MV/LV Substation LK***616X |  | 10 kV | _ | LV | 1000 kVA :Building Structure | 1 | --> | 1 | 0 | 0 | Constrained, otherwise capacity available =783 kVA | --> | 0.95 | 0 | 0 | 0 | 0 | Constrained, otherwise capacity available =978 kW | --> | C18 ex CULLION | Cullion [T41,T42] | LETTERKENNY |  | 54.946 | -7.7315
MV/LV Substation CH***622X |  | 10 kV | _ | LV | 200 kVA :Pole Substation | 0.2 | --> | 0.2 | 0.183 | 2.96 |  | --> | 0.19 | 0 | 0 | 0 | 0 | Constrained, otherwise capacity available =192 kW | --> | C12 ex BALLYRAINE | Ballyraine [T41,T42] | LETTERKENNY |  | 54.9564 | -7.7133
MV/LV Substation WA***630X |  | 10 kV | _ | LV | 200 kVA :Pole Substation | 0.2 | --> | 0.2 | 0 | 0 | Constrained, otherwise capacity available =200 kVA | --> | 0.19 | 0 | 0 | 0 | 0 | Constrained, otherwise capacity available =190 kW | --> | C12 ex CULLION | Cullion [T41,T42] | LETTERKENNY |  | 54.9391 | -7.7576
MV/LV Substation HA***631X |  | 10 kV | _ | LV | 400 kVA :Kiosk Substation | 0.4 | --> | 0.4 | 0.376 | 2.96 |  | --> | 0.38 | 0 | 0.01 | 0 | 0 | Constrained, otherwise capacity available =376 kW | --> | C21 ex BALLYRAINE | Ballyraine [T41,T42] | LETTERKENNY |  | 54.9779 | -7.7415
MV/LV Substation CN***641X |  | 10 kV | _ | LV | 400 kVA :Kiosk Substation | 0.4 | --> | 0.4 | 0.322 | 2.96 |  | --> | 0.38 | 0 | 0.006 | 0 | 0 | Constrained, otherwise capacity available =386 kW | --> | C21 ex BALLYRAINE | Ballyraine [T41,T42] | LETTERKENNY |  | 54.979 | -7.7242
MV/LV Substation ID***642X |  | 10 kV | _ | LV | 630 kVA :Building Structure | 0.63 | --> | 0.63 | 0.5 | 5.45 |  | --> | 0.598 | 0 | 0 | 0 | 0 | Constrained, otherwise capacity available =601 kW | --> | C18 ex GORTLEE | Gortlee [T41,T42] | LETTERKENNY |  | 54.9606 | -7.7171
MV/LV Substation ES***644X |  | 10 kV | _ | LV | 400 kVA :Building Structure | 0.4 | --> | 0.4 | 0.358 | 5.45 |  | --> | 0.38 | 0 | 0.006 | 0 | 0 | Constrained, otherwise capacity available =381 kW | --> | C18 ex GORTLEE | Gortlee [T41,T42] | LETTERKENNY |  | 54.9657 | -7.7214
MV/LV Substation GL***645X |  | 10 kV | _ | LV | 400 kVA :Kiosk Substation | 0.4 | --> | 0.4 | 0.225 | 5.45 |  | --> | 0.38 | 0 | 0 | 0 | 0 | Constrained, otherwise capacity available =403 kW | --> | C14 ex GORTLEE | Gortlee [T41,T42] | LETTERKENNY |  | 54.9576 | -7.744
MV/LV Substation RO***661X |  | 10 kV | _ | LV | 630 kVA :Building Structure | 0.63 | --> | 0.63 | 0.5 | 2.96 |  | --> | 0.598 | 0 | 0 | 0 | 0 | Constrained, otherwise capacity available =603 kW | --> | C15 ex BALLYRAINE | Ballyraine [T41,T42] | LETTERKENNY |  | 54.9499 | -7.7366
MV/LV Substation ST***664X |  | 10 kV | _ | LV | 630 kVA :Kiosk Substation | 0.63 | --> | 0.63 | 0.5 | 2.96 |  | --> | 0.598 | 0 | 0 | 0 | 0 | Constrained, otherwise capacity available =603 kW | --> | C15 ex BALLYRAINE | Ballyraine [T41,T42] | LETTERKENNY |  | 54.9537 | -7.7299
MV/LV Substation GR***710 |  | 10 kV | _ | LV | 100 kVA :Pole Substation | 0.1 | --> | 0.1 | 0 | 0 | Constrained, otherwise capacity available =65 kVA | --> | 0.095 | 0 | 0.005 | 0 | 0 | Constrained, otherwise capacity available =96 kW | --> | C15 ex CULLION | Cullion [T41,T42] | LETTERKENNY |  | 54.9562 | -7.6216
MV/LV Substation CA***714 |  | 10 kV | _ | LV | 100 kVA :Pole Substation | 0.1 | --> | 0.1 | 0.053 | 2.96 |  | --> | 0.095 | 0 | 0.004 | 0 | 0 | Constrained, otherwise capacity available =98 kW | --> | C21 ex BALLYRAINE | Ballyraine [T41,T42] | LETTERKENNY |  | 54.9798 | -7.7261
MV/LV Substation PI***722 |  | 10 kV | _ | LV | 400 kVA :Kiosk Substation | 0.4 | --> | 0.4 | 0.19 | 2.96 |  | --> | 0.38 | 0 | 0.074 | 0 | 0 | Constrained, otherwise capacity available =353 kW | --> | C21 ex BALLYRAINE | Ballyraine [T41,T42] | LETTERKENNY |  | 54.9776 | -7.7252
MV/LV Substation GL***731 |  | 10 kV | _ | LV | 100 kVA :Pole Substation | 0.1 | --> | 0.1 | 0.081 | 2.96 |  | --> | 0.095 | 0 | 0 | 0 | 0 | Constrained, otherwise capacity available =98 kW | --> | C21 ex BALLYRAINE | Ballyraine [T41,T42] | LETTERKENNY |  | 54.9609 | -7.6849
MV/LV Substation RT***745 |  | 10 kV | _ | LV | 50 kVA :Pole Substation | 0.05 | --> | 0.05 | 0 | 0 | Constrained, otherwise capacity available =14 kVA | --> | 0.048 | 0 | 0 | 0 | 0 | Constrained, otherwise capacity available =52 kW | --> | C20 ex CULLION | Cullion [T41,T42] | LETTERKENNY |  | 54.8913 | -7.6357
MV/LV Substation SE***749 |  | 10 kV | _ | LV | 200 kVA :Pole Substation | 0.2 | --> | 0.2 | 0 | 0 | Constrained, otherwise capacity available =136 kVA | --> | 0.19 | 0 | 0 | 0 | 0 | Constrained, otherwise capacity available =199 kW | --> | C15 ex CULLION | Cullion [T41,T42] | LETTERKENNY |  | 54.9461 | -7.7098
MV/LV Substation BI***770 |  | 10 kV | _ | LV | 50 kVA :Pole Substation | 0.05 | --> | 0.05 | 0 | 0 | Constrained, otherwise capacity available =50 kVA | --> | 0.048 | 0 | 0 | 0 | 0 | Constrained, otherwise capacity available =48 kW | --> | C15 ex CULLION | Cullion [T41,T42] | LETTERKENNY |  | 54.9641 | -7.6353
MV/LV Substation ME***887 |  | 10 kV | _ | LV | 400 kVA :Kiosk Substation | 0.4 | --> | 0.4 | 0.217 | 2.96 |  | --> | 0.38 | 0 | 0.026 | 0 | 0 | Constrained, otherwise capacity available =385 kW | --> | C21 ex BALLYRAINE | Ballyraine [T41,T42] | LETTERKENNY |  | 54.9667 | -7.6987
MV/LV Substation FE***895 |  | 10 kV | _ | LV | 100 kVA :Pole Substation | 0.1 | --> | 0.1 | 0.046 | 5.45 |  | --> | 0.095 | 0 | 0.02 | 0 | 0 | Constrained, otherwise capacity available =87 kW | --> | C14 ex GORTLEE | Gortlee [T41,T42] | LETTERKENNY |  | 54.9599 | -7.7488
MV/LV Substation CA***896 |  | 10 kV | _ | LV | 50 kVA :Pole Substation | 0.05 | --> | 0.05 | 0 | 0 | Constrained, otherwise capacity available =42 kVA | --> | 0.048 | 0 | 0 | 0 | 0 | Constrained, otherwise capacity available =49 kW | --> | C12 ex CULLION | Cullion [T41,T42] | LETTERKENNY |  | 54.933 | -7.7194
MV/LV Substation RO***917 |  | 10 kV | _ | LV | 100 kVA :Pole Substation | 0.1 | --> | 0.1 | 0.048 | 2.96 |  | --> | 0.095 | 0 | 0.026 | 0 | 0 | Constrained, otherwise capacity available =83 kW | --> | C21 ex BALLYRAINE | Ballyraine [T41,T42] | LETTERKENNY |  | 54.9786 | -7.6787
MV/LV Substation ER***925 |  | 10 kV | _ | LV | 50 kVA :Pole Substation | 0.05 | --> | 0.05 | 0 | 0 | Constrained, otherwise capacity available =48 kVA | --> | 0.048 | 0 | 0 | 0 | 0 | Constrained, otherwise capacity available =48 kW | --> | C15 ex CULLION | Cullion [T41,T42] | LETTERKENNY |  | 54.952 | -7.6179
MV/LV Substation RE***929 |  | 10 kV | _ | LV | 100 kVA :Pole Substation | 0.1 | --> | 0.1 | 0 | 0 | Constrained, otherwise capacity available =78 kVA | --> | 0.095 | 0 | 0 | 0 | 0 | Constrained, otherwise capacity available =98 kW | --> | C13 ex CULLION | Cullion [T41,T42] | LETTERKENNY |  | 54.9395 | -7.7092
MV/LV Substation LA***930 |  | 10 kV | _ | LV | 100 kVA :Pole Substation | 0.1 | --> | 0.1 | 0 | 0 | Constrained, otherwise capacity available =84 kVA | --> | 0.095 | 0 | 0 | 0 | 0 | Constrained, otherwise capacity available =97 kW | --> | C15 ex CULLION | Cullion [T41,T42] | LETTERKENNY |  | 54.9343 | -7.6256
MV/LV Substation AR***962 |  | 10 kV | _ | LV | 400 kVA :Kiosk Substation | 0.4 | --> | 0.4 | 0.156 | 5.45 |  | --> | 0.38 | 0 | 0.004 | 0 | 0 | Constrained, otherwise capacity available =409 kW | --> | C17 ex GORTLEE | Gortlee [T41,T42] | LETTERKENNY |  | 54.9613 | -7.739
MV/LV Substation HO***979 |  | 10 kV | _ | LV | 630 kVA :Kiosk Substation | 0.63 | --> | 0.63 | 0 | 0 | Constrained, otherwise capacity available =282 kVA | --> | 0.598 | 0 | 0.155 | 0 | 0 | Constrained, otherwise capacity available =529 kW | --> | C15 ex CULLION | Cullion [T41,T42] | LETTERKENNY |  | 54.9433 | -7.6987
MV/LV Substation B/***986 |  | 10 kV | _ | LV | 100 kVA :Pole Substation | 0.1 | --> | 0.1 | 0.046 | 2.96 |  | --> | 0.095 | 0 | 0.015 | 0 | 0 | Constrained, otherwise capacity available =91 kW | --> | C21 ex BALLYRAINE | Ballyraine [T41,T42] | LETTERKENNY |  | 54.9863 | -7.7294
MV/LV Substation FI***996 |  | 10 kV | _ | LV | 50 kVA :Pole Substation | 0.05 | --> | 0.05 | 0 | 0 | Constrained, otherwise capacity available =50 kVA | --> | 0.048 | 0 | 0 | 0 | 0 | Constrained, otherwise capacity available =48 kW | --> | C15 ex CULLION | Cullion [T41,T42] | LETTERKENNY |  | 54.945 | -7.6215
MV/LV Substation KI***999 |  | 10 kV | _ | LV | 50 kVA :Pole Substation | 0.05 | --> | 0.05 | 0.041 | 2.96 |  | --> | 0.048 | 0 | 0 | 0 | 0 | Constrained, otherwise capacity available =49 kW | --> | C21 ex BALLYRAINE | Ballyraine [T41,T42] | LETTERKENNY |  | 54.9615 | -7.7003
MV/LV Substation WE***001 |  | 10 kV | _ | LV | 630 kVA :Kiosk Substation | 0.63 | --> | 0.63 | 0.497 | 1.57 |  | --> | 0.598 | 0 | 0.018 | 0 | 0 | Constrained, otherwise capacity available =603 kW | --> | C16 ex BALLYSHANNON | Ballyshannon [T41,T42] | CATHALEENS FALL |  | 54.5003 | -8.196
MV/LV Substation MA***002 |  | 10 kV | _ | LV | 630 kVA :Building Structure | 0.63 | --> | 0.63 | 0.319 | 1.57 |  | --> | 0.598 | 0 | 0.036 | 0 | 0 | Constrained, otherwise capacity available =613 kW | --> | C15 ex BALLYSHANNON | Ballyshannon [T41,T42] | CATHALEENS FALL |  | 54.501 | -8.1881
MV/LV Substation DO***003 |  | 10 kV | _ | LV | 1000 kVA :Building Structure | 1 | --> | 1 | 0.5 | 1.57 |  | --> | 0.95 | 0 | 0 | 0 | 0 | Constrained, otherwise capacity available =953 kW | --> | C16 ex BALLYSHANNON | Ballyshannon [T41,T42] | CATHALEENS FALL |  | 54.497 | -8.2017
MV/LV Substation CL***004 |  | 10 kV | _ | LV | 200 kVA :Pole Substation | 0.2 | --> | 0.2 | 0.119 | 1.57 |  | --> | 0.19 | 0 | 0.01 | 0 | 0 | Constrained, otherwise capacity available =193 kW | --> | C16 ex BALLYSHANNON | Ballyshannon [T41,T42] | CATHALEENS FALL |  | 54.5045 | -8.1921
MV/LV Substation CA***005 |  | 10 kV | _ | LV | 200 kVA :Pole Substation | 0.2 | --> | 0.2 | 0.107 | 1.57 |  | --> | 0.19 | 0 | 0.01 | 0 | 0 | Constrained, otherwise capacity available =195 kW | --> | C15 ex BALLYSHANNON | Ballyshannon [T41,T42] | CATHALEENS FALL |  | 54.4986 | -8.1896
MV/LV Substation TH***006 |  | 10 kV | _ | LV | 400 kVA :Kiosk Substation | 0.4 | --> | 0.4 | 0.335 | 1.57 |  | --> | 0.38 | 0 | 0.005 | 0 | 0 | Constrained, otherwise capacity available =385 kW | --> | C16 ex BALLYSHANNON | Ballyshannon [T41,T42] | CATHALEENS FALL |  | 54.5019 | -8.1961
MV/LV Substation PY***007 |  | 10 kV | _ | LV | 630 kVA :Kiosk Substation | 0.63 | --> | 0.63 | 0.5 | 1.57 |  | --> | 0.598 | 0 | 0.021 | 0 | 0 | Constrained, otherwise capacity available =594 kW | --> | C15 ex BALLYSHANNON | Ballyshannon [T41,T42] | CATHALEENS FALL |  | 54.4988 | -8.1841
MV/LV Substation CO***008 |  | 10 kV | _ | LV | 400 kVA :Kiosk Substation | 0.4 | --> | 0.4 | 0.368 | 1.57 |  | --> | 0.38 | 0 | 0 | 0 | 0 | Constrained, otherwise capacity available =384 kW | --> | C15 ex BALLYSHANNON | Ballyshannon [T41,T42] | CATHALEENS FALL |  | 54.5024 | -8.1893
MV/LV Substation EV***010X |  | 20 kV | _ | LV | 630 kVA :Building Structure | 0.63 | --> | 0.63 | 0.5 | 1.57 |  | --> | 0.598 | 0 | 0 | 0 | 0 | Constrained, otherwise capacity available =610 kW | --> | C17 ex BALLYSHANNON | Ballyshannon [T41,T42] | CATHALEENS FALL |  | 54.5439 | -7.8681
MV/LV Substation SA***011X |  | 10 kV | _ | LV | 400 kVA :Kiosk Substation | 0.4 | --> | 0.4 | 0.377 | 1.57 |  | --> | 0.38 | 0 | 0 | 0 | 0 | Constrained, otherwise capacity available =383 kW | --> | C16 ex BALLYSHANNON | Ballyshannon [T41,T42] | CATHALEENS FALL |  | 54.5013 | -8.1916
MV/LV Substation SH***018 |  | 10 kV | _ | LV | 630 kVA :Kiosk Substation | 0.63 | --> | 0.63 | 0.471 | 1.57 |  | --> | 0.598 | 0 | 0.022 | 0 | 0 | Constrained, otherwise capacity available =604 kW | --> | C15 ex BALLYSHANNON | Ballyshannon [T41,T42] | CATHALEENS FALL |  | 54.5016 | -8.1827
MV/LV Substation CH***022X |  | 10 kV | _ | LV | 400 kVA :Kiosk Substation | 0.4 | --> | 0.4 | 0.335 | 1.57 |  | --> | 0.38 | 0 | 0.008 | 0 | 0 | Constrained, otherwise capacity available =383 kW | --> | C17 ex BALLYSHANNON | Ballyshannon [T41,T42] | CATHALEENS FALL |  | 54.5034 | -8.1838
MV/LV Substation BA***029 |  | 10 kV | _ | LV | 200 kVA :Pole Substation | 0.2 | --> | 0.2 | 0.114 | 1.57 |  | --> | 0.19 | 0 | 0.014 | 0 | 0 | Constrained, otherwise capacity available =191 kW | --> | C17 ex BALLYSHANNON | Ballyshannon [T41,T42] | CATHALEENS FALL |  | 54.5062 | -8.1849
MV/LV Substation BA***029X |  | 20 kV | _ | LV | 100 kVA :Pole Substation | 0.1 | --> | 0.1 | 0.066 | 1.57 |  | --> | 0.095 | 0 | 0.005 | 0 | 0 | Constrained, otherwise capacity available =96 kW | --> | C17 ex BALLYSHANNON | Ballyshannon [T41,T42] | CATHALEENS FALL |  | 54.5751 | -8.1279
MV/LV Substation AL***033X |  | 10 kV | _ | LV | 200 kVA :Pole Substation | 0.2 | --> | 0.2 | 0.185 | 1.57 |  | --> | 0.19 | 0 | 0.01 | 0 | 0 | Constrained, otherwise capacity available =185 kW | --> | C16 ex BALLYSHANNON | Ballyshannon [T41,T42] | CATHALEENS FALL |  | 54.503 | -8.1974
MV/LV Substation PE***034X |  | 20 kV | _ | LV | 50 kVA :Pole Substation | 0.05 | --> | 0.05 | 0.038 | 1.57 |  | --> | 0.048 | 0 | 0 | 0 | 0 | Constrained, otherwise capacity available =49 kW | --> | C17 ex BALLYSHANNON | Ballyshannon [T41,T42] | CATHALEENS FALL |  | 54.5436 | -7.8551
MV/LV Substation GA***035 |  | 10 kV | _ | LV | 200 kVA :Pole Substation | 0.2 | --> | 0.2 | 0.178 | 1.57 |  | --> | 0.19 | 0 | 0.014 | 0 | 0 | Constrained, otherwise capacity available =182 kW | --> | C16 ex BALLYSHANNON | Ballyshannon [T41,T42] | CATHALEENS FALL |  | 54.4968 | -8.1938
MV/LV Substation PA***036X |  | 10 kV | _ | LV | 200 kVA :Pole Substation | 0.2 | --> | 0.2 | 0.198 | 1.57 |  | --> | 0.19 | 0 | 0 | 0 | 0 | Constrained, otherwise capacity available =190 kW | --> | C17 ex BALLYSHANNON | Ballyshannon [T41,T42] | CATHALEENS FALL |  | 54.4955 | -8.1874
MV/LV Substation ***042 |  | 10 kV | _ | LV | 200 kVA :Pole Substation | 0.2 | --> | 0.2 | 0.053 | 1.57 |  | --> | 0.19 | 0 | 0.021 | 0 | 0 | Constrained, otherwise capacity available =194 kW | --> | C17 ex BALLYSHANNON | Ballyshannon [T41,T42] | CATHALEENS FALL |  | 54.5036 | -8.1899
MV/LV Substation TO***043 |  | 10 kV | _ | LV | 50 kVA :Pole Substation | 0.05 | --> | 0.05 | 0.029 | 1.57 |  | --> | 0.048 | 0 | 0 | 0 | 0 | Constrained, otherwise capacity available =50 kW | --> | C17 ex BALLYSHANNON | Ballyshannon [T41,T42] | CATHALEENS FALL |  | 54.502 | -8.1742
MV/LV Substation PO***049 |  | 10 kV | _ | LV | 200 kVA :Pole Substation | 0.2 | --> | 0.2 | 0.185 | 1.57 |  | --> | 0.19 | 0 | 0.004 | 0 | 0 | Constrained, otherwise capacity available =189 kW | --> | C16 ex BALLYSHANNON | Ballyshannon [T41,T42] | CATHALEENS FALL |  | 54.499 | -8.2011
MV/LV Substation ER***053 |  | 10 kV | _ | LV | 200 kVA :Pole Substation | 0.2 | --> | 0.2 | 0.153 | 1.57 |  | --> | 0.19 | 0 | 0.022 | 0 | 0 | Constrained, otherwise capacity available =180 kW | --> | C17 ex BALLYSHANNON | Ballyshannon [T41,T42] | CATHALEENS FALL |  | 54.5043 | -8.1861
MV/LV Substation AS***055 |  | 10 kV | _ | LV | 50 kVA :Pole Substation | 0.05 | --> | 0.05 | 0.023 | 1.57 |  | --> | 0.048 | 0 | 0 | 0 | 0 | Constrained, otherwise capacity available =51 kW | --> | C17 ex BALLYSHANNON | Ballyshannon [T41,T42] | CATHALEENS FALL |  | 54.5025 | -8.1779
MV/LV Substation LA***065X |  | 10 kV | _ | LV | 200 kVA :Kiosk Substation | 0.2 | --> | 0.2 | 0.142 | 1.57 |  | --> | 0.19 | 0 | 0.006 | 0 | 0 | Constrained, otherwise capacity available =193 kW | --> | C17 ex BALLYSHANNON | Ballyshannon [T41,T42] | CATHALEENS FALL |  | 54.5042 | -8.1826
MV/LV Substation BI***088X |  | 20 kV | _ | LV | 50 kVA :Pole Substation | 0.05 | --> | 0.05 | 0.04 | 1.57 |  | --> | 0.048 | 0 | 0.005 | 0 | 0 | Constrained, otherwise capacity available =45 kW | --> | C17 ex BALLYSHANNON | Ballyshannon [T41,T42] | CATHALEENS FALL |  | 54.5451 | -7.8439
MV/LV Substation KI***137X |  | 10 kV | _ | LV | 50 kVA :Pole Substation | 0.05 | --> | 0.05 | 0.047 | 1.57 |  | --> | 0.048 | 0 | 0 | 0 | 0 | Constrained, otherwise capacity available =48 kW | --> | C17 ex BALLYSHANNON | Ballyshannon [T41,T42] | CATHALEENS FALL |  | 54.4888 | -8.159
MV/LV Substation HE***140X |  | 10 kV | _ | LV | 200 kVA :Kiosk Substation | 0.2 | --> | 0.2 | 0.185 | 1.57 |  | --> | 0.19 | 0 | 0 | 0 | 0 | Constrained, otherwise capacity available =192 kW | --> | C16 ex BALLYSHANNON | Ballyshannon [T41,T42] | CATHALEENS FALL |  | 54.4989 | -8.1977
MV/LV Substation LA***144X |  | 20 kV | _ | LV | 50 kVA :Pole Substation | 0.05 | --> | 0.05 | 0.046 | 1.57 |  | --> | 0.048 | 0 | 0 | 0 | 0 | Constrained, otherwise capacity available =48 kW | --> | C17 ex BALLYSHANNON | Ballyshannon [T41,T42] | CATHALEENS FALL |  | 54.586 | -8.1433
MV/LV Substation CA***149X |  | 20 kV | _ | LV | 50 kVA :Pole Substation | 0.05 | --> | 0.05 | 0.046 | 1.57 |  | --> | 0.048 | 0 | 0.015 | 0 | 0 | Constrained, otherwise capacity available =37 kW | --> | C17 ex BALLYSHANNON | Ballyshannon [T41,T42] | CATHALEENS FALL |  | 54.5316 | -8.1208
MV/LV Substation IT***151X |  | 10 kV | _ | LV | 400 kVA :Building Structure | 0.4 | --> | 0.4 | 0.382 | 1.57 |  | --> | 0.38 | 0 | 0 | 0 | 0 | Constrained, otherwise capacity available =382 kW | --> | C16 ex BUNDORAN | Bundoran [T41,T42] | CATHALEENS FALL |  | 54.4959 | -8.201
MV/LV Substation QU***171X |  | 20 kV | _ | LV | 50 kVA :Pole Substation | 0.05 | --> | 0.05 | 0.049 | 1.57 |  | --> | 0.048 | 0 | 0 | 0 | 0 | Constrained, otherwise capacity available =48 kW | --> | C17 ex BALLYSHANNON | Ballyshannon [T41,T42] | CATHALEENS FALL |  | 54.5246 | -8.0911
MV/LV Substation CO***184X |  | 10 kV | _ | LV | 50 kVA :Pole Substation | 0.05 | --> | 0.05 | 0.038 | 1.57 |  | --> | 0.048 | 0 | 0.011 | 0 | 0 | Constrained, otherwise capacity available =41 kW | --> | C16 ex BALLYSHANNON | Ballyshannon [T41,T42] | CATHALEENS FALL |  | 54.5433 | -8.2183
MV/LV Substation WA***188X |  | 10 kV | _ | LV | 50 kVA :Pole Substation | 0.05 | --> | 0.05 | 0.048 | 1.57 |  | --> | 0.048 | 0 | 0 | 0 | 0 | Constrained, otherwise capacity available =48 kW | --> | C16 ex BALLYSHANNON | Ballyshannon [T41,T42] | CATHALEENS FALL |  | 54.5133 | -8.2377
MV/LV Substation AS***223X |  | 10 kV | _ | LV | 630 kVA :Kiosk Substation | 0.63 | --> | 0.63 | 0.5 | 1.57 |  | --> | 0.598 | 0 | 0.003 | 0 | 0 | Constrained, otherwise capacity available =604 kW | --> | C16 ex BALLYSHANNON | Ballyshannon [T41,T42] | CATHALEENS FALL |  | 54.5012 | -8.1926
MV/LV Substation RO***240X |  | 10 kV | _ | LV | 50 kVA :Pole Substation | 0.05 | --> | 0.05 | 0.048 | 1.57 |  | --> | 0.048 | 0 | 0 | 0 | 0 | Constrained, otherwise capacity available =48 kW | --> | C16 ex BALLYSHANNON | Ballyshannon [T41,T42] | CATHALEENS FALL |  | 54.5632 | -8.2028
MV/LV Substation WA***248X |  | 10 kV | _ | LV | 50 kVA :Pole Substation | 0.05 | --> | 0.05 | 0.038 | 1.57 |  | --> | 0.048 | 0 | 0 | 0 | 0 | Constrained, otherwise capacity available =49 kW | --> | C16 ex BALLYSHANNON | Ballyshannon [T41,T42] | CATHALEENS FALL |  | 54.5094 | -8.2413
MV/LV Substation AR***257X |  | 10 kV | _ | LV | 100 kVA :Pole Substation | 0.1 | --> | 0.1 | 0.086 | 1.57 |  | --> | 0.095 | 0 | 0 | 0 | 0 | Constrained, otherwise capacity available =97 kW | --> | C16 ex BALLYSHANNON | Ballyshannon [T41,T42] | CATHALEENS FALL |  | 54.5488 | -8.205
MV/LV Substation RO***261X |  | 10 kV | _ | LV | 200 kVA :Kiosk Substation | 0.2 | --> | 0.2 | 0.186 | 1.57 |  | --> | 0.19 | 0 | 0 | 0 | 0 | Constrained, otherwise capacity available =192 kW | --> | C16 ex BALLYSHANNON | Ballyshannon [T41,T42] | CATHALEENS FALL |  | 54.566 | -8.2167
MV/LV Substation MO***271X |  | 20 kV | _ | LV | 50 kVA :Pole Substation | 0.05 | --> | 0.05 | 0.05 | 1.57 |  | --> | 0.048 | 0 | 0 | 0 | 0 | Constrained, otherwise capacity available =48 kW | --> | C17 ex BALLYSHANNON | Ballyshannon [T41,T42] | CATHALEENS FALL |  | 54.5764 | -8.1361
MV/LV Substation JM***274X |  | 20 kV | _ | LV | 50 kVA :Pole Substation | 0.05 | --> | 0.05 | 0.045 | 1.57 |  | --> | 0.048 | 0 | 0 | 0 | 0 | Constrained, otherwise capacity available =48 kW | --> | C17 ex BALLYSHANNON | Ballyshannon [T41,T42] | CATHALEENS FALL |  | 54.5434 | -7.8916
MV/LV Substation PU***278X |  | 10 kV | _ | LV | 50 kVA :Pole Substation | 0.05 | --> | 0.05 | 0.047 | 1.57 |  | --> | 0.048 | 0 | 0 | 0 | 0 | Constrained, otherwise capacity available =48 kW | --> | C16 ex BALLYSHANNON | Ballyshannon [T41,T42] | CATHALEENS FALL |  | 54.516 | -8.2181
MV/LV Substation AB***279X |  | 10 kV | _ | LV | 100 kVA :Pole Substation | 0.1 | --> | 0.1 | 0.097 | 1.57 |  | --> | 0.095 | 0 | 0 | 0 | 0 | Constrained, otherwise capacity available =95 kW | --> | C16 ex BALLYSHANNON | Ballyshannon [T41,T42] | CATHALEENS FALL |  | 54.5075 | -8.2027
MV/LV Substation CR***284X |  | 10 kV | _ | LV | 50 kVA :Pole Substation | 0.05 | --> | 0.05 | 0.042 | 1.57 |  | --> | 0.048 | 0 | 0 | 0 | 0 | Constrained, otherwise capacity available =48 kW | --> | C16 ex BALLYSHANNON | Ballyshannon [T41,T42] | CATHALEENS FALL |  | 54.5189 | -8.219
MV/LV Substation ES***290X |  | 10 kV | _ | LV | 50 kVA :Pole Substation | 0.05 | --> | 0.05 | 0.048 | 1.57 |  | --> | 0.048 | 0 | 0 | 0 | 0 | Constrained, otherwise capacity available =48 kW | --> | C17 ex BALLYSHANNON | Ballyshannon [T41,T42] | CATHALEENS FALL |  | 54.4977 | -8.1754
MV/LV Substation TI***372 |  | 10 kV | _ | LV | 200 kVA :Pole Substation | 0.2 | --> | 0.2 | 0.158 | 1.57 |  | --> | 0.19 | 0 | 0.005 | 0 | 0 | Constrained, otherwise capacity available =192 kW | --> | C16 ex BALLYSHANNON | Ballyshannon [T41,T42] | CATHALEENS FALL |  | 54.5086 | -8.195
MV/LV Substation CO***381 |  | 20 kV | _ | LV | 50 kVA :Pole Substation | 0.05 | --> | 0.05 | 0.044 | 1.57 |  | --> | 0.048 | 0 | 0 | 0 | 0 | Constrained, otherwise capacity available =48 kW | --> | C17 ex BALLYSHANNON | Ballyshannon [T41,T42] | CATHALEENS FALL |  | 54.5585 | -8.1353
MV/LV Substation BA***4007 |  | 10 kV | _ | LV | 50 kVA :Pole Substation | 0.05 | --> | 0.05 | 0.047 | 1.57 |  | --> | 0.048 | 0 | 0.005 | 0 | 0 | Constrained, otherwise capacity available =44 kW | --> | C16 ex BALLYSHANNON | Ballyshannon [T41,T42] | CATHALEENS FALL |  | 54.5138 | -8.2266
MV/LV Substation BE***4023 |  | 10 kV | _ | LV | 50 kVA :Pole Substation | 0.05 | --> | 0.05 | 0.029 | 1.57 |  | --> | 0.048 | 0 | 0 | 0 | 0 | Constrained, otherwise capacity available =50 kW | --> | C15 ex BALLYSHANNON | Ballyshannon [T41,T42] | CATHALEENS FALL |  | 54.4999 | -8.1797
MV/LV Substation AG***4025 |  | 20 kV | _ | LV | 200 kVA :Pole Substation | 0.2 | --> | 0.2 | 0.2 | 1.57 |  | --> | 0.19 | 0 | 0.205 | 0 | 0 | Constrained, otherwise capacity available =38 kW | --> | C17 ex BALLYSHANNON | Ballyshannon [T41,T42] | CATHALEENS FALL |  | 54.5757 | -8.1194
MV/LV Substation TE***4049 |  | 20 kV | _ | LV | 200 kVA :Pole Substation | 0.2 | --> | 0.2 | 0.184 | 1.57 |  | --> | 0.19 | 0 | 0.006 | 0 | 0 | Constrained, otherwise capacity available =188 kW | --> | C17 ex BALLYSHANNON | Ballyshannon [T41,T42] | CATHALEENS FALL |  | 54.5475 | -7.8329
MV/LV Substation ES***4060 |  | 10 kV | _ | LV | 100 kVA :Pole Substation | 0.1 | --> | 0.1 | 0.1 | 1.57 |  | --> | 0.095 | 0 | 0 | 0 | 0 | Constrained, otherwise capacity available =95 kW | --> | C17 ex BALLYSHANNON | Ballyshannon [T41,T42] | CATHALEENS FALL |  | 54.4981 | -8.1751
MV/LV Substation CO***4064 |  | 10 kV | _ | LV | 630 kVA :Building Structure | 0.63 | --> | 0.63 | 0.5 | 1.57 |  | --> | 0.598 | 0 | 0 | 0 | 0 | Constrained, otherwise capacity available =602 kW | --> | C15 ex BALLYSHANNON | Ballyshannon [T41,T42] | CATHALEENS FALL |  | 54.5015 | -8.1852
MV/LV Substation BA***4070 |  | 20 kV | _ | LV | 100 kVA :Pole Substation | 0.1 | --> | 0.1 | 0.1 | 1.57 |  | --> | 0.095 | 0 | 0 | 0 | 0 | Constrained, otherwise capacity available =95 kW | --> | C17 ex BALLYSHANNON | Ballyshannon [T41,T42] | CATHALEENS FALL |  | 54.5429 | -7.8676
MV/LV Substation BA***4076 |  | 20 kV | _ | LV | 50 kVA :Pole Substation | 0.05 | --> | 0.05 | 0.048 | 1.57 |  | --> | 0.048 | 0 | 0 | 0 | 0 | Constrained, otherwise capacity available =48 kW | --> | C17 ex BALLYSHANNON | Ballyshannon [T41,T42] | CATHALEENS FALL |  | 54.576 | -8.1193
MV/LV Substation ST***4089 |  | 10 kV | _ | LV | 100 kVA :Pole Substation | 0.1 | --> | 0.1 | 0.079 | 1.57 |  | --> | 0.095 | 0 | 0.01 | 0 | 0 | Constrained, otherwise capacity available =90 kW | --> | C17 ex BALLYSHANNON | Ballyshannon [T41,T42] | CATHALEENS FALL |  | 54.4981 | -8.1806
MV/LV Substation RO***4101 |  | 10 kV | _ | LV | 100 kVA :Pole Substation | 0.1 | --> | 0.1 | 0.1 | 1.57 |  | --> | 0.095 | 0 | 0 | 0 | 0 | Constrained, otherwise capacity available =95 kW | --> | C16 ex BALLYSHANNON | Ballyshannon [T41,T42] | CATHALEENS FALL |  | 54.5619 | -8.206
MV/LV Substation SM***421 |  | 10 kV | _ | LV | 100 kVA :Pole Substation | 0.1 | --> | 0.1 | 0.057 | 1.57 |  | --> | 0.095 | 0 | 0.01 | 0 | 0 | Constrained, otherwise capacity available =93 kW | --> | C16 ex BALLYSHANNON | Ballyshannon [T41,T42] | CATHALEENS FALL |  | 54.5467 | -8.2142
MV/LV Substation FR***423 |  | 10 kV | _ | LV | 50 kVA :Pole Substation | 0.05 | --> | 0.05 | 0.02 | 1.57 |  | --> | 0.048 | 0 | 0.005 | 0 | 0 | Constrained, otherwise capacity available =48 kW | --> | C16 ex BALLYSHANNON | Ballyshannon [T41,T42] | CATHALEENS FALL |  | 54.5473 | -8.2048
MV/LV Substation SA***426 |  | 10 kV | _ | LV | 200 kVA :Pole Substation | 0.2 | --> | 0.2 | 0.134 | 1.57 |  | --> | 0.19 | 0 | 0 | 0 | 0 | Constrained, otherwise capacity available =199 kW | --> | C16 ex BALLYSHANNON | Ballyshannon [T41,T42] | CATHALEENS FALL |  | 54.5524 | -8.2067
MV/LV Substation CA***435 |  | 20 kV | _ | LV | 50 kVA :Pole Substation | 0.05 | --> | 0.05 | 0.039 | 1.57 |  | --> | 0.048 | 0 | 0 | 0 | 0 | Constrained, otherwise capacity available =49 kW | --> | C17 ex BALLYSHANNON | Ballyshannon [T41,T42] | CATHALEENS FALL |  | 54.5319 | -8.1529
MV/LV Substation KI***437 |  | 20 kV | _ | LV | 50 kVA :Pole Substation | 0.05 | --> | 0.05 | 0.043 | 1.57 |  | --> | 0.048 | 0 | 0 | 0 | 0 | Constrained, otherwise capacity available =48 kW | --> | C17 ex BALLYSHANNON | Ballyshannon [T41,T42] | CATHALEENS FALL |  | 54.5297 | -8.1327
MV/LV Substation ST***455 |  | 20 kV | _ | LV | 100 kVA :Pole Substation | 0.1 | --> | 0.1 | 0.093 | 1.57 |  | --> | 0.095 | 0 | 0.01 | 0 | 0 | Constrained, otherwise capacity available =88 kW | --> | C17 ex BALLYSHANNON | Ballyshannon [T41,T42] | CATHALEENS FALL |  | 54.5848 | -8.1209
MV/LV Substation CO***459 |  | 20 kV | _ | LV | 50 kVA :Pole Substation | 0.05 | --> | 0.05 | 0.046 | 1.57 |  | --> | 0.048 | 0 | 0 | 0 | 0 | Constrained, otherwise capacity available =48 kW | --> | C17 ex BALLYSHANNON | Ballyshannon [T41,T42] | CATHALEENS FALL |  | 54.5984 | -8.1103
MV/LV Substation FR***460 |  | 10 kV | _ | LV | 30 kVA :Pole Substation | 0.03 | --> | 0.03 | 0.021 | 1.57 |  | --> | 0.028 | 0 | 0.011 | 0 | 0 | Constrained, otherwise capacity available =22 kW | --> | C16 ex BALLYSHANNON | Ballyshannon [T41,T42] | CATHALEENS FALL |  | 54.5471 | -8.2072
MV/LV Substation FI***471 |  | 10 kV | _ | LV | 50 kVA :Pole Substation | 0.05 | --> | 0.05 | 0.05 | 1.57 |  | --> | 0.048 | 0 | 0 | 0 | 0 | Constrained, otherwise capacity available =48 kW | --> | C17 ex BALLYSHANNON | Ballyshannon [T41,T42] | CATHALEENS FALL |  | 54.4936 | -8.1262
MV/LV Substation LO***474 |  | 20 kV | _ | LV | 50 kVA :Pole Substation | 0.05 | --> | 0.05 | 0.05 | 1.57 |  | --> | 0.048 | 0 | 0 | 0 | 0 | Constrained, otherwise capacity available =48 kW | --> | C17 ex BALLYSHANNON | Ballyshannon [T41,T42] | CATHALEENS FALL |  | 54.5235 | -8.0851
MV/LV Substation BR***490 |  | 20 kV | _ | LV | 50 kVA :Pole Substation | 0.05 | --> | 0.05 | 0.048 | 1.57 |  | --> | 0.048 | 0 | 0 | 0 | 0 | Constrained, otherwise capacity available =48 kW | --> | C17 ex BALLYSHANNON | Ballyshannon [T41,T42] | CATHALEENS FALL |  | 54.5377 | -7.852
MV/LV Substation CE***496 |  | 10 kV | _ | LV | 200 kVA :Pole Substation | 0.2 | --> | 0.2 | 0.193 | 1.57 |  | --> | 0.19 | 0 | 0 | 0 | 0 | Constrained, otherwise capacity available =191 kW | --> | C17 ex BALLYSHANNON | Ballyshannon [T41,T42] | CATHALEENS FALL |  | 54.4815 | -8.1079
MV/LV Substation DR***505 |  | 20 kV | _ | LV | 50 kVA :Pole Substation | 0.05 | --> | 0.05 | 0.036 | 1.57 |  | --> | 0.048 | 0 | 0.006 | 0 | 0 | Constrained, otherwise capacity available =45 kW | --> | C17 ex BALLYSHANNON | Ballyshannon [T41,T42] | CATHALEENS FALL |  | 54.5939 | -8.1134
MV/LV Substation DR***512 |  | 20 kV | _ | LV | 50 kVA :Pole Substation | 0.05 | --> | 0.05 | 0.048 | 1.57 |  | --> | 0.048 | 0 | 0 | 0 | 0 | Constrained, otherwise capacity available =48 kW | --> | C17 ex BALLYSHANNON | Ballyshannon [T41,T42] | CATHALEENS FALL |  | 54.5919 | -8.1155
MV/LV Substation PE***556 |  | 20 kV | _ | LV | 100 kVA :Pole Substation | 0.1 | --> | 0.1 | 0.035 | 1.57 |  | --> | 0.095 | 0 | 0.003 | 0 | 0 | Constrained, otherwise capacity available =101 kW | --> | C17 ex BALLYSHANNON | Ballyshannon [T41,T42] | CATHALEENS FALL |  | 54.5489 | -7.8351
MV/LV Substation ST***558 |  | 20 kV | _ | LV | 50 kVA :Pole Substation | 0.05 | --> | 0.05 | 0.021 | 1.57 |  | --> | 0.048 | 0 | 0 | 0 | 0 | Constrained, otherwise capacity available =51 kW | --> | C17 ex BALLYSHANNON | Ballyshannon [T41,T42] | CATHALEENS FALL |  | 54.5322 | -8.1101
MV/LV Substation BE***571 |  | 10 kV | _ | LV | 200 kVA :Pole Substation | 0.2 | --> | 0.2 | 0.147 | 1.57 |  | --> | 0.19 | 0 | 0 | 0 | 0 | Constrained, otherwise capacity available =197 kW | --> | C17 ex BALLYSHANNON | Ballyshannon [T41,T42] | CATHALEENS FALL |  | 54.4776 | -8.0969
MV/LV Substation SM***583 |  | 20 kV | _ | LV | 200 kVA :Pole Substation | 0.2 | --> | 0.2 | 0.138 | 1.57 |  | --> | 0.19 | 0 | 0 | 0 | 0 | Constrained, otherwise capacity available =198 kW | --> | C17 ex BALLYSHANNON | Ballyshannon [T41,T42] | CATHALEENS FALL |  | 54.6328 | -7.8594
MV/LV Substation AS***588 |  | 10 kV | _ | LV | 200 kVA :Pole Substation | 0.2 | --> | 0.2 | 0.179 | 1.57 |  | --> | 0.19 | 0 | 0 | 0 | 0 | Constrained, otherwise capacity available =193 kW | --> | C17 ex BALLYSHANNON | Ballyshannon [T41,T42] | CATHALEENS FALL |  | 54.4968 | -8.1734
MV/LV Substation R ***590 |  | 20 kV | _ | LV | 50 kVA :Pole Substation | 0.05 | --> | 0.05 | 0.039 | 1.57 |  | --> | 0.048 | 0 | 0.003 | 0 | 0 | Constrained, otherwise capacity available =47 kW | --> | C17 ex BALLYSHANNON | Ballyshannon [T41,T42] | CATHALEENS FALL |  | 54.5699 | -8.1134
MV/LV Substation CO***592 |  | 10 kV | _ | LV | 50 kVA :Pole Substation | 0.05 | --> | 0.05 | 0.041 | 1.57 |  | --> | 0.048 | 0 | 0.009 | 0 | 0 | Constrained, otherwise capacity available =42 kW | --> | C16 ex BALLYSHANNON | Ballyshannon [T41,T42] | CATHALEENS FALL |  | 54.5357 | -8.2257
MV/LV Substation LO***593 |  | 20 kV | _ | LV | 200 kVA :Building Structure | 0.2 | --> | 0.2 | 0.174 | 1.57 |  | --> | 0.19 | 0 | 0 | 0 | 0 | Constrained, otherwise capacity available =194 kW | --> | C17 ex BALLYSHANNON | Ballyshannon [T41,T42] | CATHALEENS FALL |  | 54.6096 | -7.8715
MV/LV Substation FE***594 |  | 20 kV | _ | LV | 50 kVA :Pole Substation | 0.05 | --> | 0.05 | 0.044 | 1.57 |  | --> | 0.048 | 0 | 0 | 0 | 0 | Constrained, otherwise capacity available =48 kW | --> | C17 ex BALLYSHANNON | Ballyshannon [T41,T42] | CATHALEENS FALL |  | 54.6074 | -7.8582
MV/LV Substation BA***601 |  | 20 kV | _ | LV | 50 kVA :Pole Substation | 0.05 | --> | 0.05 | 0.046 | 1.57 |  | --> | 0.048 | 0 | 0 | 0 | 0 | Constrained, otherwise capacity available =48 kW | --> | C17 ex BALLYSHANNON | Ballyshannon [T41,T42] | CATHALEENS FALL |  | 54.5449 | -8.1419
MV/LV Substation RO***603 |  | 10 kV | _ | LV | 200 kVA :Pole Substation | 0.2 | --> | 0.2 | 0.189 | 1.57 |  | --> | 0.19 | 0 | 0.004 | 0 | 0 | Constrained, otherwise capacity available =188 kW | --> | C16 ex BALLYSHANNON | Ballyshannon [T41,T42] | CATHALEENS FALL |  | 54.5591 | -8.2066
MV/LV Substation PI***632 |  | 20 kV | _ | LV | 50 kVA :Pole Substation | 0.05 | --> | 0.05 | 0.047 | 1.57 |  | --> | 0.048 | 0 | 0 | 0 | 0 | Constrained, otherwise capacity available =48 kW | --> | C17 ex BALLYSHANNON | Ballyshannon [T41,T42] | CATHALEENS FALL |  | 54.5373 | -8.0853
MV/LV Substation GA***633 |  | 20 kV | _ | LV | 50 kVA :Pole Substation | 0.05 | --> | 0.05 | 0.048 | 1.57 |  | --> | 0.048 | 0 | 0 | 0 | 0 | Constrained, otherwise capacity available =48 kW | --> | C17 ex BALLYSHANNON | Ballyshannon [T41,T42] | CATHALEENS FALL |  | 54.531 | -8.1295
MV/LV Substation BA***653 |  | 20 kV | _ | LV | 630 kVA :Building Structure | 0.63 | --> | 0.63 | 0.5 | 1.57 |  | --> | 0.598 | 0 | 0 | 0 | 0 | Constrained, otherwise capacity available =608 kW | --> | C17 ex BALLYSHANNON | Ballyshannon [T41,T42] | CATHALEENS FALL |  | 54.5661 | -8.1265
MV/LV Substation WA***654 |  | 10 kV | _ | LV | 200 kVA :Pole Substation | 0.2 | --> | 0.2 | 0.195 | 1.57 |  | --> | 0.19 | 0 | 0 | 0 | 0 | Constrained, otherwise capacity available =191 kW | --> | C16 ex BALLYSHANNON | Ballyshannon [T41,T42] | CATHALEENS FALL |  | 54.5541 | -8.2016
MV/LV Substation RO***657 |  | 10 kV | _ | LV | 50 kVA :Pole Substation | 0.05 | --> | 0.05 | 0.049 | 1.57 |  | --> | 0.048 | 0 | 0 | 0 | 0 | Constrained, otherwise capacity available =48 kW | --> | C16 ex BALLYSHANNON | Ballyshannon [T41,T42] | CATHALEENS FALL |  | 54.5632 | -8.2105
MV/LV Substation RO***658 |  | 10 kV | _ | LV | 200 kVA :Pole Substation | 0.2 | --> | 0.2 | 0.194 | 1.57 |  | --> | 0.19 | 0 | 0 | 0 | 0 | Constrained, otherwise capacity available =191 kW | --> | C16 ex BALLYSHANNON | Ballyshannon [T41,T42] | CATHALEENS FALL |  | 54.5651 | -8.2112
MV/LV Substation PA***666 |  | 20 kV | _ | LV | 100 kVA :Pole Substation | 0.1 | --> | 0.1 | 0.079 | 1.57 |  | --> | 0.095 | 0 | 0 | 0 | 0 | Constrained, otherwise capacity available =98 kW | --> | C17 ex BALLYSHANNON | Ballyshannon [T41,T42] | CATHALEENS FALL |  | 54.5215 | -8.166
MV/LV Substation RE***667 |  | 20 kV | _ | LV | 50 kVA :Pole Substation | 0.05 | --> | 0.05 | 0.037 | 1.57 |  | --> | 0.048 | 0 | 0 | 0 | 0 | Constrained, otherwise capacity available =49 kW | --> | C17 ex BALLYSHANNON | Ballyshannon [T41,T42] | CATHALEENS FALL |  | 54.5575 | -8.0963
MV/LV Substation BA***730 |  | 20 kV | _ | LV | 1000 kVA :Building Structure | 1 | --> | 1 | 0.5 | 1.57 |  | --> | 0.95 | 0 | 0 | 0 | 0 | Constrained, otherwise capacity available =956 kW | --> | C17 ex BALLYSHANNON | Ballyshannon [T41,T42] | CATHALEENS FALL |  | 54.5549 | -8.1415
MV/LV Substation BA***737 |  | 10 kV | _ | LV | 50 kVA :Pole Substation | 0.05 | --> | 0.05 | 0.038 | 1.57 |  | --> | 0.048 | 0 | 0 | 0 | 0 | Constrained, otherwise capacity available =49 kW | --> | C16 ex BALLYSHANNON | Ballyshannon [T41,T42] | CATHALEENS FALL |  | 54.5146 | -8.2365
MV/LV Substation CR***738 |  | 10 kV | _ | LV | 100 kVA :Pole Substation | 0.1 | --> | 0.1 | 0.082 | 1.57 |  | --> | 0.095 | 0 | 0.019 | 0 | 0 | Constrained, otherwise capacity available =83 kW | --> | C16 ex BALLYSHANNON | Ballyshannon [T41,T42] | CATHALEENS FALL |  | 54.5211 | -8.2261
MV/LV Substation AR***800 |  | 10 kV | _ | LV | 200 kVA :Kiosk Substation | 0.2 | --> | 0.2 | 0.182 | 1.57 |  | --> | 0.19 | 0 | 0.009 | 0 | 0 | Constrained, otherwise capacity available =186 kW | --> | C16 ex BALLYSHANNON | Ballyshannon [T41,T42] | CATHALEENS FALL |  | 54.5586 | -8.2051
MV/LV Substation TO***801 |  | 10 kV | _ | LV | 50 kVA :Pole Substation | 0.05 | --> | 0.05 | 0.043 | 1.57 |  | --> | 0.048 | 0 | 0.005 | 0 | 0 | Constrained, otherwise capacity available =45 kW | --> | C17 ex BALLYSHANNON | Ballyshannon [T41,T42] | CATHALEENS FALL |  | 54.4967 | -8.175
MV/LV Substation CO***808 |  | 10 kV | _ | LV | 50 kVA :Pole Substation | 0.05 | --> | 0.05 | 0.033 | 1.57 |  | --> | 0.048 | 0 | 0.006 | 0 | 0 | Constrained, otherwise capacity available =45 kW | --> | C16 ex BALLYSHANNON | Ballyshannon [T41,T42] | CATHALEENS FALL |  | 54.5448 | -8.2109
MV/LV Substation SE***809 |  | 20 kV | _ | LV | 100 kVA :Kiosk Substation | 0.1 | --> | 0.1 | 0.09 | 1.57 |  | --> | 0.095 | 0 | 0.05 | 0 | 0 | Constrained, otherwise capacity available =59 kW | --> | C17 ex BALLYSHANNON | Ballyshannon [T41,T42] | CATHALEENS FALL |  | 54.535 | -8.1357
MV/LV Substation BL***832 |  | 20 kV | _ | LV | 100 kVA :Pole Substation | 0.1 | --> | 0.1 | 0.09 | 1.57 |  | --> | 0.095 | 0 | 0 | 0 | 0 | Constrained, otherwise capacity available =96 kW | --> | C17 ex BALLYSHANNON | Ballyshannon [T41,T42] | CATHALEENS FALL |  | 54.5733 | -8.1281
MV/LV Substation ES***851 |  | 10 kV | _ | LV | 200 kVA :Pole Substation | 0.2 | --> | 0.2 | 0.192 | 1.57 |  | --> | 0.19 | 0 | 0.003 | 0 | 0 | Constrained, otherwise capacity available =189 kW | --> | C17 ex BALLYSHANNON | Ballyshannon [T41,T42] | CATHALEENS FALL |  | 54.4921 | -8.1546
MV/LV Substation LO***853 |  | 10 kV | _ | LV | 50 kVA :Pole Substation | 0.05 | --> | 0.05 | 0.036 | 1.57 |  | --> | 0.048 | 0 | 0 | 0 | 0 | Constrained, otherwise capacity available =49 kW | --> | C17 ex BALLYSHANNON | Ballyshannon [T41,T42] | CATHALEENS FALL |  | 54.4953 | -8.171
MV/LV Substation BA***854 |  | 20 kV | _ | LV | 200 kVA :Pole Substation | 0.2 | --> | 0.2 | 0.144 | 1.57 |  | --> | 0.19 | 0 | 0.02 | 0 | 0 | Constrained, otherwise capacity available =183 kW | --> | C17 ex BALLYSHANNON | Ballyshannon [T41,T42] | CATHALEENS FALL |  | 54.5778 | -8.1231
MV/LV Substation NO***900 |  | 10 kV | _ | LV | 200 kVA :Pole Substation | 0.2 | --> | 0.2 | 0.179 | 1.57 |  | --> | 0.19 | 0 | 0.01 | 0 | 0 | Constrained, otherwise capacity available =185 kW | --> | C16 ex BALLYSHANNON | Ballyshannon [T41,T42] | CATHALEENS FALL |  | 54.5711 | -8.2051
MV/LV Substation SE***904 |  | 20 kV | _ | LV | 100 kVA :Pole Substation | 0.1 | --> | 0.1 | 0.076 | 1.57 |  | --> | 0.095 | 0 | 0 | 0 | 0 | Constrained, otherwise capacity available =98 kW | --> | C17 ex BALLYSHANNON | Ballyshannon [T41,T42] | CATHALEENS FALL |  | 54.5535 | -7.8342
MV/LV Substation WA***924 |  | 20 kV | _ | LV | 100 kVA :Pole Substation | 0.1 | --> | 0.1 | 0.079 | 1.57 |  | --> | 0.095 | 0 | 0 | 0 | 0 | Constrained, otherwise capacity available =98 kW | --> | C17 ex BALLYSHANNON | Ballyshannon [T41,T42] | CATHALEENS FALL |  | 54.518 | -8.1689
MV/LV Substation PA***949 |  | 10 kV | _ | LV | 100 kVA :Pole Substation | 0.1 | --> | 0.1 | 0.098 | 1.57 |  | --> | 0.095 | 0 | 0 | 0 | 0 | Constrained, otherwise capacity available =95 kW | --> | C16 ex BALLYSHANNON | Ballyshannon [T41,T42] | CATHALEENS FALL |  | 54.5282 | -8.2369
MV/LV Substation ME***952 |  | 20 kV | _ | LV | 50 kVA :Pole Substation | 0.05 | --> | 0.05 | 0.05 | 1.57 |  | --> | 0.048 | 0 | 0 | 0 | 0 | Constrained, otherwise capacity available =48 kW | --> | C17 ex BALLYSHANNON | Ballyshannon [T41,T42] | CATHALEENS FALL |  | 54.5717 | -8.1099
MV/LV Substation DO***955 |  | 10 kV | _ | LV | 200 kVA :Pole Substation | 0.2 | --> | 0.2 | 0.174 | 1.57 |  | --> | 0.19 | 0 | 0 | 0 | 0 | Constrained, otherwise capacity available =194 kW | --> | C16 ex BALLYSHANNON | Ballyshannon [T41,T42] | CATHALEENS FALL |  | 54.5068 | -8.1881
MV/LV Substation LO***974 |  | 20 kV | _ | LV | 100 kVA :Pole Substation | 0.1 | --> | 0.1 | 0.083 | 1.57 |  | --> | 0.095 | 0 | 0 | 0 | 0 | Constrained, otherwise capacity available =97 kW | --> | C17 ex BALLYSHANNON | Ballyshannon [T41,T42] | CATHALEENS FALL |  | 54.5497 | -8.1333
MV/LV Substation TU***975 |  | 20 kV | _ | LV | 50 kVA :Pole Substation | 0.05 | --> | 0.05 | 0.042 | 1.57 |  | --> | 0.048 | 0 | 0.005 | 0 | 0 | Constrained, otherwise capacity available =45 kW | --> | C17 ex BALLYSHANNON | Ballyshannon [T41,T42] | CATHALEENS FALL |  | 54.5197 | -8.1632
MV/LV Substation RO***977 |  | 10 kV | _ | LV | 50 kVA :Pole Substation | 0.05 | --> | 0.05 | 0.024 | 1.57 |  | --> | 0.048 | 0 | 0 | 0 | 0 | Constrained, otherwise capacity available =51 kW | --> | C16 ex BALLYSHANNON | Ballyshannon [T41,T42] | CATHALEENS FALL |  | 54.5614 | -8.2055
MV/LV Substation SA***996 |  | 20 kV | _ | LV | 50 kVA :Pole Substation | 0.05 | --> | 0.05 | 0.05 | 1.57 |  | --> | 0.048 | 0 | 0 | 0 | 0 | Constrained, otherwise capacity available =48 kW | --> | C17 ex BALLYSHANNON | Ballyshannon [T41,T42] | CATHALEENS FALL |  | 54.59 | -7.8377
MV/LV Substation PU***999 |  | 20 kV | _ | LV | 50 kVA :Pole Substation | 0.05 | --> | 0.05 | 0.05 | 1.57 |  | --> | 0.048 | 0 | 0 | 0 | 0 | Constrained, otherwise capacity available =48 kW | --> | C17 ex BALLYSHANNON | Ballyshannon [T41,T42] | CATHALEENS FALL |  | 54.5659 | -7.837
MV/LV Substation TE***002 |  | 10 kV | _ | LV | 1000 kVA :Building Structure | 1 | --> | 1 | 0.381 | 0.38 | Constrained, otherwise capacity available =758 kVA | --> | 0.95 | 0 | 0 | 0.5 | 0 |  | --> | C22 ex RINEANNA | Rineanna [T41,T42] | DRUMLINE |  | 52.6906 | -8.9179
MV/LV Substation EA***009 |  | 10 kV | _ | LV | 400 kVA :Building Structure | 0.4 | --> | 0.4 | 0 | 0 | Constrained, otherwise capacity available =334 kVA | --> | 0.38 | 0 | 0 | 0.389 | 0 |  | --> | C16 ex SHANNON | Shannon [T41,T42] | DRUMLINE |  | 52.6971 | -8.9005
MV/LV Substation DI***010 |  | 10 kV | _ | LV | 400 kVA :Building Structure | 0.4 | --> | 0.4 | 0 | 0 | Constrained, otherwise capacity available =261 kVA | --> | 0.38 | 0 | 0 | 0.398 | 0 |  | --> | C18 ex SHANNON | Shannon [T41,T42] | DRUMLINE |  | 52.7078 | -8.8962
MV/LV Substation BU***011 |  | 10 kV | _ | LV | 400 kVA :Building Structure | 0.4 | --> | 0.4 | 0 | 0 | Constrained, otherwise capacity available =304 kVA | --> | 0.38 | 0 | 0 | 0.393 | 0 |  | --> | C22 ex SHANNON | Shannon [T41,T42] | DRUMLINE |  | 52.7047 | -8.8941
MV/LV Substation NE***012 |  | 20 kV | _ | LV | 200 kVA :Kiosk Substation | 0.2 | --> | 0.2 | 0 | 0 | Constrained, otherwise capacity available =150 kVA | --> | 0.19 | 0 | 0.011 | 0.189 | 0 |  | --> | E17 ex DRUMLINE | Drumline [T421,T422] | DRUMLINE |  | 52.7634 | -8.8951
MV/LV Substation SH***013 |  | 10 kV | _ | LV | 630 kVA :Building Structure | 0.63 | --> | 0.63 | 0 | 0 | Constrained, otherwise capacity available =570 kVA | --> | 0.598 | 0 | 0 | 0.5 | 0 |  | --> | C16 ex SHANNON | Shannon [T41,T42] | DRUMLINE |  | 52.6902 | -8.9113
MV/LV Substation HE***017 |  | 10 kV | _ | LV | 500 kVA :Building Structure | 0.5 | --> | 0.5 | 0 | 0 | Constrained, otherwise capacity available =490 kVA | --> | 0.475 | 0 | 0.01 | 0.469 | 0 |  | --> | C17 ex SHANNON | Shannon [T41,T42] | DRUMLINE |  | 52.6989 | -8.9036
MV/LV Substation DR***018 |  | 10 kV | _ | LV | 630 kVA :Building Structure | 0.63 | --> | 0.63 | 0 | 0 | Constrained, otherwise capacity available =493 kVA | --> | 0.598 | 0 | 0.005 | 0.5 | 0 |  | --> | C16 ex SHANNON | Shannon [T41,T42] | DRUMLINE |  | 52.6985 | -8.8989
MV/LV Substation 24***019 |  | 10 kV | _ | LV | 200 kVA :Kiosk Substation | 0.2 | --> | 0.2 | 0.198 | 0.38 |  | --> | 0.19 | 0 | 0 | 0.19 | 0 |  | --> | C22 ex RINEANNA | Rineanna [T41,T42] | DRUMLINE |  | 52.7099 | -8.9147
MV/LV Substation RI***020 |  | 10 kV | _ | LV | 50 kVA :Building Structure | 0.05 | --> | 0.05 | 0 | 0 | Constrained, otherwise capacity available =50 kVA | --> | 0.048 | 0 | 0 | 0.048 | 0 |  | --> | C16 ex SHANNON | Shannon [T41,T42] | DRUMLINE |  | 52.6979 | -8.9063
MV/LV Substation BA***021 |  | 10 kV | _ | LV | 400 kVA :Kiosk Substation | 0.4 | --> | 0.4 | 0 | 0 | Constrained, otherwise capacity available =317 kVA | --> | 0.38 | 0 | 0.058 | 0.348 | 0 |  | --> | E16 ex DRUMLINE | Drumline [T421,T422] | DRUMLINE |  | 52.7145 | -8.8628
MV/LV Substation CO***031 |  | 10 kV | _ | LV | 630 kVA :Building Structure | 0.63 | --> | 0.63 | 0.381 | 0.38 | Constrained, otherwise capacity available =590 kVA | --> | 0.598 | 0 | 0 | 0.5 | 0 |  | --> | C22 ex RINEANNA | Rineanna [T41,T42] | DRUMLINE |  | 52.6958 | -8.9285
MV/LV Substation FR***033 |  | 10 kV | _ | LV | 400 kVA :Building Structure | 0.4 | --> | 0.4 | 0 | 0 | Constrained, otherwise capacity available =164 kVA | --> | 0.38 | 0 | 0 | 0.411 | 0 |  | --> | C16 ex SHANNON | Shannon [T41,T42] | DRUMLINE |  | 52.6902 | -8.9138
MV/LV Substation FA***036 |  | 10 kV | _ | LV | 630 kVA :Building Structure | 0.63 | --> | 0.63 | 0 | 0 | Constrained, otherwise capacity available =615 kVA | --> | 0.598 | 0 | 0 | 0.5 | 0 |  | --> | C15 ex SHANNON | Shannon [T41,T42] | DRUMLINE |  | 52.702 | -8.8998
MV/LV Substation WA***037 |  | 10 kV | _ | LV | 400 kVA :Building Structure | 0.4 | --> | 0.4 | 0.38 | 0.38 |  | --> | 0.38 | 0 | 0 | 0.383 | 0 |  | --> | C15 ex RINEANNA | Rineanna [T41,T42] | DRUMLINE |  | 52.6997 | -8.8963
MV/LV Substation FE***038 |  | 10 kV | _ | LV | 400 kVA :Building Structure | 0.4 | --> | 0.4 | 0.287 | 0.38 |  | --> | 0.38 | 0 | 0.011 | 0.387 | 0 |  | --> | C15 ex RINEANNA | Rineanna [T41,T42] | DRUMLINE |  | 52.701 | -8.8952
MV/LV Substation CO***039 |  | 10 kV | _ | LV | 400 kVA :Building Structure | 0.4 | --> | 0.4 | 0.266 | 0.38 |  | --> | 0.38 | 0 | 0.013 | 0.388 | 0 |  | --> | C15 ex RINEANNA | Rineanna [T41,T42] | DRUMLINE |  | 52.7013 | -8.8925
MV/LV Substation TU***041 |  | 10 kV | _ | LV | 200 kVA :Building Structure | 0.2 | --> | 0.2 | 0.066 | 0.38 |  | --> | 0.19 | 0 | 0.075 | 0.152 | 0 |  | --> | C15 ex RINEANNA | Rineanna [T41,T42] | DRUMLINE |  | 52.7062 | -8.8891
MV/LV Substation FA***042 |  | 10 kV | _ | LV | 400 kVA :Building Structure | 0.4 | --> | 0.4 | 0 | 0 | Constrained, otherwise capacity available =400 kVA | --> | 0.38 | 0 | 0 | 0.38 | 0 |  | --> | C18 ex SHANNON | Shannon [T41,T42] | DRUMLINE |  | 52.7043 | -8.8997
MV/LV Substation MO***043 |  | 10 kV | _ | LV | 200 kVA :Building Structure | 0.2 | --> | 0.2 | 0 | 0 | Constrained, otherwise capacity available =190 kVA | --> | 0.19 | 0 | 0 | 0.191 | 0 |  | --> | C16 ex SHANNON | Shannon [T41,T42] | DRUMLINE |  | 52.6973 | -8.9041
MV/LV Substation PU***044 |  | 10 kV | _ | LV | 400 kVA :Building Structure | 0.4 | --> | 0.4 | 0.287 | 0.38 |  | --> | 0.38 | 0 | 0.028 | 0.374 | 0 |  | --> | C15 ex RINEANNA | Rineanna [T41,T42] | DRUMLINE |  | 52.7043 | -8.8823
MV/LV Substation FA***045 |  | 10 kV | _ | LV | 1000 kVA :Building Structure | 1 | --> | 1 | 0 | 0 | Constrained, otherwise capacity available =505 kVA | --> | 0.95 | 0 | 0 | 0.5 | 0 |  | --> | C18 ex SHANNON | Shannon [T41,T42] | DRUMLINE |  | 52.7057 | -8.8966
MV/LV Substation AI***046 |  | 10 kV | _ | LV | 630 kVA :Building Structure | 0.63 | --> | 0.63 | 0.381 | 0.38 | Constrained, otherwise capacity available =577 kVA | --> | 0.598 | 0 | 0.012 | 0.5 | 0 |  | --> | C20 ex RINEANNA | Rineanna [T41,T42] | DRUMLINE |  | 52.7119 | -8.8721
MV/LV Substation AI***047 |  | 10 kV | _ | LV | 630 kVA :Building Structure | 0.63 | --> | 0.63 | 0.381 | 0.38 | Constrained, otherwise capacity available =574 kVA | --> | 0.598 | 0 | 0 | 0.5 | 0 |  | --> | C20 ex RINEANNA | Rineanna [T41,T42] | DRUMLINE |  | 52.7124 | -8.87
MV/LV Substation FA***048 |  | 10 kV | _ | LV | 630 kVA :Building Structure | 0.63 | --> | 0.63 | 0 | 0 | Constrained, otherwise capacity available =491 kVA | --> | 0.598 | 0 | 0 | 0.5 | 0 |  | --> | C15 ex SHANNON | Shannon [T41,T42] | DRUMLINE |  | 52.7025 | -8.9009
MV/LV Substation PU***049 |  | 10 kV | _ | LV | 400 kVA :Kiosk Substation | 0.4 | --> | 0.4 | 0 | 0 | Constrained, otherwise capacity available =331 kVA | --> | 0.38 | 0 | 0.016 | 0.378 | 0 |  | --> | E16 ex DRUMLINE | Drumline [T421,T422] | DRUMLINE |  | 52.7103 | -8.8661
MV/LV Substation MI***059 |  | 10 kV | _ | LV | 400 kVA :Building Structure | 0.4 | --> | 0.4 | 0 | 0 | Constrained, otherwise capacity available =371 kVA | --> | 0.38 | 0 | 0 | 0.384 | 0 |  | --> | C15 ex SHANNON | Shannon [T41,T42] | DRUMLINE |  | 52.7038 | -8.9044
MV/LV Substation JU***060 |  | 10 kV | _ | LV | 630 kVA :Building Structure | 0.63 | --> | 0.63 | 0.381 | 0.38 | Constrained, otherwise capacity available =616 kVA | --> | 0.598 | 0 | 0 | 0.5 | 0 |  | --> | C22 ex RINEANNA | Rineanna [T41,T42] | DRUMLINE |  | 52.6933 | -8.9209
MV/LV Substation FA***061 |  | 10 kV | _ | LV | 630 kVA :Building Structure | 0.63 | --> | 0.63 | 0 | 0 | Constrained, otherwise capacity available =464 kVA | --> | 0.598 | 0 | 0.01 | 0.5 | 0 |  | --> | C18 ex SHANNON | Shannon [T41,T42] | DRUMLINE |  | 52.7068 | -8.8991
MV/LV Substation RA***062 |  | 10 kV | _ | LV | 100 kVA :Building Structure | 0.1 | --> | 0.1 | 0.09 | 0.38 |  | --> | 0.095 | 0 | 0 | 0.096 | 0 |  | --> | C22 ex RINEANNA | Rineanna [T41,T42] | DRUMLINE |  | 52.7014 | -8.9369
MV/LV Substation FA***063 |  | 10 kV | _ | LV | 630 kVA :Building Structure | 0.63 | --> | 0.63 | 0 | 0 | Constrained, otherwise capacity available =596 kVA | --> | 0.598 | 0 | 0 | 0.5 | 0 |  | --> | C15 ex SHANNON | Shannon [T41,T42] | DRUMLINE |  | 52.7054 | -8.9023
MV/LV Substation FA***066 |  | 10 kV | _ | LV | 400 kVA :Building Structure | 0.4 | --> | 0.4 | 0 | 0 | Constrained, otherwise capacity available =333 kVA | --> | 0.38 | 0 | 0 | 0.389 | 0 |  | --> | C18 ex SHANNON | Shannon [T41,T42] | DRUMLINE |  | 52.7071 | -8.9004
MV/LV Substation TR***067 |  | 10 kV | _ | LV | 400 kVA :Kiosk Substation | 0.4 | --> | 0.4 | 0.29 | 0.38 |  | --> | 0.38 | 0 | 0 | 0.395 | 0 |  | --> | C15 ex RINEANNA | Rineanna [T41,T42] | DRUMLINE |  | 52.7036 | -8.8826
MV/LV Substation QU***079 |  | 10 kV | _ | LV | 630 kVA :Building Structure | 0.63 | --> | 0.63 | 0.381 | 0.38 | Constrained, otherwise capacity available =392 kVA | --> | 0.598 | 0 | 0 | 0.5 | 0 |  | --> | C11 ex RINEANNA | Rineanna [T41,T42] | DRUMLINE |  | 52.711 | -8.88
MV/LV Substation SK***080 |  | 10 kV | _ | LV | 630 kVA :Building Structure | 0.63 | --> | 0.63 | 0.381 | 0.38 | Constrained, otherwise capacity available =417 kVA | --> | 0.598 | 0 | 0.006 | 0.5 | 0 |  | --> | C11 ex RINEANNA | Rineanna [T41,T42] | DRUMLINE |  | 52.7108 | -8.8781
MV/LV Substation GL***081 |  | 10 kV | _ | LV | 200 kVA :Kiosk Substation | 0.2 | --> | 0.2 | 0.13 | 0.38 |  | --> | 0.19 | 0 | 0.018 | 0.186 | 0 |  | --> | C15 ex RINEANNA | Rineanna [T41,T42] | DRUMLINE |  | 52.7038 | -8.8704
MV/LV Substation ES***082 |  | 10 kV | _ | LV | 630 kVA :Building Structure | 0.63 | --> | 0.63 | 0.381 | 0.38 | Constrained, otherwise capacity available =566 kVA | --> | 0.598 | 0 | 0.035 | 0.5 | 0 |  | --> | C22 ex RINEANNA | Rineanna [T41,T42] | DRUMLINE |  | 52.69 | -8.9325
MV/LV Substation CR***083 |  | 10 kV | _ | LV | 400 kVA :Kiosk Substation | 0.4 | --> | 0.4 | 0.317 | 0.38 |  | --> | 0.38 | 0 | 0.01 | 0.384 | 0 |  | --> | C15 ex RINEANNA | Rineanna [T41,T42] | DRUMLINE |  | 52.707 | -8.8669
MV/LV Substation CR***085 |  | 10 kV | _ | LV | 400 kVA :Kiosk Substation | 0.4 | --> | 0.4 | 0.297 | 0.38 |  | --> | 0.38 | 0 | 0.024 | 0.376 | 0 |  | --> | C15 ex RINEANNA | Rineanna [T41,T42] | DRUMLINE |  | 52.706 | -8.8662
MV/LV Substation TU***086 |  | 10 kV | _ | LV | 50 kVA :Pole Substation | 0.05 | --> | 0.05 | 0.015 | 0.38 |  | --> | 0.048 | 0 | 0.041 | 0.022 | 0 |  | --> | C20 ex RINEANNA | Rineanna [T41,T42] | DRUMLINE |  | 52.7105 | -8.8735
MV/LV Substation SM***088 |  | 10 kV | _ | LV | 1000 kVA :Building Structure | 1 | --> | 1 | 0.381 | 0.38 | Constrained, otherwise capacity available =792 kVA | --> | 0.95 | 0 | 0.065 | 0.5 | 0 |  | --> | C20 ex RINEANNA | Rineanna [T41,T42] | DRUMLINE |  | 52.7177 | -8.874
MV/LV Substation PU***089 |  | 10 kV | _ | LV | 100 kVA :Pole Substation | 0.1 | --> | 0.1 | 0.07 | 0.38 |  | --> | 0.095 | 0 | 0 | 0.099 | 0 |  | --> | C15 ex RINEANNA | Rineanna [T41,T42] | DRUMLINE |  | 52.7001 | -8.8759
MV/LV Substation IM***090 |  | 10 kV | _ | LV | 400 kVA :Kiosk Substation | 0.4 | --> | 0.4 | 0.302 | 0.38 |  | --> | 0.38 | 0 | 0 | 0.393 | 0 |  | --> | C15 ex RINEANNA | Rineanna [T41,T42] | DRUMLINE |  | 52.6991 | -8.8659
MV/LV Substation PU***092 |  | 10 kV | _ | LV | 200 kVA :Pole Substation | 0.2 | --> | 0.2 | 0.162 | 0.38 |  | --> | 0.19 | 0 | 0 | 0.195 | 0 |  | --> | C20 ex RINEANNA | Rineanna [T41,T42] | DRUMLINE |  | 52.7142 | -8.8693
MV/LV Substation GL***093 |  | 10 kV | _ | LV | 400 kVA :Kiosk Substation | 0.4 | --> | 0.4 | 0.274 | 0.38 |  | --> | 0.38 | 0 | 0.098 | 0.324 | 0 |  | --> | C15 ex RINEANNA | Rineanna [T41,T42] | DRUMLINE |  | 52.7054 | -8.8715
MV/LV Substation CL***094 |  | 10 kV | _ | LV | 400 kVA :Kiosk Substation | 0.4 | --> | 0.4 | 0.343 | 0.38 |  | --> | 0.38 | 0 | 0 | 0.388 | 0 |  | --> | C15 ex RINEANNA | Rineanna [T41,T42] | DRUMLINE |  | 52.7019 | -8.8841
MV/LV Substation CL***097 |  | 10 kV | _ | LV | 630 kVA :Kiosk Substation | 0.63 | --> | 0.63 | 0.381 | 0.38 | Constrained, otherwise capacity available =562 kVA | --> | 0.598 | 0 | 0.015 | 0.5 | 0 |  | --> | C15 ex RINEANNA | Rineanna [T41,T42] | DRUMLINE |  | 52.7021 | -8.8813
MV/LV Substation DE***099 |  | 10 kV | _ | LV | 400 kVA :Kiosk Substation | 0.4 | --> | 0.4 | 0.381 | 0.38 | Constrained, otherwise capacity available =384 kVA | --> | 0.38 | 0 | 0 | 0.382 | 0 |  | --> | C15 ex RINEANNA | Rineanna [T41,T42] | DRUMLINE |  | 52.7021 | -8.8907
MV/LV Substation CI***100 |  | 10 kV | _ | LV | 400 kVA :Kiosk Substation | 0.4 | --> | 0.4 | 0.373 | 0.38 |  | --> | 0.38 | 0 | 0.011 | 0.376 | 0 |  | --> | C15 ex RINEANNA | Rineanna [T41,T42] | DRUMLINE |  | 52.7008 | -8.889
MV/LV Substation CO***101 |  | 10 kV | _ | LV | 400 kVA :Building Structure | 0.4 | --> | 0.4 | 0.288 | 0.38 |  | --> | 0.38 | 0 | 0 | 0.395 | 0 |  | --> | C15 ex RINEANNA | Rineanna [T41,T42] | DRUMLINE |  | 52.705 | -8.8785
MV/LV Substation FA***103 |  | 10 kV | _ | LV | 400 kVA :Building Structure | 0.4 | --> | 0.4 | 0 | 0 | Constrained, otherwise capacity available =396 kVA | --> | 0.38 | 0 | 0 | 0.381 | 0 |  | --> | C15 ex SHANNON | Shannon [T41,T42] | DRUMLINE |  | 52.7055 | -8.9032
MV/LV Substation CA***105 |  | 10 kV | _ | LV | 200 kVA :Kiosk Substation | 0.2 | --> | 0.2 | 0.141 | 0.38 |  | --> | 0.19 | 0 | 0 | 0.198 | 0 |  | --> | C22 ex RINEANNA | Rineanna [T41,T42] | DRUMLINE |  | 52.6909 | -8.9247
MV/LV Substation FA***106 |  | 10 kV | _ | LV | 400 kVA :Building Structure | 0.4 | --> | 0.4 | 0 | 0 | Constrained, otherwise capacity available =398 kVA | --> | 0.38 | 0 | 0 | 0.38 | 0 |  | --> | C18 ex SHANNON | Shannon [T41,T42] | DRUMLINE |  | 52.7054 | -8.8966
MV/LV Substation FA***108 |  | 10 kV | _ | LV | 400 kVA :Building Structure | 0.4 | --> | 0.4 | 0 | 0 | Constrained, otherwise capacity available =286 kVA | --> | 0.38 | 0 | 0 | 0.395 | 0 |  | --> | C22 ex SHANNON | Shannon [T41,T42] | DRUMLINE |  | 52.7066 | -8.8942
MV/LV Substation P ***109 |  | 10 kV | _ | LV | 400 kVA :Building Structure | 0.4 | --> | 0.4 | 0.381 | 0.38 | Constrained, otherwise capacity available =395 kVA | --> | 0.38 | 0 | 0 | 0.381 | 0 |  | --> | C17 ex RINEANNA | Rineanna [T41,T42] | DRUMLINE |  | 52.708 | -8.8919
MV/LV Substation WE***113 |  | 10 kV | _ | LV | 400 kVA :Building Structure | 0.4 | --> | 0.4 | 0.381 | 0.38 | Constrained, otherwise capacity available =400 kVA | --> | 0.38 | 0 | 0 | 0.38 | 0 |  | --> | C17 ex RINEANNA | Rineanna [T41,T42] | DRUMLINE |  | 52.7118 | -8.8886
MV/LV Substation PU***115 |  | 10 kV | _ | LV | 400 kVA :Kiosk Substation | 0.4 | --> | 0.4 | 0 | 0 | Constrained, otherwise capacity available =262 kVA | --> | 0.38 | 0 | 0.063 | 0.352 | 0 |  | --> | E16 ex DRUMLINE | Drumline [T421,T422] | DRUMLINE |  | 52.7087 | -8.862
MV/LV Substation CA***116 |  | 10 kV | _ | LV | 400 kVA :Building Structure | 0.4 | --> | 0.4 | 0.381 | 0.38 | Constrained, otherwise capacity available =383 kVA | --> | 0.38 | 0 | 0 | 0.382 | 0 |  | --> | C22 ex RINEANNA | Rineanna [T41,T42] | DRUMLINE |  | 52.6946 | -8.93
MV/LV Substation RO***119 |  | 10 kV | _ | LV | 200 kVA :Kiosk Substation | 0.2 | --> | 0.2 | 0.137 | 0.38 |  | --> | 0.19 | 0 | 0 | 0.198 | 0 |  | --> | C20 ex RINEANNA | Rineanna [T41,T42] | DRUMLINE |  | 52.7116 | -8.8744
MV/LV Substation IN***121 |  | 10 kV | _ | LV | 200 kVA :Kiosk Substation | 0.2 | --> | 0.2 | 0.113 | 0.38 |  | --> | 0.19 | 0 | 0.038 | 0.173 | 0 |  | --> | C15 ex RINEANNA | Rineanna [T41,T42] | DRUMLINE |  | 52.7027 | -8.8716
MV/LV Substation SM***122 |  | 10 kV | _ | LV | 630 kVA :Building Structure | 0.63 | --> | 0.63 | 0.244 | 0.38 |  | --> | 0.598 | 0 | 0 | 0.5 | 0 |  | --> | C20 ex RINEANNA | Rineanna [T41,T42] | DRUMLINE |  | 52.7194 | -8.8764
MV/LV Substation ES***123 |  | 10 kV | _ | LV | 400 kVA :Building Structure | 0.4 | --> | 0.4 | 0.191 | 0.38 |  | --> | 0.38 | 0 | 0 | 0.408 | 0 |  | --> | C11 ex RINEANNA | Rineanna [T41,T42] | DRUMLINE |  | 52.7092 | -8.8788
MV/LV Substation RU***124 |  | 10 kV | _ | LV | 400 kVA :Building Structure | 0.4 | --> | 0.4 | 0.381 | 0.38 | Constrained, otherwise capacity available =399 kVA | --> | 0.38 | 0 | 0 | 0.38 | 0 |  | --> | C22 ex RINEANNA | Rineanna [T41,T42] | DRUMLINE |  | 52.7124 | -8.9069
MV/LV Substation BA***125 |  | 10 kV | _ | LV | 400 kVA :Kiosk Substation | 0.4 | --> | 0.4 | 0 | 0 | Constrained, otherwise capacity available =342 kVA | --> | 0.38 | 0 | 0.046 | 0.354 | 0 |  | --> | E16 ex DRUMLINE | Drumline [T421,T422] | DRUMLINE |  | 52.7105 | -8.8572
MV/LV Substation RI***127 |  | 10 kV | _ | LV | 400 kVA :Building Structure | 0.4 | --> | 0.4 | 0 | 0 | Constrained, otherwise capacity available =342 kVA | --> | 0.38 | 0 | 0 | 0.388 | 0 |  | --> | C18 ex SHANNON | Shannon [T41,T42] | DRUMLINE |  | 52.7021 | -8.8976
MV/LV Substation UN***128 |  | 10 kV | _ | LV | 200 kVA :Building Structure | 0.2 | --> | 0.2 | 0 | 0 | Constrained, otherwise capacity available =178 kVA | --> | 0.19 | 0 | 0 | 0.193 | 0 |  | --> | C16 ex SHANNON | Shannon [T41,T42] | DRUMLINE |  | 52.6989 | -8.9017
MV/LV Substation IN***130 |  | 10 kV | _ | LV | 400 kVA :Kiosk Substation | 0.4 | --> | 0.4 | 0.334 | 0.38 |  | --> | 0.38 | 0 | 0.01 | 0.382 | 0 |  | --> | C15 ex RINEANNA | Rineanna [T41,T42] | DRUMLINE |  | 52.7069 | -8.8628
MV/LV Substation FA***132 |  | 10 kV | _ | LV | 400 kVA :Building Structure | 0.4 | --> | 0.4 | 0 | 0 | Constrained, otherwise capacity available =361 kVA | --> | 0.38 | 0 | 0.086 | 0.322 | 0 |  | --> | C18 ex SHANNON | Shannon [T41,T42] | DRUMLINE |  | 52.7075 | -8.9009
MV/LV Substation DE***134 |  | 10 kV | _ | LV | 400 kVA :Building Structure | 0.4 | --> | 0.4 | 0.267 | 0.38 |  | --> | 0.38 | 0 | 0 | 0.398 | 0 |  | --> | C17 ex RINEANNA | Rineanna [T41,T42] | DRUMLINE |  | 52.7118 | -8.8915
MV/LV Substation FA***135 |  | 10 kV | _ | LV | 630 kVA :Building Structure | 0.63 | --> | 0.63 | 0 | 0 | Constrained, otherwise capacity available =485 kVA | --> | 0.598 | 0 | 0 | 0.5 | 0 |  | --> | C18 ex SHANNON | Shannon [T41,T42] | DRUMLINE |  | 52.7039 | -8.8988
MV/LV Substation FA***137 |  | 10 kV | _ | LV | 50 kVA :Pole Substation | 0.05 | --> | 0.05 | 0.05 | 0.38 |  | --> | 0.048 | 0 | 0 | 0.048 | 0 |  | --> | C14 ex RINEANNA | Rineanna [T41,T42] | DRUMLINE |  | 52.7688 | -8.9066
MV/LV Substation UR***138 |  | 10 kV | _ | LV | 250 kVA :Building Structure | 0.25 | --> | 0.25 | 0.215 | 0.38 |  | --> | 0.238 | 0 | 0 | 0.242 | 0 |  | --> | C14 ex RINEANNA | Rineanna [T41,T42] | DRUMLINE |  | 52.7441 | -8.927
MV/LV Substation MO***144 |  | 10 kV | _ | LV | 50 kVA :Pole Substation | 0.05 | --> | 0.05 | 0.032 | 0.38 |  | --> | 0.048 | 0 | 0.009 | 0.043 | 0 |  | --> | C14 ex RINEANNA | Rineanna [T41,T42] | DRUMLINE |  | 52.7406 | -8.9114
MV/LV Substation BA***163 |  | 10 kV | _ | LV | 50 kVA :Pole Substation | 0.05 | --> | 0.05 | 0.044 | 0.38 |  | --> | 0.048 | 0 | 0 | 0.048 | 0 |  | --> | C14 ex RINEANNA | Rineanna [T41,T42] | DRUMLINE |  | 52.7796 | -8.9062
MV/LV Substation KI***198 |  | 10 kV | _ | LV | 400 kVA :Building Structure | 0.4 | --> | 0.4 | 0.167 | 0.38 |  | --> | 0.38 | 0 | 0.026 | 0.391 | 0 |  | --> | C14 ex RINEANNA | Rineanna [T41,T42] | DRUMLINE |  | 52.7611 | -8.8982
MV/LV Substation BA***201 |  | 10 kV | _ | LV | 100 kVA :Pole Substation | 0.1 | --> | 0.1 | 0.084 | 0.38 |  | --> | 0.095 | 0 | 0.006 | 0.093 | 0 |  | --> | C14 ex RINEANNA | Rineanna [T41,T42] | DRUMLINE |  | 52.7401 | -8.9093
MV/LV Substation LE***213 |  | 10 kV | _ | LV | 100 kVA :Pole Substation | 0.1 | --> | 0.1 | 0.09 | 0.38 |  | --> | 0.095 | 0 | 0.006 | 0.092 | 0 |  | --> | C14 ex RINEANNA | Rineanna [T41,T42] | DRUMLINE |  | 52.737 | -8.9062
MV/LV Substation LI***215 |  | 10 kV | _ | LV | 50 kVA :Pole Substation | 0.05 | --> | 0.05 | 0.038 | 0.38 |  | --> | 0.048 | 0 | 0.005 | 0.045 | 0 |  | --> | C14 ex RINEANNA | Rineanna [T41,T42] | DRUMLINE |  | 52.7256 | -8.9099
MV/LV Substation KI***238 |  | 10 kV | _ | LV | 50 kVA :Pole Substation | 0.05 | --> | 0.05 | 0.043 | 0.38 |  | --> | 0.048 | 0 | 0.01 | 0.041 | 0 |  | --> | C14 ex RINEANNA | Rineanna [T41,T42] | DRUMLINE |  | 52.7594 | -8.9119
MV/LV Substation ST***240 |  | 10 kV | _ | LV | 200 kVA :Pole Substation | 0.2 | --> | 0.2 | 0.17 | 0.38 |  | --> | 0.19 | 0 | 0.004 | 0.191 | 0 |  | --> | C14 ex RINEANNA | Rineanna [T41,T42] | DRUMLINE |  | 52.7178 | -8.9109
MV/LV Substation GL***242 |  | 10 kV | _ | LV | 200 kVA :Pole Substation | 0.2 | --> | 0.2 | 0.13 | 0.38 |  | --> | 0.19 | 0 | 0.03 | 0.177 | 0 |  | --> | C14 ex RINEANNA | Rineanna [T41,T42] | DRUMLINE |  | 52.7641 | -8.902
MV/LV Substation BE***243 |  | 10 kV | _ | LV | 50 kVA :Pole Substation | 0.05 | --> | 0.05 | 0.049 | 0.38 |  | --> | 0.048 | 0 | 0 | 0.048 | 0 |  | --> | C14 ex RINEANNA | Rineanna [T41,T42] | DRUMLINE |  | 52.7832 | -8.8995
MV/LV Substation BA***244 |  | 20 kV | _ | LV | 100 kVA :Pole Substation | 0.1 | --> | 0.1 | 0 | 0 | Constrained, otherwise capacity available =48 kVA | --> | 0.095 | 0 | 0.03 | 0.08 | 0 |  | --> | E17 ex DRUMLINE | Drumline [T421,T422] | DRUMLINE |  | 52.7603 | -8.8924
MV/LV Substation KI***246 |  | 10 kV | _ | LV | 50 kVA :Pole Substation | 0.05 | --> | 0.05 | 0.044 | 0.38 |  | --> | 0.048 | 0 | 0 | 0.048 | 0 |  | --> | C14 ex RINEANNA | Rineanna [T41,T42] | DRUMLINE |  | 52.7937 | -8.8923
MV/LV Substation CA***247 |  | 10 kV | _ | LV | 400 kVA :Kiosk Substation | 0.4 | --> | 0.4 | 0.337 | 0.38 |  | --> | 0.38 | 0 | 0 | 0.388 | 0 |  | --> | C14 ex RINEANNA | Rineanna [T41,T42] | DRUMLINE |  | 52.7518 | -8.911
MV/LV Substation DR***248 |  | 10 kV | _ | LV | 630 kVA :Building Structure | 0.63 | --> | 0.63 | 0.237 | 0.38 |  | --> | 0.598 | 0 | 0 | 0.5 | 0 |  | --> | C14 ex RINEANNA | Rineanna [T41,T42] | DRUMLINE |  | 52.7829 | -8.9065
MV/LV Substation MO***254 |  | 10 kV | _ | LV | 50 kVA :Pole Substation | 0.05 | --> | 0.05 | 0.047 | 0.38 |  | --> | 0.048 | 0 | 0 | 0.048 | 0 |  | --> | C14 ex RINEANNA | Rineanna [T41,T42] | DRUMLINE |  | 52.7391 | -8.9082
MV/LV Substation MO***275 |  | 20 kV | _ | LV | 50 kVA :Pole Substation | 0.05 | --> | 0.05 | 0 | 0 | Constrained, otherwise capacity available =50 kVA | --> | 0.048 | 0 | 0 | 0.048 | 0 |  | --> | E17 ex DRUMLINE | Drumline [T421,T422] | DRUMLINE |  | 52.7566 | -8.8768
MV/LV Substation TO***279 |  | 10 kV | _ | LV | 400 kVA :Kiosk Substation | 0.4 | --> | 0.4 | 0.29 | 0.38 |  | --> | 0.38 | 0 | 0.005 | 0.391 | 0 |  | --> | C11 ex RINEANNA | Rineanna [T41,T42] | DRUMLINE |  | 52.7095 | -8.876
MV/LV Substation GL***280 |  | 20 kV | _ | LV | 400 kVA :Kiosk Substation | 0.4 | --> | 0.4 | 0 | 0 | Constrained, otherwise capacity available =291 kVA | --> | 0.38 | 0 | 0.02 | 0.38 | 0 |  | --> | E17 ex DRUMLINE | Drumline [T421,T422] | DRUMLINE |  | 52.7613 | -8.8864
MV/LV Substation DA***282 |  | 10 kV | _ | LV | 200 kVA :Kiosk Substation | 0.2 | --> | 0.2 | 0.149 | 0.38 |  | --> | 0.19 | 0 | 0.018 | 0.184 | 0 |  | --> | C20 ex RINEANNA | Rineanna [T41,T42] | DRUMLINE |  | 52.7122 | -8.8669
MV/LV Substation CA***283 |  | 20 kV | _ | LV | 50 kVA :Pole Substation | 0.05 | --> | 0.05 | 0 | 0 | Constrained, otherwise capacity available =49 kVA | --> | 0.048 | 0 | 0 | 0.048 | 0 |  | --> | E17 ex DRUMLINE | Drumline [T421,T422] | DRUMLINE |  | 52.763 | -8.8825
MV/LV Substation OA***297 |  | 10 kV | _ | LV | 400 kVA :Building Structure | 0.4 | --> | 0.4 | 0.287 | 0.38 |  | --> | 0.38 | 0 | 0 | 0.395 | 0 |  | --> | C20 ex RINEANNA | Rineanna [T41,T42] | DRUMLINE |  | 52.7131 | -8.8742
MV/LV Substation EA***4002 |  | 10 kV | _ | LV | 630 kVA :Building Structure | 0.63 | --> | 0.63 | 0 | 0 | Constrained, otherwise capacity available =628 kVA | --> | 0.598 | 0 | 0 | 0.5 | 0 |  | --> | E16 ex DRUMLINE | Drumline [T421,T422] | DRUMLINE |  | 52.7194 | -8.8662
MV/LV Substation FI***4003 |  | 10 kV | _ | LV | 630 kVA :Kiosk Substation | 0.63 | --> | 0.63 | 0.381 | 0.38 | Constrained, otherwise capacity available =434 kVA | --> | 0.598 | 0 | 0.052 | 0.5 | 0 |  | --> | C15 ex RINEANNA | Rineanna [T41,T42] | DRUMLINE |  | 52.7094 | -8.8681
MV/LV Substation WE***4004 |  | 10 kV | _ | LV | 1000 kVA :Building Structure | 1 | --> | 1 | 0.381 | 0.38 | Constrained, otherwise capacity available =1000 kVA | --> | 0.95 | 0 | 0.04 | 0.5 | 0 |  | --> | C19 ex RINEANNA | Rineanna [T41,T42] | DRUMLINE |  | 52.7098 | -8.8956
MV/LV Substation GL***4007 |  | 10 kV | _ | LV | 400 kVA :Kiosk Substation | 0.4 | --> | 0.4 | 0.381 | 0.38 | Constrained, otherwise capacity available =385 kVA | --> | 0.38 | 0 | 0 | 0.382 | 0 |  | --> | C15 ex RINEANNA | Rineanna [T41,T42] | DRUMLINE |  | 52.7008 | -8.8842
MV/LV Substation PR***4014 |  | 10 kV | _ | LV | 400 kVA :Building Structure | 0.4 | --> | 0.4 | 0 | 0 | Constrained, otherwise capacity available =400 kVA | --> | 0.38 | 0 | 0 | 0.38 | 0 |  | --> | C16 ex SHANNON | Shannon [T41,T42] | DRUMLINE |  | 52.6973 | -8.9026
MV/LV Substation MI***4018 |  | 10 kV | _ | LV | 630 kVA :Building Structure | 0.63 | --> | 0.63 | 0 | 0 | Constrained, otherwise capacity available =526 kVA | --> | 0.598 | 0 | 0.12 | 0.5 | 0 |  | --> | E16 ex DRUMLINE | Drumline [T421,T422] | DRUMLINE |  | 52.7186 | -8.8716
MV/LV Substation FA***4019 |  | 10 kV | _ | LV | 630 kVA :Building Structure | 0.63 | --> | 0.63 | 0 | 0 | Constrained, otherwise capacity available =575 kVA | --> | 0.598 | 0 | 0.1 | 0.5 | 0 |  | --> | C17 ex SHANNON | Shannon [T41,T42] | DRUMLINE |  | 52.699 | -8.9048
MV/LV Substation MO***4025 |  | 10 kV | _ | LV | 630 kVA :Building Structure | 0.63 | --> | 0.63 | 0 | 0 | Constrained, otherwise capacity available =508 kVA | --> | 0.598 | 0 | 0.05 | 0.5 | 0 |  | --> | E16 ex DRUMLINE | Drumline [T421,T422] | DRUMLINE |  | 52.7194 | -8.8746
MV/LV Substation SM***4026 |  | 10 kV | _ | LV | 200 kVA :Pole Substation | 0.2 | --> | 0.2 | 0.139 | 0.38 |  | --> | 0.19 | 0 | 0 | 0.198 | 0 |  | --> | C20 ex RINEANNA | Rineanna [T41,T42] | DRUMLINE |  | 52.7156 | -8.8763
MV/LV Substation CH***4030 |  | 10 kV | _ | LV | 630 kVA :Building Structure | 0.63 | --> | 0.63 | 0.381 | 0.38 | Constrained, otherwise capacity available =443 kVA | --> | 0.598 | 0 | 0 | 0.5 | 0 |  | --> | C20 ex RINEANNA | Rineanna [T41,T42] | DRUMLINE |  | 52.7167 | -8.8785
MV/LV Substation FA***4031 |  | 10 kV | _ | LV | 630 kVA :Building Structure | 0.63 | --> | 0.63 | 0 | 0 | Constrained, otherwise capacity available =618 kVA | --> | 0.598 | 0 | 0 | 0.5 | 0 |  | --> | C16 ex SHANNON | Shannon [T41,T42] | DRUMLINE |  | 52.6999 | -8.9067
MV/LV Substation OA***4032 |  | 10 kV | _ | LV | 400 kVA :Kiosk Substation | 0.4 | --> | 0.4 | 0.381 | 0.38 | Constrained, otherwise capacity available =400 kVA | --> | 0.38 | 0 | 0 | 0.38 | 0 |  | --> | C11 ex RINEANNA | Rineanna [T41,T42] | DRUMLINE |  | 52.7075 | -8.8758
MV/LV Substation WE***4033 |  | 10 kV | _ | LV | 630 kVA :Building Structure | 0.63 | --> | 0.63 | 0.381 | 0.38 | Constrained, otherwise capacity available =478 kVA | --> | 0.598 | 0 | 0 | 0.5 | 0 |  | --> | C16 ex RINEANNA | Rineanna [T41,T42] | DRUMLINE |  | 52.7132 | -8.8926
MV/LV Substation MI***4034 |  | 10 kV | _ | LV | 630 kVA :Building Structure | 0.63 | --> | 0.63 | 0.381 | 0.38 | Constrained, otherwise capacity available =598 kVA | --> | 0.598 | 0 | 0 | 0.5 | 0 |  | --> | C20 ex RINEANNA | Rineanna [T41,T42] | DRUMLINE |  | 52.7182 | -8.8753
MV/LV Substation DR***4037 |  | 10 kV | _ | LV | 400 kVA :Kiosk Substation | 0.4 | --> | 0.4 | 0.365 | 0.38 |  | --> | 0.38 | 0 | 0.006 | 0.38 | 0 |  | --> | C15 ex RINEANNA | Rineanna [T41,T42] | DRUMLINE |  | 52.7018 | -8.8633
MV/LV Substation BA***404 |  | 10 kV | _ | LV | 50 kVA :Pole Substation | 0.05 | --> | 0.05 | 0.042 | 0.38 |  | --> | 0.048 | 0 | 0.016 | 0.037 | 0 |  | --> | C20 ex RINEANNA | Rineanna [T41,T42] | DRUMLINE |  | 52.7139 | -8.877
MV/LV Substation RA***4041 |  | 10 kV | _ | LV | 400 kVA :Kiosk Substation | 0.4 | --> | 0.4 | 0.38 | 0.38 |  | --> | 0.38 | 0 | 0 | 0.383 | 0 |  | --> | C14 ex RINEANNA | Rineanna [T41,T42] | DRUMLINE |  | 52.7578 | -8.8946
MV/LV Substation SM***4043 |  | 10 kV | _ | LV | 630 kVA :Kiosk Substation | 0.63 | --> | 0.63 | 0.381 | 0.38 | Constrained, otherwise capacity available =585 kVA | --> | 0.598 | 0 | 0 | 0.5 | 0 |  | --> | C20 ex RINEANNA | Rineanna [T41,T42] | DRUMLINE |  | 52.7156 | -8.8726
MV/LV Substation FA***4045 |  | 10 kV | _ | LV | 400 kVA :Building Structure | 0.4 | --> | 0.4 | 0 | 0 | Constrained, otherwise capacity available =335 kVA | --> | 0.38 | 0 | 0 | 0.389 | 0 |  | --> | C18 ex SHANNON | Shannon [T41,T42] | DRUMLINE |  | 52.7061 | -8.8982
MV/LV Substation BL***4048 |  | 10 kV | _ | LV | 630 kVA :Building Structure | 0.63 | --> | 0.63 | 0 | 0 | Constrained, otherwise capacity available =616 kVA | --> | 0.598 | 0 | 0 | 0.5 | 0 |  | --> | C18 ex SHANNON | Shannon [T41,T42] | DRUMLINE |  | 52.7039 | -8.8994
MV/LV Substation FA***4049 |  | 10 kV | _ | LV | 630 kVA :Building Structure | 0.63 | --> | 0.63 | 0 | 0 | Constrained, otherwise capacity available =492 kVA | --> | 0.598 | 0 | 0 | 0.5 | 0 |  | --> | C18 ex SHANNON | Shannon [T41,T42] | DRUMLINE |  | 52.7034 | -8.8973
MV/LV Substation SH***4050 |  | 10 kV | _ | LV | 630 kVA :Building Structure | 0.63 | --> | 0.63 | 0.381 | 0.38 | Constrained, otherwise capacity available =532 kVA | --> | 0.598 | 0 | 0 | 0.5 | 0 |  | --> | C22 ex RINEANNA | Rineanna [T41,T42] | DRUMLINE |  | 52.6913 | -8.9257
MV/LV Substation BA***4053 |  | 10 kV | _ | LV | 200 kVA :Pole Substation | 0.2 | --> | 0.2 | 0.149 | 0.38 |  | --> | 0.19 | 0 | 0 | 0.197 | 0 |  | --> | C14 ex RINEANNA | Rineanna [T41,T42] | DRUMLINE |  | 52.7349 | -8.903
MV/LV Substation RA***4055 |  | 10 kV | _ | LV | 630 kVA :Kiosk Substation | 0.63 | --> | 0.63 | 0.381 | 0.38 | Constrained, otherwise capacity available =630 kVA | --> | 0.598 | 0 | 0 | 0.5 | 0 |  | --> | C20 ex RINEANNA | Rineanna [T41,T42] | DRUMLINE |  | 52.7144 | -8.8726
MV/LV Substation MO***4057 |  | 10 kV | _ | LV | 50 kVA :Pole Substation | 0.05 | --> | 0.05 | 0.049 | 0.38 |  | --> | 0.048 | 0 | 0 | 0.048 | 0 |  | --> | C14 ex RINEANNA | Rineanna [T41,T42] | DRUMLINE |  | 52.7863 | -8.8913
MV/LV Substation FA***413 |  | 10 kV | _ | LV | 630 kVA :Building Structure | 0.63 | --> | 0.63 | 0 | 0 | Constrained, otherwise capacity available =585 kVA | --> | 0.598 | 0 | 0 | 0.5 | 0 |  | --> | C15 ex SHANNON | Shannon [T41,T42] | DRUMLINE |  | 52.7051 | -8.9022
MV/LV Substation TH***416 |  | 10 kV | _ | LV | 400 kVA :Building Structure | 0.4 | --> | 0.4 | 0 | 0 | Constrained, otherwise capacity available =312 kVA | --> | 0.38 | 0 | 0.06 | 0.336 | 0 |  | --> | C16 ex SHANNON | Shannon [T41,T42] | DRUMLINE |  | 52.7011 | -8.9021
MV/LV Substation EN***419 |  | 10 kV | _ | LV | 400 kVA :Building Structure | 0.4 | --> | 0.4 | 0.336 | 0.38 |  | --> | 0.38 | 0 | 0 | 0.389 | 0 |  | --> | C20 ex RINEANNA | Rineanna [T41,T42] | DRUMLINE |  | 52.7179 | -8.8754
MV/LV Substation GA***421 |  | 10 kV | _ | LV | 630 kVA :Building Structure | 0.63 | --> | 0.63 | 0.381 | 0.38 | Constrained, otherwise capacity available =465 kVA | --> | 0.598 | 0 | 0 | 0.5 | 0 |  | --> | C20 ex RINEANNA | Rineanna [T41,T42] | DRUMLINE |  | 52.719 | -8.8777
MV/LV Substation SH***423 |  | 10 kV | _ | LV | 400 kVA :Building Structure | 0.4 | --> | 0.4 | 0 | 0 | Constrained, otherwise capacity available =250 kVA | --> | 0.38 | 0 | 0.05 | 0.363 | 0 |  | --> | E16 ex DRUMLINE | Drumline [T421,T422] | DRUMLINE |  | 52.7151 | -8.8617
MV/LV Substation BE***424 |  | 10 kV | _ | LV | 630 kVA :Building Structure | 0.63 | --> | 0.63 | 0 | 0 | Constrained, otherwise capacity available =381 kVA | --> | 0.598 | 0 | 0.016 | 0.5 | 0 |  | --> | E16 ex DRUMLINE | Drumline [T421,T422] | DRUMLINE |  | 52.7198 | -8.8698
MV/LV Substation RO***425 |  | 10 kV | _ | LV | 400 kVA :Kiosk Substation | 0.4 | --> | 0.4 | 0 | 0 | Constrained, otherwise capacity available =354 kVA | --> | 0.38 | 0 | 0.048 | 0.351 | 0 |  | --> | E16 ex DRUMLINE | Drumline [T421,T422] | DRUMLINE |  | 52.7146 | -8.86
MV/LV Substation CA***426 |  | 10 kV | _ | LV | 400 kVA :Kiosk Substation | 0.4 | --> | 0.4 | 0 | 0 | Constrained, otherwise capacity available =399 kVA | --> | 0.38 | 0 | 0 | 0.38 | 0 |  | --> | E16 ex DRUMLINE | Drumline [T421,T422] | DRUMLINE |  | 52.713 | -8.8638
MV/LV Substation BO***430 |  | 10 kV | _ | LV | 630 kVA :Building Structure | 0.63 | --> | 0.63 | 0 | 0 | Constrained, otherwise capacity available =581 kVA | --> | 0.598 | 0 | 0.05 | 0.5 | 0 |  | --> | E16 ex DRUMLINE | Drumline [T421,T422] | DRUMLINE |  | 52.7193 | -8.872
MV/LV Substation LI***436 |  | 10 kV | _ | LV | 630 kVA :Kiosk Substation | 0.63 | --> | 0.63 | 0 | 0 | Constrained, otherwise capacity available =565 kVA | --> | 0.598 | 0 | 0.051 | 0.5 | 0 |  | --> | E16 ex DRUMLINE | Drumline [T421,T422] | DRUMLINE |  | 52.7122 | -8.8589
MV/LV Substation PA***438 |  | 10 kV | _ | LV | 630 kVA :Building Structure | 0.63 | --> | 0.63 | 0 | 0 | Constrained, otherwise capacity available =490 kVA | --> | 0.598 | 0 | 0 | 0.5 | 0 |  | --> | C16 ex SHANNON | Shannon [T41,T42] | DRUMLINE |  | 52.6989 | -8.9078
MV/LV Substation MR***439 |  | 10 kV | _ | LV | 1000 kVA :Building Structure | 1 | --> | 1 | 0.381 | 0.38 | Constrained, otherwise capacity available =654 kVA | --> | 0.95 | 0 | 0 | 0.5 | 0 |  | --> | C16 ex RINEANNA | Rineanna [T41,T42] | DRUMLINE |  | 52.7068 | -8.9039
MV/LV Substation AE***442 |  | 10 kV | _ | LV | 630 kVA :Building Structure | 0.63 | --> | 0.63 | 0 | 0 | Constrained, otherwise capacity available =534 kVA | --> | 0.598 | 0 | 0 | 0.5 | 0 |  | --> | C22 ex SHANNON | Shannon [T41,T42] | DRUMLINE |  | 52.7041 | -8.8945
MV/LV Substation RI***443 |  | 10 kV | _ | LV | 400 kVA :Kiosk Substation | 0.4 | --> | 0.4 | 0 | 0 | Constrained, otherwise capacity available =361 kVA | --> | 0.38 | 0 | 0 | 0.385 | 0 |  | --> | E16 ex DRUMLINE | Drumline [T421,T422] | DRUMLINE |  | 52.7096 | -8.8641
MV/LV Substation FA***445 |  | 10 kV | _ | LV | 400 kVA :Building Structure | 0.4 | --> | 0.4 | 0 | 0 | Constrained, otherwise capacity available =353 kVA | --> | 0.38 | 0 | 0 | 0.386 | 0 |  | --> | C15 ex SHANNON | Shannon [T41,T42] | DRUMLINE |  | 52.7048 | -8.9017
MV/LV Substation AE***446 |  | 10 kV | _ | LV | 400 kVA :Building Structure | 0.4 | --> | 0.4 | 0 | 0 | Constrained, otherwise capacity available =360 kVA | --> | 0.38 | 0 | 0 | 0.386 | 0 |  | --> | C16 ex SHANNON | Shannon [T41,T42] | DRUMLINE |  | 52.7004 | -8.9074
MV/LV Substation BA***458 |  | 10 kV | _ | LV | 50 kVA :Pole Substation | 0.05 | --> | 0.05 | 0.035 | 0.38 |  | --> | 0.048 | 0 | 0 | 0.05 | 0 |  | --> | C20 ex RINEANNA | Rineanna [T41,T42] | DRUMLINE |  | 52.7147 | -8.8801
MV/LV Substation BO***464 |  | 20 kV | _ | LV | 200 kVA :Pole Substation | 0.2 | --> | 0.2 | 0 | 0 | Constrained, otherwise capacity available =161 kVA | --> | 0.19 | 0 | 0 | 0.195 | 0 |  | --> | E17 ex DRUMLINE | Drumline [T421,T422] | DRUMLINE |  | 52.7586 | -8.8939
MV/LV Substation ST***468 |  | 10 kV | _ | LV | 400 kVA :Building Structure | 0.4 | --> | 0.4 | 0.371 | 0.38 |  | --> | 0.38 | 0 | 0 | 0.384 | 0 |  | --> | C15 ex RINEANNA | Rineanna [T41,T42] | DRUMLINE |  | 52.7055 | -8.8622
MV/LV Substation BA***472 |  | 10 kV | _ | LV | 400 kVA :Kiosk Substation | 0.4 | --> | 0.4 | 0.381 | 0.38 | Constrained, otherwise capacity available =386 kVA | --> | 0.38 | 0 | 0 | 0.382 | 0 |  | --> | C19 ex RINEANNA | Rineanna [T41,T42] | DRUMLINE |  | 52.7138 | -8.8861
MV/LV Substation CL***476 |  | 10 kV | _ | LV | 400 kVA :Kiosk Substation | 0.4 | --> | 0.4 | 0 | 0 | Constrained, otherwise capacity available =388 kVA | --> | 0.38 | 0 | 0.031 | 0.359 | 0 |  | --> | E16 ex DRUMLINE | Drumline [T421,T422] | DRUMLINE |  | 52.7087 | -8.858
MV/LV Substation SM***480 |  | 20 kV | _ | LV | 50 kVA :Pole Substation | 0.05 | --> | 0.05 | 0 | 0 | Constrained, otherwise capacity available =37 kVA | --> | 0.048 | 0 | 0 | 0.049 | 0 |  | --> | E12 ex DRUMLINE | Drumline [T421,T422] | DRUMLINE |  | 52.7262 | -8.8727
MV/LV Substation RO***503 |  | 10 kV | _ | LV | 200 kVA :Kiosk Substation | 0.2 | --> | 0.2 | 0.198 | 0.38 |  | --> | 0.19 | 0 | 0 | 0.19 | 0 |  | --> | C15 ex RINEANNA | Rineanna [T41,T42] | DRUMLINE |  | 52.7018 | -8.8699
MV/LV Substation KI***508 |  | 10 kV | _ | LV | 200 kVA :Kiosk Substation | 0.2 | --> | 0.2 | 0.157 | 0.38 |  | --> | 0.19 | 0 | 0 | 0.196 | 0 |  | --> | C14 ex RINEANNA | Rineanna [T41,T42] | DRUMLINE |  | 52.7595 | -8.8979
MV/LV Substation MC***509 |  | 10 kV | _ | LV | 400 kVA :Kiosk Substation | 0.4 | --> | 0.4 | 0.281 | 0.38 |  | --> | 0.38 | 0 | 0 | 0.396 | 0 |  | --> | C20 ex RINEANNA | Rineanna [T41,T42] | DRUMLINE |  | 52.7127 | -8.8761
MV/LV Substation BA***510 |  | 10 kV | _ | LV | 630 kVA :Kiosk Substation | 0.63 | --> | 0.63 | 0 | 0 | Constrained, otherwise capacity available =525 kVA | --> | 0.598 | 0 | 0 | 0.5 | 0 |  | --> | E16 ex DRUMLINE | Drumline [T421,T422] | DRUMLINE |  | 52.7132 | -8.8673
MV/LV Substation FA***515 |  | 10 kV | _ | LV | 630 kVA :Building Structure | 0.63 | --> | 0.63 | 0.305 | 0.38 |  | --> | 0.598 | 0 | 0 | 0.5 | 0 |  | --> | C20 ex RINEANNA | Rineanna [T41,T42] | DRUMLINE |  | 52.7186 | -8.8767
MV/LV Substation TU***525 |  | 10 kV | _ | LV | 630 kVA :Kiosk Substation | 0.63 | --> | 0.63 | 0.381 | 0.38 | Constrained, otherwise capacity available =526 kVA | --> | 0.598 | 0 | 0.056 | 0.5 | 0 |  | --> | C15 ex RINEANNA | Rineanna [T41,T42] | DRUMLINE |  | 52.7055 | -8.8812
MV/LV Substation TO***526 |  | 10 kV | _ | LV | 630 kVA :Kiosk Substation | 0.63 | --> | 0.63 | 0.381 | 0.38 | Constrained, otherwise capacity available =553 kVA | --> | 0.598 | 0 | 0.012 | 0.5 | 0 |  | --> | C15 ex RINEANNA | Rineanna [T41,T42] | DRUMLINE |  | 52.7093 | -8.8841
MV/LV Substation CU***531 |  | 10 kV | _ | LV | 400 kVA :Kiosk Substation | 0.4 | --> | 0.4 | 0.32 | 0.38 |  | --> | 0.38 | 0 | 0 | 0.391 | 0 |  | --> | C15 ex RINEANNA | Rineanna [T41,T42] | DRUMLINE |  | 52.7054 | -8.8648
MV/LV Substation BO***532 |  | 10 kV | _ | LV | 400 kVA :Kiosk Substation | 0.4 | --> | 0.4 | 0.275 | 0.38 |  | --> | 0.38 | 0 | 0.019 | 0.383 | 0 |  | --> | C14 ex RINEANNA | Rineanna [T41,T42] | DRUMLINE |  | 52.7579 | -8.8957
MV/LV Substation WE***533 |  | 10 kV | _ | LV | 630 kVA :Building Structure | 0.63 | --> | 0.63 | 0.381 | 0.38 | Constrained, otherwise capacity available =513 kVA | --> | 0.598 | 0 | 0.03 | 0.5 | 0 |  | --> | C16 ex RINEANNA | Rineanna [T41,T42] | DRUMLINE |  | 52.7135 | -8.8916
MV/LV Substation SK***535 |  | 10 kV | _ | LV | 1000 kVA :Building Structure | 1 | --> | 1 | 0.381 | 0.38 | Constrained, otherwise capacity available =862 kVA | --> | 0.95 | 0 | 0 | 0.5 | 0 |  | --> | C11 ex RINEANNA | Rineanna [T41,T42] | DRUMLINE |  | 52.7098 | -8.8791
MV/LV Substation SK***536 |  | 10 kV | _ | LV | 1000 kVA :Building Structure | 1 | --> | 1 | 0.381 | 0.38 | Constrained, otherwise capacity available =897 kVA | --> | 0.95 | 0 | 0 | 0.5 | 0 |  | --> | C11 ex RINEANNA | Rineanna [T41,T42] | DRUMLINE |  | 52.7097 | -8.8793
MV/LV Substation MI***542 |  | 10 kV | _ | LV | 200 kVA :Kiosk Substation | 0.2 | --> | 0.2 | 0.179 | 0.38 |  | --> | 0.19 | 0 | 0 | 0.193 | 0 |  | --> | C22 ex RINEANNA | Rineanna [T41,T42] | DRUMLINE |  | 52.7012 | -8.9306
MV/LV Substation CU***545 |  | 20 kV | _ | LV | 400 kVA :Kiosk Substation | 0.4 | --> | 0.4 | 0 | 0 | Constrained, otherwise capacity available =366 kVA | --> | 0.38 | 0 | 0 | 0.385 | 0 |  | --> | E17 ex DRUMLINE | Drumline [T421,T422] | DRUMLINE |  | 52.7608 | -8.8949
MV/LV Substation SU***547 |  | 10 kV | _ | LV | 400 kVA :Kiosk Substation | 0.4 | --> | 0.4 | 0.359 | 0.38 |  | --> | 0.38 | 0 | 0 | 0.386 | 0 |  | --> | C14 ex RINEANNA | Rineanna [T41,T42] | DRUMLINE |  | 52.7627 | -8.8997
MV/LV Substation SM***548 |  | 10 kV | _ | LV | 400 kVA :Kiosk Substation | 0.4 | --> | 0.4 | 0.371 | 0.38 |  | --> | 0.38 | 0 | 0.04 | 0.354 | 0 |  | --> | C20 ex RINEANNA | Rineanna [T41,T42] | DRUMLINE |  | 52.7165 | -8.8702
MV/LV Substation WE***550 |  | 10 kV | _ | LV | 630 kVA :Building Structure | 0.63 | --> | 0.63 | 0.381 | 0.38 | Constrained, otherwise capacity available =504 kVA | --> | 0.598 | 0 | 0 | 0.5 | 0 |  | --> | C19 ex RINEANNA | Rineanna [T41,T42] | DRUMLINE |  | 52.7092 | -8.8935
MV/LV Substation DR***552 |  | 10 kV | _ | LV | 50 kVA :Pole Substation | 0.05 | --> | 0.05 | 0.045 | 0.38 |  | --> | 0.048 | 0 | 0 | 0.048 | 0 |  | --> | C14 ex RINEANNA | Rineanna [T41,T42] | DRUMLINE |  | 52.7819 | -8.9039
MV/LV Substation DE***556 |  | 10 kV | _ | LV | 400 kVA :Building Structure | 0.4 | --> | 0.4 | 0.374 | 0.38 |  | --> | 0.38 | 0 | 0 | 0.384 | 0 |  | --> | C22 ex RINEANNA | Rineanna [T41,T42] | DRUMLINE |  | 52.6828 | -8.9213
MV/LV Substation LO***558 |  | 10 kV | _ | LV | 400 kVA :Kiosk Substation | 0.4 | --> | 0.4 | 0.381 | 0.38 | Constrained, otherwise capacity available =384 kVA | --> | 0.38 | 0 | 0 | 0.382 | 0 |  | --> | C14 ex RINEANNA | Rineanna [T41,T42] | DRUMLINE |  | 52.7625 | -8.9025
MV/LV Substation RI***563 |  | 10 kV | _ | LV | 400 kVA :Kiosk Substation | 0.4 | --> | 0.4 | 0.354 | 0.38 |  | --> | 0.38 | 0 | 0.004 | 0.383 | 0 |  | --> | C15 ex RINEANNA | Rineanna [T41,T42] | DRUMLINE |  | 52.707 | -8.8804
MV/LV Substation CN***564 |  | 20 kV | _ | LV | 50 kVA :Pole Substation | 0.05 | --> | 0.05 | 0 | 0 | Constrained, otherwise capacity available =40 kVA | --> | 0.048 | 0 | 0.005 | 0.045 | 0 |  | --> | E17 ex DRUMLINE | Drumline [T421,T422] | DRUMLINE |  | 52.7584 | -8.8736
MV/LV Substation EL***565 |  | 10 kV | _ | LV | 630 kVA :Building Structure | 0.63 | --> | 0.63 | 0 | 0 | Constrained, otherwise capacity available =468 kVA | --> | 0.598 | 0 | 0.08 | 0.5 | 0 |  | --> | E16 ex DRUMLINE | Drumline [T421,T422] | DRUMLINE |  | 52.7185 | -8.8708
MV/LV Substation CL***566 |  | 10 kV | _ | LV | 400 kVA :Kiosk Substation | 0.4 | --> | 0.4 | 0.282 | 0.38 |  | --> | 0.38 | 0 | 0.032 | 0.372 | 0 |  | --> | C15 ex RINEANNA | Rineanna [T41,T42] | DRUMLINE |  | 52.7045 | -8.8669
MV/LV Substation MA***569 |  | 10 kV | _ | LV | 1000 kVA :Building Structure | 1 | --> | 1 | 0 | 0 | Constrained, otherwise capacity available =1000 kVA | --> | 0.95 | 0 | 0 | 0.5 | 0 |  | --> | C16 ex SHANNON | Shannon [T41,T42] | DRUMLINE |  | 52.689 | -8.9121
MV/LV Substation WE***570 |  | 10 kV | _ | LV | 630 kVA :Building Structure | 0.63 | --> | 0.63 | 0.381 | 0.38 | Constrained, otherwise capacity available =598 kVA | --> | 0.598 | 0 | 0 | 0.5 | 0 |  | --> | C19 ex RINEANNA | Rineanna [T41,T42] | DRUMLINE |  | 52.71 | -8.8932
MV/LV Substation EL***573 |  | 10 kV | _ | LV | 400 kVA :Building Structure | 0.4 | --> | 0.4 | 0 | 0 | Constrained, otherwise capacity available =369 kVA | --> | 0.38 | 0 | 0 | 0.384 | 0 |  | --> | C16 ex SHANNON | Shannon [T41,T42] | DRUMLINE |  | 52.6984 | -8.9064
MV/LV Substation BO***575 |  | 10 kV | _ | LV | 400 kVA :Building Structure | 0.4 | --> | 0.4 | 0 | 0 | Constrained, otherwise capacity available =348 kVA | --> | 0.38 | 0 | 0.05 | 0.345 | 0 |  | --> | E16 ex DRUMLINE | Drumline [T421,T422] | DRUMLINE |  | 52.7199 | -8.8727
MV/LV Substation BA***578 |  | 10 kV | _ | LV | 100 kVA :Pole Substation | 0.1 | --> | 0.1 | 0.097 | 0.38 |  | --> | 0.095 | 0 | 0 | 0.095 | 0 |  | --> | C14 ex RINEANNA | Rineanna [T41,T42] | DRUMLINE |  | 52.7749 | -8.9177
MV/LV Substation BR***584 |  | 10 kV | _ | LV | 630 kVA :Kiosk Substation | 0.63 | --> | 0.63 | 0.381 | 0.38 | Constrained, otherwise capacity available =527 kVA | --> | 0.598 | 0 | 0 | 0.5 | 0 |  | --> | C11 ex RINEANNA | Rineanna [T41,T42] | DRUMLINE |  | 52.7087 | -8.8806
MV/LV Substation AV***587 |  | 10 kV | _ | LV | 400 kVA :Building Structure | 0.4 | --> | 0.4 | 0 | 0 | Constrained, otherwise capacity available =398 kVA | --> | 0.38 | 0 | 0 | 0.38 | 0 |  | --> | C22 ex SHANNON | Shannon [T41,T42] | DRUMLINE |  | 52.7073 | -8.8921
MV/LV Substation NE***003X |  | 10 kV | _ | LV | 400 kVA :Kiosk Substation | 0.4 | --> | 0.4 | 0.36 | 0.76 |  | --> | 0.38 | 0 | 0.006 | 0.381 | 0 |  | --> | C16 ex KENMARE | Kenmare [T42] | KNOCKEARAGH |  | 51.8808 | -9.5896
MV/LV Substation KE***004 |  | 20 kV | _ | LV | 50 kVA :Pole Substation | 0.05 | --> | 0.05 | 0.037 | 0.76 |  | --> | 0.048 | 0 | 0.006 | 0.045 | 0 |  | --> | E11 ex KILGARVAN | Kilgarvan [T421] | KNOCKEARAGH |  | 51.8687 | -9.5732
MV/LV Substation RO***011X |  | 20 kV | _ | LV | 50 kVA :Pole Substation | 0.05 | --> | 0.05 | 0.044 | 0.76 |  | --> | 0.048 | 0 | 0.017 | 0.036 | 0 |  | --> | E11 ex KILGARVAN | Kilgarvan [T421] | KNOCKEARAGH |  | 51.9034 | -9.4454
MV/LV Substation FO***024X |  | 10 kV | _ | LV | 200 kVA :Kiosk Substation | 0.2 | --> | 0.2 | 0.183 | 0.76 |  | --> | 0.19 | 0 | 0.006 | 0.188 | 0 |  | --> | C16 ex KENMARE | Kenmare [T42] | KNOCKEARAGH |  | 51.8849 | -9.5878
MV/LV Substation TI***061X |  | 20 kV | _ | LV | 400 kVA :Kiosk Substation | 0.4 | --> | 0.4 | 0.37 | 0.76 |  | --> | 0.38 | 0 | 0 | 0.384 | 0 |  | --> | E19 ex KENMARE | Kenmare [T421] | KNOCKEARAGH |  | 51.8998 | -9.6068
MV/LV Substation BR***069X |  | 10 kV | _ | LV | 400 kVA :Kiosk Substation | 0.4 | --> | 0.4 | 0.352 | 0.76 |  | --> | 0.38 | 0 | 0 | 0.386 | 0 |  | --> | C16 ex KENMARE | Kenmare [T42] | KNOCKEARAGH |  | 51.8838 | -9.5912
MV/LV Substation DE***080 |  | 20 kV | _ | LV | 200 kVA :Pole Substation | 0.2 | --> | 0.2 | 0.145 | 0.76 |  | --> | 0.19 | 0 | 0 | 0.197 | 0 |  | --> | E11 ex KILGARVAN | Kilgarvan [T421] | KNOCKEARAGH |  | 51.8441 | -9.6519
MV/LV Substation CR***082 |  | 20 kV | _ | LV | 50 kVA :Pole Substation | 0.05 | --> | 0.05 | 0.046 | 0.76 |  | --> | 0.048 | 0 | 0.006 | 0.044 | 0 |  | --> | E11 ex KILGARVAN | Kilgarvan [T421] | KNOCKEARAGH |  | 51.8986 | -9.5023
MV/LV Substation LI***082X |  | 20 kV | _ | LV | 200 kVA :Pole Substation | 0.2 | --> | 0.2 | 0.188 | 0.76 |  | --> | 0.19 | 0 | 0.005 | 0.188 | 0 |  | --> | E11 ex KILGARVAN | Kilgarvan [T421] | KNOCKEARAGH |  | 51.9047 | -9.4427
MV/LV Substation CL***092X |  | 20 kV | _ | LV | 100 kVA :Pole Substation | 0.1 | --> | 0.1 | 0.097 | 0.76 |  | --> | 0.095 | 0 | 0 | 0.095 | 0 |  | --> | E19 ex KENMARE | Kenmare [T421] | KNOCKEARAGH |  | 51.8979 | -9.6017
MV/LV Substation TH***094X |  | 20 kV | _ | LV | 100 kVA :Pole Substation | 0.1 | --> | 0.1 | 0.099 | 0.76 |  | --> | 0.095 | 0 | 0 | 0.095 | 0 |  | --> | E19 ex KENMARE | Kenmare [T421] | KNOCKEARAGH |  | 51.8931 | -9.6002
MV/LV Substation AR***101X |  | 20 kV | _ | LV | 400 kVA :Kiosk Substation | 0.4 | --> | 0.4 | 0.319 | 0.76 |  | --> | 0.38 | 0 | 0.006 | 0.386 | 0 |  | --> | E19 ex KENMARE | Kenmare [T421] | KNOCKEARAGH |  | 51.887 | -9.5988
MV/LV Substation DR***104X |  | 20 kV | _ | LV | 50 kVA :Pole Substation | 0.05 | --> | 0.05 | 0.048 | 0.76 |  | --> | 0.048 | 0 | 0 | 0.048 | 0 |  | --> | E19 ex KENMARE | Kenmare [T421] | KNOCKEARAGH |  | 51.8875 | -9.5897
MV/LV Substation DA***106 |  | 20 kV | _ | LV | 200 kVA :Pole Substation | 0.2 | --> | 0.2 | 0.171 | 0.76 |  | --> | 0.19 | 0 | 0.024 | 0.176 | 0 |  | --> | E19 ex KENMARE | Kenmare [T421] | KNOCKEARAGH |  | 51.8393 | -9.8958
MV/LV Substation DR***107X |  | 20 kV | _ | LV | 50 kVA :Pole Substation | 0.05 | --> | 0.05 | 0.049 | 0.76 |  | --> | 0.048 | 0 | 0 | 0.048 | 0 |  | --> | E11 ex KILGARVAN | Kilgarvan [T421] | KNOCKEARAGH |  | 51.7974 | -9.765
MV/LV Substation DU***110X |  | 20 kV | _ | LV | 200 kVA :Pole Substation | 0.2 | --> | 0.2 | 0.188 | 0.76 |  | --> | 0.19 | 0 | 0 | 0.192 | 0 |  | --> | E19 ex KENMARE | Kenmare [T421] | KNOCKEARAGH |  | 51.8767 | -9.6201
MV/LV Substation PI***112 |  | 10 kV | _ | LV | 200 kVA :Pole Substation | 0.2 | --> | 0.2 | 0.114 | 0.76 |  | --> | 0.19 | 0 | 0.09 | 0.135 | 0 |  | --> | C16 ex KENMARE | Kenmare [T42] | KNOCKEARAGH |  | 51.8813 | -9.6
MV/LV Substation CA***114 |  | 20 kV | _ | LV | 200 kVA :Pole Substation | 0.2 | --> | 0.2 | 0.15 | 0.76 |  | --> | 0.19 | 0 | 0 | 0.193 | 0 |  | --> | E11 ex KILGARVAN | Kilgarvan [T421] | KNOCKEARAGH |  | 51.8952 | -9.5338
MV/LV Substation OA***119X |  | 10 kV | _ | LV | 200 kVA :Kiosk Substation | 0.2 | --> | 0.2 | 0.171 | 0.76 |  | --> | 0.19 | 0 | 0.006 | 0.19 | 0 |  | --> | C16 ex KENMARE | Kenmare [T42] | KNOCKEARAGH |  | 51.8846 | -9.5742
MV/LV Substation KE***121X |  | 20 kV | _ | LV | 200 kVA :Kiosk Substation | 0.2 | --> | 0.2 | 0.188 | 0.76 |  | --> | 0.19 | 0 | 0 | 0.192 | 0 |  | --> | E19 ex KENMARE | Kenmare [T421] | KNOCKEARAGH |  | 51.8786 | -9.6709
MV/LV Substation AR***123X |  | 10 kV | _ | LV | 200 kVA :Kiosk Substation | 0.2 | --> | 0.2 | 0.164 | 0.76 |  | --> | 0.19 | 0 | 0.008 | 0.189 | 0 |  | --> | C16 ex KENMARE | Kenmare [T42] | KNOCKEARAGH |  | 51.8821 | -9.5985
MV/LV Substation OR***126X |  | 10 kV | _ | LV | 630 kVA :Kiosk Substation | 0.63 | --> | 0.63 | 0.5 | 0.76 |  | --> | 0.598 | 0 | 0.008 | 0.5 | 0 |  | --> | C16 ex KENMARE | Kenmare [T42] | KNOCKEARAGH |  | 51.8865 | -9.5871
MV/LV Substation GO***131X |  | 20 kV | _ | LV | 400 kVA :Building Structure | 0.4 | --> | 0.4 | 0.374 | 0.76 |  | --> | 0.38 | 0 | 0 | 0.384 | 0 |  | --> | E19 ex KENMARE | Kenmare [T421] | KNOCKEARAGH |  | 51.834 | -9.8997
MV/LV Substation PA***133X |  | 20 kV | _ | LV | 400 kVA :Kiosk Substation | 0.4 | --> | 0.4 | 0.319 | 0.76 |  | --> | 0.38 | 0 | 0.026 | 0.372 | 0 |  | --> | E19 ex KENMARE | Kenmare [T421] | KNOCKEARAGH |  | 51.8828 | -9.6005
MV/LV Substation AR***138X |  | 20 kV | _ | LV | 400 kVA :Kiosk Substation | 0.4 | --> | 0.4 | 0.276 | 0.76 |  | --> | 0.38 | 0 | 0.01 | 0.389 | 0 |  | --> | E19 ex KENMARE | Kenmare [T421] | KNOCKEARAGH |  | 51.8394 | -9.901
MV/LV Substation PA***140X |  | 20 kV | _ | LV | 400 kVA :Kiosk Substation | 0.4 | --> | 0.4 | 0.357 | 0.76 |  | --> | 0.38 | 0 | 0.012 | 0.377 | 0 |  | --> | E19 ex KENMARE | Kenmare [T421] | KNOCKEARAGH |  | 51.8882 | -9.5835
MV/LV Substation TE***141X |  | 20 kV | _ | LV | 200 kVA :Kiosk Substation | 0.2 | --> | 0.2 | 0.2 | 0.76 |  | --> | 0.19 | 0 | 0 | 0.19 | 0 |  | --> | E19 ex KENMARE | Kenmare [T421] | KNOCKEARAGH |  | 51.8767 | -9.6715
MV/LV Substation AR***143X |  | 20 kV | _ | LV | 400 kVA :Kiosk Substation | 0.4 | --> | 0.4 | 0.371 | 0.76 |  | --> | 0.38 | 0 | 0.005 | 0.38 | 0 |  | --> | E19 ex KENMARE | Kenmare [T421] | KNOCKEARAGH |  | 51.837 | -9.8966
MV/LV Substation CE***164X |  | 20 kV | _ | LV | 50 kVA :Pole Substation | 0.05 | --> | 0.05 | 0.038 | 0.76 |  | --> | 0.048 | 0 | 0 | 0.049 | 0 |  | --> | E19 ex KENMARE | Kenmare [T421] | KNOCKEARAGH |  | 51.8996 | -9.6105
MV/LV Substation DR***180 |  | 20 kV | _ | LV | 400 kVA :Kiosk Substation | 0.4 | --> | 0.4 | 0.349 | 0.76 |  | --> | 0.38 | 0 | 0.004 | 0.384 | 0 |  | --> | E19 ex KENMARE | Kenmare [T421] | KNOCKEARAGH |  | 51.8896 | -9.5846
MV/LV Substation SH***181X |  | 20 kV | _ | LV | 200 kVA :Kiosk Substation | 0.2 | --> | 0.2 | 0.166 | 0.76 |  | --> | 0.19 | 0 | 0 | 0.195 | 0 |  | --> | E11 ex KILGARVAN | Kilgarvan [T421] | KNOCKEARAGH |  | 51.8722 | -9.5665
MV/LV Substation MU***184X |  | 10 kV | _ | LV | 630 kVA :Building Structure | 0.63 | --> | 0.63 | 0.449 | 0.76 |  | --> | 0.598 | 0 | 0.011 | 0.5 | 0 |  | --> | C16 ex KENMARE | Kenmare [T42] | KNOCKEARAGH |  | 51.8842 | -9.58
MV/LV Substation SH***185X |  | 20 kV | _ | LV | 200 kVA :Kiosk Substation | 0.2 | --> | 0.2 | 0.2 | 0.76 |  | --> | 0.19 | 0 | 0 | 0.19 | 0 |  | --> | E11 ex KILGARVAN | Kilgarvan [T421] | KNOCKEARAGH |  | 51.8721 | -9.5613
MV/LV Substation FI***194X |  | 20 kV | _ | LV | 100 kVA :Pole Substation | 0.1 | --> | 0.1 | 0.084 | 0.76 |  | --> | 0.095 | 0 | 0.006 | 0.093 | 0 |  | --> | E19 ex KENMARE | Kenmare [T421] | KNOCKEARAGH |  | 51.8907 | -9.5983
MV/LV Substation WO***204X |  | 20 kV | _ | LV | 400 kVA :Kiosk Substation | 0.4 | --> | 0.4 | 0.301 | 0.76 |  | --> | 0.38 | 0 | 0 | 0.393 | 0 |  | --> | E19 ex KENMARE | Kenmare [T421] | KNOCKEARAGH |  | 51.8201 | -9.8765
MV/LV Substation PA***208X |  | 20 kV | _ | LV | 200 kVA :Kiosk Substation | 0.2 | --> | 0.2 | 0.151 | 0.76 |  | --> | 0.19 | 0 | 0 | 0.197 | 0 |  | --> | E19 ex KENMARE | Kenmare [T421] | KNOCKEARAGH |  | 51.8183 | -9.8722
MV/LV Substation TA***215X |  | 10 kV | _ | LV | 400 kVA :Kiosk Substation | 0.4 | --> | 0.4 | 0.371 | 0.76 |  | --> | 0.38 | 0 | 0 | 0.384 | 0 |  | --> | C16 ex KENMARE | Kenmare [T42] | KNOCKEARAGH |  | 51.8853 | -9.582
MV/LV Substation BL***231X |  | 20 kV | _ | LV | 50 kVA :Pole Substation | 0.05 | --> | 0.05 | 0.045 | 0.76 |  | --> | 0.048 | 0 | 0 | 0.048 | 0 |  | --> | E19 ex KENMARE | Kenmare [T421] | KNOCKEARAGH |  | 51.8765 | -9.7464
MV/LV Substation BE***234 |  | 10 kV | _ | LV | 400 kVA :Kiosk Substation | 0.4 | --> | 0.4 | 0.253 | 0.76 |  | --> | 0.38 | 0 | 0.037 | 0.372 | 0 |  | --> | C16 ex KENMARE | Kenmare [T42] | KNOCKEARAGH |  | 51.8774 | -9.5835
MV/LV Substation TE***252 |  | 20 kV | _ | LV | 50 kVA :Pole Substation | 0.05 | --> | 0.05 | 0.043 | 0.76 |  | --> | 0.048 | 0 | 0 | 0.048 | 0 |  | --> | E19 ex KENMARE | Kenmare [T421] | KNOCKEARAGH |  | 51.8701 | -9.6622
MV/LV Substation CO***291 |  | 20 kV | _ | LV | 50 kVA :Pole Substation | 0.05 | --> | 0.05 | 0.049 | 0.76 |  | --> | 0.048 | 0 | 0 | 0.048 | 0 |  | --> | E11 ex KILGARVAN | Kilgarvan [T421] | KNOCKEARAGH |  | 51.8467 | -9.5109
MV/LV Substation ME***298 |  | 20 kV | _ | LV | 200 kVA :Pole Substation | 0.2 | --> | 0.2 | 0.142 | 0.76 |  | --> | 0.19 | 0 | 0 | 0.198 | 0 |  | --> | E11 ex KILGARVAN | Kilgarvan [T421] | KNOCKEARAGH |  | 51.9183 | -9.4481
MV/LV Substation KI***332 |  | 10 kV | _ | LV | 50 kVA :Pole Substation | 0.05 | --> | 0.05 | 0.049 | 0.76 |  | --> | 0.048 | 0 | 0 | 0.048 | 0 |  | --> | C16 ex KENMARE | Kenmare [T42] | KNOCKEARAGH |  | 51.8858 | -9.5765
MV/LV Substation HA***361 |  | 10 kV | _ | LV | 400 kVA :Kiosk Substation | 0.4 | --> | 0.4 | 0.376 | 0.76 |  | --> | 0.38 | 0 | 0 | 0.383 | 0 |  | --> | C16 ex KENMARE | Kenmare [T42] | KNOCKEARAGH |  | 51.8835 | -9.5804
MV/LV Substation SE***376 |  | 10 kV | _ | LV | 400 kVA :Building Structure | 0.4 | --> | 0.4 | 0.38 | 0.76 |  | --> | 0.38 | 0 | 0 | 0.383 | 0 |  | --> | C16 ex KENMARE | Kenmare [T42] | KNOCKEARAGH |  | 51.8778 | -9.5904
MV/LV Substation SE***377 |  | 10 kV | _ | LV | 200 kVA :Kiosk Substation | 0.2 | --> | 0.2 | 0.133 | 0.76 |  | --> | 0.19 | 0 | 0 | 0.199 | 0 |  | --> | C16 ex KENMARE | Kenmare [T42] | KNOCKEARAGH |  | 51.8799 | -9.5865
MV/LV Substation RE***386 |  | 20 kV | _ | LV | 50 kVA :Pole Substation | 0.05 | --> | 0.05 | 0.044 | 0.76 |  | --> | 0.048 | 0 | 0.005 | 0.045 | 0 |  | --> | E19 ex KENMARE | Kenmare [T421] | KNOCKEARAGH |  | 51.8757 | -9.6369
MV/LV Substation MA***396 |  | 20 kV | _ | LV | 100 kVA :Pole Substation | 0.1 | --> | 0.1 | 0.079 | 0.76 |  | --> | 0.095 | 0 | 0 | 0.098 | 0 |  | --> | E19 ex KENMARE | Kenmare [T421] | KNOCKEARAGH |  | 51.8998 | -9.6096
MV/LV Substation DE***4003 |  | 20 kV | _ | LV | 200 kVA :Kiosk Substation | 0.2 | --> | 0.2 | 0.191 | 0.76 |  | --> | 0.19 | 0 | 0.006 | 0.187 | 0 |  | --> | E19 ex KENMARE | Kenmare [T421] | KNOCKEARAGH |  | 51.8342 | -9.7898
MV/LV Substation IN***4008 |  | 20 kV | _ | LV | 400 kVA :Kiosk Substation | 0.4 | --> | 0.4 | 0.38 | 0.76 |  | --> | 0.38 | 0 | 0.006 | 0.378 | 0 |  | --> | E11 ex KENMARE | Kenmare [T421] | KNOCKEARAGH |  | 51.8839 | -9.5661
MV/LV Substation HA***401 |  | 20 kV | _ | LV | 200 kVA :Building Structure | 0.2 | --> | 0.2 | 0.187 | 0.76 |  | --> | 0.19 | 0 | 0.006 | 0.187 | 0 |  | --> | E19 ex KENMARE | Kenmare [T421] | KNOCKEARAGH |  | 51.8865 | -9.5965
MV/LV Substation DR***4014 |  | 20 kV | _ | LV | 50 kVA :Pole Substation | 0.05 | --> | 0.05 | 0.05 | 0.76 |  | --> | 0.048 | 0 | 0 | 0.048 | 0 |  | --> | E11 ex KILGARVAN | Kilgarvan [T421] | KNOCKEARAGH |  | 51.783 | -9.7635
MV/LV Substation GU***4015 |  | 20 kV | _ | LV | 50 kVA :Pole Substation | 0.05 | --> | 0.05 | 0.041 | 0.76 |  | --> | 0.048 | 0 | 0 | 0.049 | 0 |  | --> | E11 ex KILGARVAN | Kilgarvan [T421] | KNOCKEARAGH |  | 51.8638 | -9.4609
MV/LV Substation KE***402 |  | 10 kV | _ | LV | 400 kVA :Kiosk Substation | 0.4 | --> | 0.4 | 0.313 | 0.76 |  | --> | 0.38 | 0 | 0.058 | 0.349 | 0 |  | --> | C16 ex KENMARE | Kenmare [T42] | KNOCKEARAGH |  | 51.8843 | -9.5897
MV/LV Substation GO***4033 |  | 20 kV | _ | LV | 100 kVA :Pole Substation | 0.1 | --> | 0.1 | 0.096 | 0.76 |  | --> | 0.095 | 0 | 0 | 0.096 | 0 |  | --> | E11 ex KILGARVAN | Kilgarvan [T421] | KNOCKEARAGH |  | 51.9033 | -9.453
MV/LV Substation LI***4051 |  | 20 kV | _ | LV | 100 kVA :Pole Substation | 0.1 | --> | 0.1 | 0.077 | 0.76 |  | --> | 0.095 | 0 | 0 | 0.098 | 0 |  | --> | E19 ex KENMARE | Kenmare [T421] | KNOCKEARAGH |  | 51.9055 | -9.6013
MV/LV Substation KE***4053 |  | 10 kV | _ | LV | 400 kVA :Kiosk Substation | 0.4 | --> | 0.4 | 0.315 | 0.76 |  | --> | 0.38 | 0 | 0 | 0.392 | 0 |  | --> | C16 ex KENMARE | Kenmare [T42] | KNOCKEARAGH |  | 51.8882 | -9.5818
MV/LV Substation AL***4071 |  | 10 kV | _ | LV | 400 kVA :Kiosk Substation | 0.4 | --> | 0.4 | 0.365 | 0.76 |  | --> | 0.38 | 0 | 0 | 0.385 | 0 |  | --> | C16 ex KENMARE | Kenmare [T42] | KNOCKEARAGH |  | 51.8836 | -9.5785
MV/LV Substation SU***4099 |  | 20 kV | _ | LV | 400 kVA :Kiosk Substation | 0.4 | --> | 0.4 | 0.37 | 0.76 |  | --> | 0.38 | 0 | 0.01 | 0.377 | 0 |  | --> | E11 ex KILGARVAN | Kilgarvan [T421] | KNOCKEARAGH |  | 51.9053 | -9.44
MV/LV Substation KI***4108 |  | 20 kV | _ | LV | 50 kVA :Pole Substation | 0.05 | --> | 0.05 | 0.05 | 0.76 |  | --> | 0.048 | 0 | 0 | 0.048 | 0 |  | --> | E11 ex KILGARVAN | Kilgarvan [T421] | KNOCKEARAGH |  | 51.8509 | -9.6268
MV/LV Substation CA***4115 |  | 20 kV | _ | LV | 50 kVA :Pole Substation | 0.05 | --> | 0.05 | 0.046 | 0.76 |  | --> | 0.048 | 0 | 0 | 0.048 | 0 |  | --> | E11 ex KILGARVAN | Kilgarvan [T421] | KNOCKEARAGH |  | 51.8952 | -9.5303
MV/LV Substation KI***4127 |  | 10 kV | _ | LV | 630 kVA :Kiosk Substation | 0.63 | --> | 0.63 | 0.5 | 0.76 |  | --> | 0.598 | 0 | 0.033 | 0.5 | 0 |  | --> | C16 ex KENMARE | Kenmare [T42] | KNOCKEARAGH |  | 51.8822 | -9.5737
MV/LV Substation DR***4128 |  | 20 kV | _ | LV | 50 kVA :Pole Substation | 0.05 | --> | 0.05 | 0.046 | 0.76 |  | --> | 0.048 | 0 | 0 | 0.048 | 0 |  | --> | E11 ex KILGARVAN | Kilgarvan [T421] | KNOCKEARAGH |  | 51.8535 | -9.5222
MV/LV Substation KI***424 |  | 20 kV | _ | LV | 100 kVA :Pole Substation | 0.1 | --> | 0.1 | 0.036 | 0.76 |  | --> | 0.095 | 0 | 0 | 0.103 | 0 |  | --> | E11 ex KILGARVAN | Kilgarvan [T421] | KNOCKEARAGH |  | 51.9041 | -9.4403
MV/LV Substation DU***434 |  | 20 kV | _ | LV | 100 kVA :Pole Substation | 0.1 | --> | 0.1 | 0.099 | 0.76 |  | --> | 0.095 | 0 | 0 | 0.095 | 0 |  | --> | E19 ex KENMARE | Kenmare [T421] | KNOCKEARAGH |  | 51.8767 | -9.6197
MV/LV Substation SH***482 |  | 20 kV | _ | LV | 400 kVA :Building Structure | 0.4 | --> | 0.4 | 0.187 | 0.76 |  | --> | 0.38 | 0 | 0 | 0.408 | 0 |  | --> | E11 ex KILGARVAN | Kilgarvan [T421] | KNOCKEARAGH |  | 51.8735 | -9.5645
MV/LV Substation RI***483 |  | 20 kV | _ | LV | 200 kVA :Pole Substation | 0.2 | --> | 0.2 | 0.181 | 0.76 |  | --> | 0.19 | 0 | 0.02 | 0.178 | 0 |  | --> | E11 ex KILGARVAN | Kilgarvan [T421] | KNOCKEARAGH |  | 51.8686 | -9.5816
MV/LV Substation LO***491 |  | 20 kV | _ | LV | 50 kVA :Pole Substation | 0.05 | --> | 0.05 | 0.048 | 0.76 |  | --> | 0.048 | 0 | 0 | 0.048 | 0 |  | --> | E19 ex KENMARE | Kenmare [T421] | KNOCKEARAGH |  | 51.8321 | -9.8051
MV/LV Substation PA***509 |  | 20 kV | _ | LV | 400 kVA :Building Structure | 0.4 | --> | 0.4 | 0.317 | 0.76 |  | --> | 0.38 | 0 | 0 | 0.391 | 0 |  | --> | E19 ex KENMARE | Kenmare [T421] | KNOCKEARAGH |  | 51.8158 | -9.8747
MV/LV Substation GA***520 |  | 20 kV | _ | LV | 50 kVA :Pole Substation | 0.05 | --> | 0.05 | 0.036 | 0.76 |  | --> | 0.048 | 0 | 0 | 0.049 | 0 |  | --> | E19 ex KENMARE | Kenmare [T421] | KNOCKEARAGH |  | 51.8067 | -9.9018
MV/LV Substation SN***525 |  | 20 kV | _ | LV | 200 kVA :Pole Substation | 0.2 | --> | 0.2 | 0.065 | 0.76 |  | --> | 0.19 | 0 | 0 | 0.208 | 0 |  | --> | E19 ex KENMARE | Kenmare [T421] | KNOCKEARAGH |  | 51.8389 | -9.9002
MV/LV Substation HO***541 |  | 10 kV | _ | LV | 50 kVA :Pole Substation | 0.05 | --> | 0.05 | 0.014 | 0.76 |  | --> | 0.048 | 0 | 0.019 | 0.038 | 0 |  | --> | C16 ex KENMARE | Kenmare [T42] | KNOCKEARAGH |  | 51.8882 | -9.5824
MV/LV Substation CR***542 |  | 10 kV | _ | LV | 630 kVA :Kiosk Substation | 0.63 | --> | 0.63 | 0.5 | 0.76 |  | --> | 0.598 | 0 | 0 | 0.5 | 0 |  | --> | C16 ex KENMARE | Kenmare [T42] | KNOCKEARAGH |  | 51.8814 | -9.5857
MV/LV Substation CU***630 |  | 20 kV | _ | LV | 200 kVA :Pole Substation | 0.2 | --> | 0.2 | 0.184 | 0.76 |  | --> | 0.19 | 0 | 0 | 0.192 | 0 |  | --> | E11 ex KILGARVAN | Kilgarvan [T421] | KNOCKEARAGH |  | 51.7679 | -9.7587
MV/LV Substation GO***635 |  | 20 kV | _ | LV | 50 kVA :Pole Substation | 0.05 | --> | 0.05 | 0.037 | 0.76 |  | --> | 0.048 | 0 | 0 | 0.049 | 0 |  | --> | E19 ex KENMARE | Kenmare [T421] | KNOCKEARAGH |  | 51.886 | -9.5957
MV/LV Substation RO***636 |  | 10 kV | _ | LV | 400 kVA :Kiosk Substation | 0.4 | --> | 0.4 | 0.189 | 0.76 |  | --> | 0.38 | 0 | 0.04 | 0.378 | 0 |  | --> | C16 ex KENMARE | Kenmare [T42] | KNOCKEARAGH |  | 51.8802 | -9.5817
MV/LV Substation CA***638 |  | 20 kV | _ | LV | 100 kVA :Pole Substation | 0.1 | --> | 0.1 | 0.1 | 0.76 |  | --> | 0.095 | 0 | 0 | 0.095 | 0 |  | --> | E19 ex KENMARE | Kenmare [T421] | KNOCKEARAGH |  | 51.8325 | -9.8951
MV/LV Substation BA***649 |  | 10 kV | _ | LV | 400 kVA :Kiosk Substation | 0.4 | --> | 0.4 | 0.228 | 0.76 |  | --> | 0.38 | 0 | 0.093 | 0.334 | 0 |  | --> | C16 ex KENMARE | Kenmare [T42] | KNOCKEARAGH |  | 51.8828 | -9.5925
MV/LV Substation FI***650 |  | 20 kV | _ | LV | 200 kVA :Pole Substation | 0.2 | --> | 0.2 | 0.18 | 0.76 |  | --> | 0.19 | 0 | 0.007 | 0.188 | 0 |  | --> | E19 ex KENMARE | Kenmare [T421] | KNOCKEARAGH |  | 51.8938 | -9.5798
MV/LV Substation KI***653 |  | 20 kV | _ | LV | 200 kVA :Pole Substation | 0.2 | --> | 0.2 | 0.147 | 0.76 |  | --> | 0.19 | 0 | 0.028 | 0.176 | 0 |  | --> | E11 ex KENMARE | Kenmare [T421] | KNOCKEARAGH |  | 51.8864 | -9.5637
MV/LV Substation SC***661 |  | 10 kV | _ | LV | 100 kVA :Pole Substation | 0.1 | --> | 0.1 | 0.085 | 0.76 |  | --> | 0.095 | 0 | 0 | 0.097 | 0 |  | --> | C16 ex KENMARE | Kenmare [T42] | KNOCKEARAGH |  | 51.8815 | -9.5811
MV/LV Substation PU***662 |  | 10 kV | _ | LV | 50 kVA :Pole Substation | 0.05 | --> | 0.05 | 0 | 0.76 |  | --> | 0.048 | 0 | 0.021 | 0.039 | 0 |  | --> | C16 ex KENMARE | Kenmare [T42] | KNOCKEARAGH |  | 51.8839 | -9.5801
MV/LV Substation KI***664 |  | 20 kV | _ | LV | 200 kVA :Kiosk Substation | 0.2 | --> | 0.2 | 0.186 | 0.76 |  | --> | 0.19 | 0 | 0 | 0.192 | 0 |  | --> | E14 ex KILGARVAN | Kilgarvan [T421] | KNOCKEARAGH |  | 51.9042 | -9.435
MV/LV Substation PA***665 |  | 10 kV | _ | LV | 630 kVA :Kiosk Substation | 0.63 | --> | 0.63 | 0.347 | 0.76 |  | --> | 0.598 | 0 | 0.041 | 0.5 | 0 |  | --> | C16 ex KENMARE | Kenmare [T42] | KNOCKEARAGH |  | 51.878 | -9.5817
MV/LV Substation DE***674 |  | 20 kV | _ | LV | 50 kVA :Pole Substation | 0.05 | --> | 0.05 | 0.046 | 0.76 |  | --> | 0.048 | 0 | 0 | 0.048 | 0 |  | --> | E19 ex KENMARE | Kenmare [T421] | KNOCKEARAGH |  | 51.8424 | -9.7713
MV/LV Substation KI***691 |  | 20 kV | _ | LV | 200 kVA :Pole Substation | 0.2 | --> | 0.2 | 0.166 | 0.76 |  | --> | 0.19 | 0 | 0.01 | 0.187 | 0 |  | --> | E11 ex KENMARE | Kenmare [T421] | KNOCKEARAGH |  | 51.8864 | -9.5678
MV/LV Substation DR***824 |  | 20 kV | _ | LV | 200 kVA :Pole Substation | 0.2 | --> | 0.2 | 0.167 | 0.76 |  | --> | 0.19 | 0 | 0 | 0.194 | 0 |  | --> | E19 ex KENMARE | Kenmare [T421] | KNOCKEARAGH |  | 51.872 | -9.6466
MV/LV Substation OA***840 |  | 20 kV | _ | LV | 400 kVA :Kiosk Substation | 0.4 | --> | 0.4 | 0.394 | 0.76 |  | --> | 0.38 | 0 | 0.006 | 0.376 | 0 |  | --> | E19 ex KENMARE | Kenmare [T421] | KNOCKEARAGH |  | 51.8908 | -9.5831
MV/LV Substation TE***841 |  | 20 kV | _ | LV | 200 kVA :Pole Substation | 0.2 | --> | 0.2 | 0.18 | 0.76 |  | --> | 0.19 | 0 | 0 | 0.193 | 0 |  | --> | E19 ex KENMARE | Kenmare [T421] | KNOCKEARAGH |  | 51.8767 | -9.6719
MV/LV Substation PA***851 |  | 20 kV | _ | LV | 100 kVA :Pole Substation | 0.1 | --> | 0.1 | 0.1 | 0.76 |  | --> | 0.095 | 0 | 0 | 0.095 | 0 |  | --> | E11 ex KILGARVAN | Kilgarvan [T421] | KNOCKEARAGH |  | 51.8035 | -9.7565
MV/LV Substation SU***856 |  | 10 kV | _ | LV | 50 kVA :Pole Substation | 0.05 | --> | 0.05 | 0.014 | 0.76 |  | --> | 0.048 | 0 | 0 | 0.052 | 0 |  | --> | C16 ex KENMARE | Kenmare [T42] | KNOCKEARAGH |  | 51.8873 | -9.5835
MV/LV Substation SH***870 |  | 20 kV | _ | LV | 200 kVA :Kiosk Substation | 0.2 | --> | 0.2 | 0.181 | 0.76 |  | --> | 0.19 | 0 | 0 | 0.192 | 0 |  | --> | E11 ex KILGARVAN | Kilgarvan [T421] | KNOCKEARAGH |  | 51.8708 | -9.5768
MV/LV Substation HE***888 |  | 10 kV | _ | LV | 630 kVA :Kiosk Substation | 0.63 | --> | 0.63 | 0.339 | 0.76 |  | --> | 0.598 | 0 | 0.017 | 0.5 | 0 |  | --> | C16 ex KENMARE | Kenmare [T42] | KNOCKEARAGH |  | 51.879 | -9.5831
MV/LV Substation LO***894 |  | 20 kV | _ | LV | 50 kVA :Pole Substation | 0.05 | --> | 0.05 | 0.045 | 0.76 |  | --> | 0.048 | 0 | 0.006 | 0.044 | 0 |  | --> | E19 ex KENMARE | Kenmare [T421] | KNOCKEARAGH |  | 51.8725 | -9.6954
MV/LV Substation DR***904 |  | 20 kV | _ | LV | 100 kVA :Pole Substation | 0.1 | --> | 0.1 | 0.083 | 0.76 |  | --> | 0.095 | 0 | 0 | 0.097 | 0 |  | --> | E19 ex KENMARE | Kenmare [T421] | KNOCKEARAGH |  | 51.8603 | -9.6926
MV/LV Substation CI***933 |  | 10 kV | _ | LV | 200 kVA :Pole Substation | 0.2 | --> | 0.2 | 0.198 | 0.76 |  | --> | 0.19 | 0 | 0 | 0.19 | 0 |  | --> | C16 ex KENMARE | Kenmare [T42] | KNOCKEARAGH |  | 51.8867 | -9.5781
MV/LV Substation SU***943 |  | 10 kV | _ | LV | 400 kVA :Kiosk Substation | 0.4 | --> | 0.4 | 0.351 | 0.76 |  | --> | 0.38 | 0 | 0 | 0.387 | 0 |  | --> | C16 ex KENMARE | Kenmare [T42] | KNOCKEARAGH |  | 51.8878 | -9.5814
MV/LV Substation CO***947 |  | 10 kV | _ | LV | 200 kVA :Pole Substation | 0.2 | --> | 0.2 | 0.2 | 0.76 |  | --> | 0.19 | 0 | 0 | 0.19 | 0 |  | --> | C16 ex KENMARE | Kenmare [T42] | KNOCKEARAGH |  | 51.8832 | -9.5838
MV/LV Substation GO***974 |  | 20 kV | _ | LV | 100 kVA :Pole Substation | 0.1 | --> | 0.1 | 0.093 | 0.76 |  | --> | 0.095 | 0 | 0 | 0.096 | 0 |  | --> | E11 ex KILGARVAN | Kilgarvan [T421] | KNOCKEARAGH |  | 51.8889 | -9.5484
MV/LV Substation RI***983 |  | 20 kV | _ | LV | 100 kVA :Pole Substation | 0.1 | --> | 0.1 | 0.079 | 0.76 |  | --> | 0.095 | 0 | 0 | 0.098 | 0 |  | --> | E11 ex KILGARVAN | Kilgarvan [T421] | KNOCKEARAGH |  | 51.8689 | -9.5785
MV/LV Substation HO***993 |  | 10 kV | _ | LV | 400 kVA :Kiosk Substation | 0.4 | --> | 0.4 | 0.376 | 0.76 |  | --> | 0.38 | 0 | 0.017 | 0.371 | 0 |  | --> | C16 ex KENMARE | Kenmare [T42] | KNOCKEARAGH |  | 51.881 | -9.6002
MV/LV Substation GL***005 |  | 10 kV | _ | LV | 200 kVA :Pole Substation | 0.2 | --> | 0.2 | 0 | 0 | Constrained, otherwise capacity available =135 kVA | --> | 0.19 | 0 | 0.021 | 0 | 0 | Constrained, otherwise capacity available =183 kW | --> | C16 ex BANTRY | Bantry [T41,T42] | BALLYLICKY |  | 51.6831 | -9.4451
MV/LV Substation GR***009Z |  | 20 kV | _ | LV | 200 kVA :Pole Substation | 0.2 | --> | 0.2 | 0 | 0 | Constrained, otherwise capacity available =165 kVA | --> | 0.19 | 0 | 0.004 | 0.192 | 0 |  | --> | E16 ex BALLYDEHOB | Ballydehob [T421] | DUNMANWAY |  | 51.525 | -9.5492
MV/LV Substation CH***011 |  | 10 kV | _ | LV | 200 kVA :Pole Substation | 0.2 | --> | 0.2 | 0 | 0 | Constrained, otherwise capacity available =136 kVA | --> | 0.19 | 0 | 0.006 | 0 | 0 | Constrained, otherwise capacity available =194 kW | --> | C16 ex BANTRY | Bantry [T41,T42] | BALLYLICKY |  | 51.6802 | -9.4473
MV/LV Substation TO***012 |  | 10 kV | _ | LV | 400 kVA :Kiosk Substation | 0.4 | --> | 0.4 | 0 | 0 | Constrained, otherwise capacity available =125 kVA | --> | 0.38 | 0 | 0.011 | 0 | 0 | Constrained, otherwise capacity available =408 kW | --> | C16 ex BANTRY | Bantry [T41,T42] | BALLYLICKY |  | 51.6799 | -9.4562
MV/LV Substation EA***014Z |  | 10 kV | _ | LV | 100 kVA :Pole Substation | 0.1 | --> | 0.1 | 0 | 0 | Constrained, otherwise capacity available =82 kVA | --> | 0.095 | 0 | 0 | 0 | 0 | Constrained, otherwise capacity available =97 kW | --> | C15 ex BANTRY | Bantry [T41,T42] | BALLYLICKY |  | 51.7203 | -9.4503
MV/LV Substation RE***018 |  | 10 kV | _ | LV | 50 kVA :Pole Substation | 0.05 | --> | 0.05 | 0 | 0 |  | --> | 0.048 | 0 | 0 | 0 | 0 | Constrained, otherwise capacity available =54 kW | --> | C15 ex BANTRY | Bantry [T41,T42] | BALLYLICKY |  | 51.7218 | -9.4494
MV/LV Substation LA***024 |  | 10 kV | _ | LV | 400 kVA :Kiosk Substation | 0.4 | --> | 0.4 | 0 | 0 | Constrained, otherwise capacity available =346 kVA | --> | 0.38 | 0 | 0 | 0 | 0 | Constrained, otherwise capacity available =387 kW | --> | C15 ex BANTRY | Bantry [T41,T42] | BALLYLICKY |  | 51.6937 | -9.435
MV/LV Substation GO***025X |  | 10 kV | _ | LV | 50 kVA :Pole Substation | 0.05 | --> | 0.05 | 0 | 0 | Constrained, otherwise capacity available =48 kVA | --> | 0.048 | 0 | 0 | 0 | 0 | Constrained, otherwise capacity available =48 kW | --> | C15 ex BANTRY | Bantry [T41,T42] | BALLYLICKY |  | 51.7003 | -9.4506
MV/LV Substation CE***026 |  | 10 kV | _ | LV | 400 kVA :Kiosk Substation | 0.4 | --> | 0.4 | 0 | 0 | Constrained, otherwise capacity available =162 kVA | --> | 0.38 | 0 | 0 | 0 | 0 | Constrained, otherwise capacity available =411 kW | --> | C16 ex BANTRY | Bantry [T41,T42] | BALLYLICKY |  | 51.6767 | -9.4509
MV/LV Substation BI***027Z |  | 10 kV | _ | LV | 400 kVA :Building Structure | 0.4 | --> | 0.4 | 0.368 | 3.64 |  | --> | 0.38 | 0 | 0.01 | 0 | 0 | Constrained, otherwise capacity available =377 kW | --> | C18 ex CASTLETOWNBERE | Castletownbere [T42] | BALLYLICKY |  | 51.6478 | -9.9061
MV/LV Substation PR***032 |  | 10 kV | _ | LV | 200 kVA :Pole Substation | 0.2 | --> | 0.2 | 0 | 0 | Constrained, otherwise capacity available =171 kVA | --> | 0.19 | 0 | 0 | 0 | 0 | Constrained, otherwise capacity available =194 kW | --> | C16 ex BANTRY | Bantry [T41,T42] | BALLYLICKY |  | 51.6778 | -9.4439
MV/LV Substation DE***032Y |  | 20 kV | _ | LV | 50 kVA :Pole Substation | 0.05 | --> | 0.05 | 0.039 | 0.94 |  | --> | 0.048 | 0 | 0 | 0 | 0 | Constrained, otherwise capacity available =49 kW | --> | E15 ex CASTLETOWNBERE | Castletownbere [T421] | BALLYLICKY |  | 51.6571 | -9.896
MV/LV Substation GE***034Z |  | 20 kV | _ | LV | 630 kVA :Building Structure | 0.63 | --> | 0.63 | 0 | 0 | Constrained, otherwise capacity available =375 kVA | --> | 0.598 | 0 | 0 | 0 | 0 | Constrained, otherwise capacity available =625 kW | --> | C11 ex BANTRY | Bantry [T41,T42] | BALLYLICKY |  | 51.6446 | -9.5868
MV/LV Substation FL***035 |  | 10 kV | _ | LV | 200 kVA :Building Structure | 0.2 | --> | 0.2 | 0 | 0 | Constrained, otherwise capacity available =177 kVA | --> | 0.19 | 0 | 0.034 | 0 | 0 | Constrained, otherwise capacity available =168 kW | --> | C15 ex BANTRY | Bantry [T41,T42] | BALLYLICKY |  | 51.6874 | -9.4465
MV/LV Substation MA***037 |  | 10 kV | _ | LV | 100 kVA :Pole Substation | 0.1 | --> | 0.1 | 0 | 0 | Constrained, otherwise capacity available =88 kVA | --> | 0.095 | 0 | 0.013 | 0 | 0 | Constrained, otherwise capacity available =87 kW | --> | C15 ex BANTRY | Bantry [T41,T42] | BALLYLICKY |  | 51.681 | -9.4519
MV/LV Substation RI***039Y |  | 20 kV | _ | LV | 200 kVA :Kiosk Substation | 0.2 | --> | 0.2 | 0.188 | 0.94 |  | --> | 0.19 | 0 | 0 | 0 | 0 | Constrained, otherwise capacity available =192 kW | --> | E15 ex CASTLETOWNBERE | Castletownbere [T421] | BALLYLICKY |  | 51.6451 | -9.9146
MV/LV Substation SH***046Z |  | 10 kV | _ | LV | 200 kVA :Kiosk Substation | 0.2 | --> | 0.2 | 0 | 3.64 |  | --> | 0.19 | 0 | 0 | 0 | 0 | Constrained, otherwise capacity available =217 kW | --> | C18 ex CASTLETOWNBERE | Castletownbere [T42] | BALLYLICKY |  | 51.6486 | -9.9009
MV/LV Substation CA***048 |  | 20 kV | _ | LV | 400 kVA :Kiosk Substation | 0.4 | --> | 0.4 | 0 | 0 | Constrained, otherwise capacity available =379 kVA | --> | 0.38 | 0 | 0 | 0 | 0 | Constrained, otherwise capacity available =383 kW | --> | C11 ex BANTRY | Bantry [T41,T42] | BALLYLICKY |  | 51.686 | -9.4305
MV/LV Substation TH***050X |  | 20 kV | _ | LV | 50 kVA :Pole Substation | 0.05 | --> | 0.05 | 0.041 | 0.94 |  | --> | 0.048 | 0 | 0 | 0 | 0 | Constrained, otherwise capacity available =49 kW | --> | E15 ex CASTLETOWNBERE | Castletownbere [T421] | BALLYLICKY |  | 51.6502 | -9.9171
MV/LV Substation CO***053 |  | 10 kV | _ | LV | 200 kVA :Pole Substation | 0.2 | --> | 0.2 | 0 | 0 | Constrained, otherwise capacity available =136 kVA | --> | 0.19 | 0 | 0.017 | 0 | 0 | Constrained, otherwise capacity available =186 kW | --> | C15 ex BANTRY | Bantry [T41,T42] | BALLYLICKY |  | 51.6859 | -9.4492
MV/LV Substation EA***053Z |  | 10 kV | _ | LV | 50 kVA :Pole Substation | 0.05 | --> | 0.05 | 0 | 0 | Constrained, otherwise capacity available =39 kVA | --> | 0.048 | 0 | 0 | 0 | 0 | Constrained, otherwise capacity available =49 kW | --> | C15 ex BANTRY | Bantry [T41,T42] | BALLYLICKY |  | 51.7188 | -9.4557
MV/LV Substation TH***056 |  | 20 kV | _ | LV | 400 kVA :Kiosk Substation | 0.4 | --> | 0.4 | 0.217 | 0.94 |  | --> | 0.38 | 0 | 0.01 | 0 | 0 | Constrained, otherwise capacity available =397 kW | --> | E15 ex CASTLETOWNBERE | Castletownbere [T421] | BALLYLICKY |  | 51.6507 | -9.9103
MV/LV Substation BE***056X |  | 20 kV | _ | LV | 50 kVA :Pole Substation | 0.05 | --> | 0.05 | 0.048 | 0.94 |  | --> | 0.048 | 0 | 0 | 0 | 0 | Constrained, otherwise capacity available =48 kW | --> | E11 ex CASTLETOWNBERE | Castletownbere [T421] | BALLYLICKY |  | 51.6885 | -9.9517
MV/LV Substation CE***058Z |  | 10 kV | _ | LV | 400 kVA :Building Structure | 0.4 | --> | 0.4 | 0.159 | 3.64 |  | --> | 0.38 | 0 | 0 | 0 | 0 | Constrained, otherwise capacity available =412 kW | --> | C18 ex CASTLETOWNBERE | Castletownbere [T42] | BALLYLICKY |  | 51.6475 | -9.9066
MV/LV Substation ST***061X |  | 10 kV | _ | LV | 200 kVA :Pole Substation | 0.2 | --> | 0.2 | 0 | 0 | Constrained, otherwise capacity available =147 kVA | --> | 0.19 | 0 | 0.009 | 0 | 0 | Constrained, otherwise capacity available =190 kW | --> | C15 ex BANTRY | Bantry [T41,T42] | BALLYLICKY |  | 51.6836 | -9.4498
MV/LV Substation AL***067X |  | 20 kV | _ | LV | 50 kVA :Pole Substation | 0.05 | --> | 0.05 | 0.034 | 0.94 |  | --> | 0.048 | 0 | 0 | 0 | 0 | Constrained, otherwise capacity available =50 kW | --> | E11 ex CASTLETOWNBERE | Castletownbere [T421] | BALLYLICKY |  | 51.643 | -10.043
MV/LV Substation BA***070X |  | 10 kV | _ | LV | 400 kVA :Kiosk Substation | 0.4 | --> | 0.4 | 0 | 0 | Constrained, otherwise capacity available =202 kVA | --> | 0.38 | 0 | 0.024 | 0 | 0 | Constrained, otherwise capacity available =388 kW | --> | C15 ex BANTRY | Bantry [T41,T42] | BALLYLICKY |  | 51.6807 | -9.452
MV/LV Substation DU***071X |  | 20 kV | _ | LV | 200 kVA :Pole Substation | 0.2 | --> | 0.2 | 0 | 0 | Constrained, otherwise capacity available =143 kVA | --> | 0.19 | 0 | 0.003 | 0 | 0 | Constrained, otherwise capacity available =195 kW | --> | C12 ex BANTRY | Bantry [T41,T42] | BALLYLICKY |  | 51.6227 | -9.5211
MV/LV Substation RT***077X |  | 20 kV | _ | LV | 100 kVA :Pole Substation | 0.1 | --> | 0.1 | 0.077 | 0.94 |  | --> | 0.095 | 0 | 0 | 0 | 0 | Constrained, otherwise capacity available =98 kW | --> | E11 ex CASTLETOWNBERE | Castletownbere [T421] | BALLYLICKY |  | 51.6414 | -9.9996
MV/LV Substation MI***078Z |  | 20 kV | _ | LV | 100 kVA :Pole Substation | 0.1 | --> | 0.1 | 0 | 0 | Constrained, otherwise capacity available =80 kVA | --> | 0.095 | 0 | 0.005 | 0 | 0 | Constrained, otherwise capacity available =94 kW | --> | C12 ex BANTRY | Bantry [T41,T42] | BALLYLICKY |  | 51.6785 | -9.435
MV/LV Substation GO***079X |  | 20 kV | _ | LV | 50 kVA :Pole Substation | 0.05 | --> | 0.05 | 0 | 0 | Constrained, otherwise capacity available =48 kVA | --> | 0.048 | 0 | 0 | 0.048 | 0 |  | --> | E16 ex BALLYDEHOB | Ballydehob [T421] | DUNMANWAY |  | 51.4962 | -9.7142
MV/LV Substation CU***087X |  | 20 kV | _ | LV | 50 kVA :Pole Substation | 0.05 | --> | 0.05 | 0 | 0 | Constrained, otherwise capacity available =44 kVA | --> | 0.048 | 0 | 0 | 0 | 0 | Constrained, otherwise capacity available =48 kW | --> | C11 ex BANTRY | Bantry [T41,T42] | BALLYLICKY |  | 51.6502 | -9.3818
MV/LV Substation R.***089Z |  | 20 kV | _ | LV | 100 kVA :Pole Substation | 0.1 | --> | 0.1 | 0 | 0 | Constrained, otherwise capacity available =62 kVA | --> | 0.095 | 0 | 0 | 0 | 0 | Constrained, otherwise capacity available =100 kW | --> | C11 ex BANTRY | Bantry [T41,T42] | BALLYLICKY |  | 51.6658 | -9.4425
MV/LV Substation RO***091X |  | 10 kV | _ | LV | 100 kVA :Pole Substation | 0.1 | --> | 0.1 | 0 | 0 | Constrained, otherwise capacity available =76 kVA | --> | 0.095 | 0 | 0 | 0 | 0 | Constrained, otherwise capacity available =98 kW | --> | C16 ex BANTRY | Bantry [T41,T42] | BALLYLICKY |  | 51.6763 | -9.4561
MV/LV Substation SH***095X |  | 20 kV | _ | LV | 100 kVA :Pole Substation | 0.1 | --> | 0.1 | 0 | 0.94 |  | --> | 0.095 | 0 | 0.04 | 0 | 0 | Constrained, otherwise capacity available =84 kW | --> | E21 ex CASTLETOWNBERE | Castletownbere [T421] | BALLYLICKY |  | 51.642 | -9.8596
MV/LV Substation CA***095Z |  | 20 kV | _ | LV | 50 kVA :Pole Substation | 0.05 | --> | 0.05 | 0 | 0 | Constrained, otherwise capacity available =48 kVA | --> | 0.048 | 0 | 0.006 | 0.043 | 0 |  | --> | E11 ex BALLYDEHOB | Ballydehob [T421] | DUNMANWAY |  | 51.5335 | -9.4622
MV/LV Substation CA***097 |  | 20 kV | _ | LV | 50 kVA :Pole Substation | 0.05 | --> | 0.05 | 0 | 0 | Constrained, otherwise capacity available =49 kVA | --> | 0.048 | 0 | 0 | 0 | 0 | Constrained, otherwise capacity available =48 kW | --> | C11 ex BANTRY | Bantry [T41,T42] | BALLYLICKY |  | 51.6676 | -9.4852
MV/LV Substation CA***108X |  | 10 kV | _ | LV | 50 kVA :Pole Substation | 0.05 | --> | 0.05 | 0 | 0 | Constrained, otherwise capacity available =41 kVA | --> | 0.048 | 0 | 0 | 0 | 0 | Constrained, otherwise capacity available =49 kW | --> | C15 ex BANTRY | Bantry [T41,T42] | BALLYLICKY |  | 51.6952 | -9.4044
MV/LV Substation DR***109X |  | 10 kV | _ | LV | 50 kVA :Pole Substation | 0.05 | --> | 0.05 | 0 | 0 | Constrained, otherwise capacity available =27 kVA | --> | 0.048 | 0 | 0 | 0 | 0 | Constrained, otherwise capacity available =51 kW | --> | C15 ex BANTRY | Bantry [T41,T42] | BALLYLICKY |  | 51.7014 | -9.3966
MV/LV Substation RA***118Z |  | 20 kV | _ | LV | 50 kVA :Pole Substation | 0.05 | --> | 0.05 | 0 | 0 | Constrained, otherwise capacity available =50 kVA | --> | 0.048 | 0 | 0 | 0.048 | 0 |  | --> | E16 ex BALLYDEHOB | Ballydehob [T421] | DUNMANWAY |  | 51.554 | -9.6161
MV/LV Substation CA***119X |  | 20 kV | _ | LV | 50 kVA :Pole Substation | 0.05 | --> | 0.05 | 0 | 0 | Constrained, otherwise capacity available =39 kVA | --> | 0.048 | 0 | 0.015 | 0.038 | 0 |  | --> | E16 ex BALLYDEHOB | Ballydehob [T421] | DUNMANWAY |  | 51.4911 | -9.7116
MV/LV Substation SC***124Z |  | 20 kV | _ | LV | 200 kVA :Pole Substation | 0.2 | --> | 0.2 | 0 | 0 | Constrained, otherwise capacity available =167 kVA | --> | 0.19 | 0 | 0.005 | 0.191 | 0 |  | --> | E11 ex BALLYDEHOB | Ballydehob [T421] | DUNMANWAY |  | 51.5295 | -9.5416
MV/LV Substation BA***125Z |  | 10 kV | _ | LV | 200 kVA :Pole Substation | 0.2 | --> | 0.2 | 0 | 0 | Constrained, otherwise capacity available =165 kVA | --> | 0.19 | 0 | 0.006 | 0 | 0 | Constrained, otherwise capacity available =190 kW | --> | C15 ex BANTRY | Bantry [T41,T42] | BALLYLICKY |  | 51.7213 | -9.4359
MV/LV Substation KE***132 |  | 10 kV | _ | LV | 50 kVA :Pole Substation | 0.05 | --> | 0.05 | 0 | 0 | Constrained, otherwise capacity available =44 kVA | --> | 0.048 | 0 | 0 | 0 | 0 | Constrained, otherwise capacity available =48 kW | --> | C15 ex BANTRY | Bantry [T41,T42] | BALLYLICKY |  | 51.7505 | -9.3697
MV/LV Substation GO***155 |  | 10 kV | _ | LV | 200 kVA :Pole Substation | 0.2 | --> | 0.2 | 0.171 | 3.48 |  | --> | 0.19 | 0 | 0.005 | 0 | 0 | Constrained, otherwise capacity available =190 kW | --> | E17 ex GLENGARRIFF | Glengarriff [T421] | BALLYLICKY |  | 51.753 | -9.5274
MV/LV Substation CA***202 |  | 10 kV | _ | LV | 50 kVA :Pole Substation | 0.05 | --> | 0.05 | 0 | 0 | Constrained, otherwise capacity available =47 kVA | --> | 0.048 | 0 | 0 | 0 | 0 | Constrained, otherwise capacity available =48 kW | --> | C15 ex BANTRY | Bantry [T41,T42] | BALLYLICKY |  | 51.6962 | -9.4026
MV/LV Substation CA***203Z |  | 20 kV | _ | LV | 50 kVA :Pole Substation | 0.05 | --> | 0.05 | 0.049 | 0.94 |  | --> | 0.048 | 0 | 0 | 0 | 0 | Constrained, otherwise capacity available =48 kW | --> | E21 ex CASTLETOWNBERE | Castletownbere [T421] | BALLYLICKY |  | 51.695 | -9.7053
MV/LV Substation NO***211Z |  | 20 kV | _ | LV | 100 kVA :Pole Substation | 0.1 | --> | 0.1 | 0.09 | 0.94 |  | --> | 0.095 | 0 | 0.005 | 0 | 0 | Constrained, otherwise capacity available =93 kW | --> | E15 ex CASTLETOWNBERE | Castletownbere [T421] | BALLYLICKY |  | 51.6565 | -9.9041
MV/LV Substation BA***213Z |  | 20 kV | _ | LV | 200 kVA :Kiosk Substation | 0.2 | --> | 0.2 | 0 | 0 | Constrained, otherwise capacity available =188 kVA | --> | 0.19 | 0 | 0 | 0.192 | 0 |  | --> | E11 ex BALLYDEHOB | Ballydehob [T421] | DUNMANWAY |  | 51.5285 | -9.5412
MV/LV Substation AR***214Z |  | 20 kV | _ | LV | 100 kVA :Pole Substation | 0.1 | --> | 0.1 | 0 | 0 | Constrained, otherwise capacity available =69 kVA | --> | 0.095 | 0 | 0 | 0.099 | 0 |  | --> | E11 ex BALLYDEHOB | Ballydehob [T421] | DUNMANWAY |  | 51.5297 | -9.5529
MV/LV Substation SP***220 |  | 20 kV | _ | LV | 50 kVA :Pole Substation | 0.05 | --> | 0.05 | 0 | 0 | Constrained, otherwise capacity available =45 kVA | --> | 0.048 | 0 | 0 | 0.048 | 0 |  | --> | E16 ex BALLYDEHOB | Ballydehob [T421] | DUNMANWAY |  | 51.4857 | -9.7078
MV/LV Substation CO***236 |  | 20 kV | _ | LV | 50 kVA :Pole Substation | 0.05 | --> | 0.05 | 0 | 0 | Constrained, otherwise capacity available =45 kVA | --> | 0.048 | 0 | 0 | 0.048 | 0 |  | --> | E11 ex BALLYDEHOB | Ballydehob [T421] | DUNMANWAY |  | 51.5305 | -9.5387
MV/LV Substation CA***239 |  | 10 kV | _ | LV | 100 kVA :Pole Substation | 0.1 | --> | 0.1 | 0 | 0 | Constrained, otherwise capacity available =85 kVA | --> | 0.095 | 0 | 0.005 | 0 | 0 | Constrained, otherwise capacity available =93 kW | --> | C16 ex BANTRY | Bantry [T41,T42] | BALLYLICKY |  | 51.6745 | -9.4506
MV/LV Substation KI***241 |  | 20 kV | _ | LV | 100 kVA :Pole Substation | 0.1 | --> | 0.1 | 0 | 0 | Constrained, otherwise capacity available =86 kVA | --> | 0.095 | 0 | 0 | 0.097 | 0 |  | --> | E16 ex BALLYDEHOB | Ballydehob [T421] | DUNMANWAY |  | 51.4654 | -9.7564
MV/LV Substation SI***245Z |  | 20 kV | _ | LV | 400 kVA :Kiosk Substation | 0.4 | --> | 0.4 | 0 | 0 | Constrained, otherwise capacity available =382 kVA | --> | 0.38 | 0 | 0.015 | 0 | 0 | Constrained, otherwise capacity available =371 kW | --> | C12 ex BANTRY | Bantry [T41,T42] | BALLYLICKY |  | 51.6754 | -9.4457
MV/LV Substation MU***248Z |  | 20 kV | _ | LV | 50 kVA :Pole Substation | 0.05 | --> | 0.05 | 0 | 0 | Constrained, otherwise capacity available =43 kVA | --> | 0.048 | 0 | 0 | 0 | 0 | Constrained, otherwise capacity available =48 kW | --> | C11 ex BANTRY | Bantry [T41,T42] | BALLYLICKY |  | 51.6507 | -9.5602
MV/LV Substation KE***270 |  | 10 kV | _ | LV | 50 kVA :Pole Substation | 0.05 | --> | 0.05 | 0 | 0 | Constrained, otherwise capacity available =46 kVA | --> | 0.048 | 0 | 0 | 0 | 0 | Constrained, otherwise capacity available =48 kW | --> | C15 ex BANTRY | Bantry [T41,T42] | BALLYLICKY |  | 51.7489 | -9.3817
MV/LV Substation GL***274 |  | 10 kV | _ | LV | 200 kVA :Pole Substation | 0.2 | --> | 0.2 | 0 | 0 | Constrained, otherwise capacity available =142 kVA | --> | 0.19 | 0 | 0.01 | 0 | 0 | Constrained, otherwise capacity available =190 kW | --> | C16 ex BANTRY | Bantry [T41,T42] | BALLYLICKY |  | 51.6826 | -9.4449
MV/LV Substation DA***300Z |  | 20 kV | _ | LV | 200 kVA :Kiosk Substation | 0.2 | --> | 0.2 | 0.18 | 3.48 |  | --> | 0.19 | 0 | 0 | 0 | 0 | Constrained, otherwise capacity available =193 kW | --> | E14 ex GLENGARRIFF | Glengarriff [T421] | BALLYLICKY |  | 51.7511 | -9.5539
MV/LV Substation WH***320 |  | 20 kV | _ | LV | 100 kVA :Pole Substation | 0.1 | --> | 0.1 | 0 | 0 | Constrained, otherwise capacity available =96 kVA | --> | 0.095 | 0 | 0 | 0.096 | 0 |  | --> | E16 ex BALLYDEHOB | Ballydehob [T421] | DUNMANWAY |  | 51.4644 | -9.7537
MV/LV Substation EC***338Z |  | 20 kV | _ | LV | 400 kVA :Building Structure | 0.4 | --> | 0.4 | 0.339 | 3.48 |  | --> | 0.38 | 0 | 0.004 | 0 | 0 | Constrained, otherwise capacity available =385 kW | --> | E14 ex GLENGARRIFF | Glengarriff [T421] | BALLYLICKY |  | 51.7526 | -9.5401
MV/LV Substation DE***354Z |  | 20 kV | _ | LV | 50 kVA :Pole Substation | 0.05 | --> | 0.05 | 0 | 0 | Constrained, otherwise capacity available =42 kVA | --> | 0.048 | 0 | 0 | 0.049 | 0 |  | --> | E11 ex BALLYDEHOB | Ballydehob [T421] | DUNMANWAY |  | 51.549 | -9.4946
MV/LV Substation MI***4001 |  | 20 kV | _ | LV | 50 kVA :Pole Substation | 0.05 | --> | 0.05 | 0 | 0 | Constrained, otherwise capacity available =50 kVA | --> | 0.048 | 0 | 0 | 0.048 | 0 |  | --> | E16 ex BALLYDEHOB | Ballydehob [T421] | DUNMANWAY |  | 51.4518 | -9.8111
MV/LV Substation SK***4005 |  | 10 kV | _ | LV | 100 kVA :Pole Substation | 0.1 | --> | 0.1 | 0 | 0 | Constrained, otherwise capacity available =80 kVA | --> | 0.095 | 0 | 0.04 | 0.068 | 0 |  | --> | E11 ex BALLYDEHOB | Ballydehob [T421] | DUNMANWAY |  | 51.5544 | -9.423
MV/LV Substation DE***4027 |  | 20 kV | _ | LV | 50 kVA :Pole Substation | 0.05 | --> | 0.05 | 0.05 | 0.94 |  | --> | 0.048 | 0 | 0 | 0 | 0 | Constrained, otherwise capacity available =48 kW | --> | E11 ex CASTLETOWNBERE | Castletownbere [T421] | BALLYLICKY |  | 51.7338 | -9.9248
MV/LV Substation GA***403 |  | 20 kV | _ | LV | 100 kVA :Pole Substation | 0.1 | --> | 0.1 | 0.077 | 3.48 |  | --> | 0.095 | 0 | 0 | 0 | 0 | Constrained, otherwise capacity available =98 kW | --> | E14 ex GLENGARRIFF | Glengarriff [T421] | BALLYLICKY |  | 51.7373 | -9.545
MV/LV Substation CA***4032 |  | 20 kV | _ | LV | 50 kVA :Pole Substation | 0.05 | --> | 0.05 | 0.05 | 0.94 |  | --> | 0.048 | 0 | 0 | 0 | 0 | Constrained, otherwise capacity available =48 kW | --> | E21 ex CASTLETOWNBERE | Castletownbere [T421] | BALLYLICKY |  | 51.6906 | -9.7317
MV/LV Substation AB***4035 |  | 10 kV | _ | LV | 100 kVA :Pole Substation | 0.1 | --> | 0.1 | 0 | 0 | Constrained, otherwise capacity available =100 kVA | --> | 0.095 | 0 | 0 | 0 | 0 | Constrained, otherwise capacity available =95 kW | --> | C16 ex BANTRY | Bantry [T41,T42] | BALLYLICKY |  | 51.6763 | -9.4698
MV/LV Substation DE***403X |  | 20 kV | _ | LV | 50 kVA :Pole Substation | 0.05 | --> | 0.05 | 0.04 | 0.94 |  | --> | 0.048 | 0 | 0 | 0 | 0 | Constrained, otherwise capacity available =49 kW | --> | E21 ex CASTLETOWNBERE | Castletownbere [T421] | BALLYLICKY |  | 51.664 | -9.8748
MV/LV Substation CO***4056 |  | 20 kV | _ | LV | 400 kVA :Building Structure | 0.4 | --> | 0.4 | 0 | 0 | Constrained, otherwise capacity available =335 kVA | --> | 0.38 | 0 | 0 | 0 | 0 | Constrained, otherwise capacity available =389 kW | --> | C12 ex BANTRY | Bantry [T41,T42] | BALLYLICKY |  | 51.6746 | -9.4463
MV/LV Substation CL***4062 |  | 20 kV | _ | LV | 100 kVA :Pole Substation | 0.1 | --> | 0.1 | 0 | 0 | Constrained, otherwise capacity available =26 kVA | --> | 0.095 | 0 | 0 | 0 | 0 | Constrained, otherwise capacity available =101 kW | --> | C12 ex BANTRY | Bantry [T41,T42] | BALLYLICKY |  | 51.6466 | -9.4688
MV/LV Substation GO***407X |  | 10 kV | _ | LV | 50 kVA :Pole Substation | 0.05 | --> | 0.05 | 0 | 0 | Constrained, otherwise capacity available =35 kVA | --> | 0.048 | 0 | 0.02 | 0 | 0 | Constrained, otherwise capacity available =35 kW | --> | C15 ex BANTRY | Bantry [T41,T42] | BALLYLICKY |  | 51.7193 | -9.4377
MV/LV Substation LI***4081 |  | 20 kV | _ | LV | 50 kVA :Pole Substation | 0.05 | --> | 0.05 | 0 | 0 | Constrained, otherwise capacity available =50 kVA | --> | 0.048 | 0 | 0 | 0 | 0 | Constrained, otherwise capacity available =48 kW | --> | C12 ex BANTRY | Bantry [T41,T42] | BALLYLICKY |  | 51.5824 | -9.5667
MV/LV Substation LI***4112 |  | 20 kV | _ | LV | 200 kVA :Pole Substation | 0.2 | --> | 0.2 | 0.166 | 0.94 |  | --> | 0.19 | 0 | 0.05 | 0 | 0 | Constrained, otherwise capacity available =158 kW | --> | E15 ex CASTLETOWNBERE | Castletownbere [T421] | BALLYLICKY |  | 51.6043 | -10.007
MV/LV Substation DU***4116 |  | 20 kV | _ | LV | 50 kVA :Pole Substation | 0.05 | --> | 0.05 | 0.048 | 0.94 |  | --> | 0.048 | 0 | 0 | 0 | 0 | Constrained, otherwise capacity available =48 kW | --> | E15 ex CASTLETOWNBERE | Castletownbere [T421] | BALLYLICKY |  | 51.6315 | -9.9375
MV/LV Substation DR***412Z |  | 20 kV | _ | LV | 200 kVA :Pole Substation | 0.2 | --> | 0.2 | 0 | 0 | Constrained, otherwise capacity available =176 kVA | --> | 0.19 | 0 | 0.011 | 0 | 0 | Constrained, otherwise capacity available =185 kW | --> | C12 ex BANTRY | Bantry [T41,T42] | BALLYLICKY |  | 51.6625 | -9.471
MV/LV Substation GU***414Z |  | 20 kV | _ | LV | 50 kVA :Pole Substation | 0.05 | --> | 0.05 | 0 | 0 | Constrained, otherwise capacity available =48 kVA | --> | 0.048 | 0 | 0 | 0.048 | 0 |  | --> | E16 ex BALLYDEHOB | Ballydehob [T421] | DUNMANWAY |  | 51.5202 | -9.5769
MV/LV Substation SC***4156 |  | 20 kV | _ | LV | 400 kVA :Kiosk Substation | 0.4 | --> | 0.4 | 0 | 0 | Constrained, otherwise capacity available =374 kVA | --> | 0.38 | 0 | 0 | 0.384 | 0 |  | --> | E11 ex BALLYDEHOB | Ballydehob [T421] | DUNMANWAY |  | 51.5289 | -9.5513
MV/LV Substation CO***415Z |  | 20 kV | _ | LV | 50 kVA :Pole Substation | 0.05 | --> | 0.05 | 0 | 0 | Constrained, otherwise capacity available =48 kVA | --> | 0.048 | 0 | 0 | 0.048 | 0 |  | --> | E15 ex BALLYDEHOB | Ballydehob [T421] | DUNMANWAY |  | 51.5825 | -9.4643
MV/LV Substation SL***4163 |  | 10 kV | _ | LV | 400 kVA :Kiosk Substation | 0.4 | --> | 0.4 | 0 | 0 | Constrained, otherwise capacity available =368 kVA | --> | 0.38 | 0 | 0.008 | 0 | 0 | Constrained, otherwise capacity available =378 kW | --> | C16 ex BANTRY | Bantry [T41,T42] | BALLYLICKY |  | 51.686 | -9.4337
MV/LV Substation DR***4166 |  | 20 kV | _ | LV | 50 kVA :Pole Substation | 0.05 | --> | 0.05 | 0.05 | 0.94 |  | --> | 0.048 | 0 | 0 | 0 | 0 | Constrained, otherwise capacity available =48 kW | --> | E15 ex CASTLETOWNBERE | Castletownbere [T421] | BALLYLICKY |  | 51.6463 | -9.9254
MV/LV Substation DU***4191 |  | 10 kV | _ | LV | 50 kVA :Pole Substation | 0.05 | --> | 0.05 | 0 | 0 | Constrained, otherwise capacity available =40 kVA | --> | 0.048 | 0 | 0 | 0 | 0 | Constrained, otherwise capacity available =49 kW | --> | C15 ex BANTRY | Bantry [T41,T42] | BALLYLICKY |  | 51.6948 | -9.4369
MV/LV Substation CA***420X |  | 20 kV | _ | LV | 200 kVA :Pole Substation | 0.2 | --> | 0.2 | 0.161 | 0.94 |  | --> | 0.19 | 0 | 0.002 | 0 | 0 | Constrained, otherwise capacity available =194 kW | --> | E15 ex CASTLETOWNBERE | Castletownbere [T421] | BALLYLICKY |  | 51.6483 | -9.9122
MV/LV Substation CA***4221 |  | 20 kV | _ | LV | 400 kVA :Kiosk Substation | 0.4 | --> | 0.4 | 0.394 | 0.94 |  | --> | 0.38 | 0 | 0 | 0 | 0 | Constrained, otherwise capacity available =381 kW | --> | E15 ex CASTLETOWNBERE | Castletownbere [T421] | BALLYLICKY |  | 51.649 | -9.9129
MV/LV Substation SU***4237 |  | 10 kV | _ | LV | 630 kVA :Building Structure | 0.63 | --> | 0.63 | 0 | 0 | Constrained, otherwise capacity available =505 kVA | --> | 0.598 | 0 | 0 | 0 | 0 | Constrained, otherwise capacity available =614 kW | --> | C15 ex BANTRY | Bantry [T41,T42] | BALLYLICKY |  | 51.6816 | -9.4593
MV/LV Substation LI***4245 |  | 10 kV | _ | LV | 400 kVA :Kiosk Substation | 0.4 | --> | 0.4 | 0 | 0 | Constrained, otherwise capacity available =257 kVA | --> | 0.38 | 0 | 0 | 0 | 0 | Constrained, otherwise capacity available =399 kW | --> | C15 ex BANTRY | Bantry [T41,T42] | BALLYLICKY |  | 51.6891 | -9.4447
MV/LV Substation RO***4247 |  | 20 kV | _ | LV | 50 kVA :Pole Substation | 0.05 | --> | 0.05 | 0.05 | 0.94 |  | --> | 0.048 | 0 | 0 | 0 | 0 | Constrained, otherwise capacity available =48 kW | --> | E21 ex CASTLETOWNBERE | Castletownbere [T421] | BALLYLICKY |  | 51.6547 | -9.8799
MV/LV Substation EY***4273 |  | 20 kV | _ | LV | 50 kVA :Pole Substation | 0.05 | --> | 0.05 | 0.05 | 0.94 |  | --> | 0.048 | 0 | 0 | 0 | 0 | Constrained, otherwise capacity available =48 kW | --> | E11 ex CASTLETOWNBERE | Castletownbere [T421] | BALLYLICKY |  | 51.6924 | -9.9545
MV/LV Substation DE***4274 |  | 20 kV | _ | LV | 50 kVA :Pole Substation | 0.05 | --> | 0.05 | 0 | 0 | Constrained, otherwise capacity available =49 kVA | --> | 0.048 | 0 | 0 | 0.048 | 0 |  | --> | E11 ex BALLYDEHOB | Ballydehob [T421] | DUNMANWAY |  | 51.5476 | -9.5026
MV/LV Substation RA***4289 |  | 20 kV | _ | LV | 50 kVA :Pole Substation | 0.05 | --> | 0.05 | 0 | 0 | Constrained, otherwise capacity available =50 kVA | --> | 0.048 | 0 | 0 | 0.048 | 0 |  | --> | E16 ex BALLYDEHOB | Ballydehob [T421] | DUNMANWAY |  | 51.5535 | -9.5287
MV/LV Substation DU***430X |  | 20 kV | _ | LV | 50 kVA :Pole Substation | 0.05 | --> | 0.05 | 0 | 0 | Constrained, otherwise capacity available =42 kVA | --> | 0.048 | 0 | 0 | 0 | 0 | Constrained, otherwise capacity available =49 kW | --> | C12 ex BANTRY | Bantry [T41,T42] | BALLYLICKY |  | 51.5976 | -9.5678
MV/LV Substation BA***4312 |  | 10 kV | _ | LV | 400 kVA :Kiosk Substation | 0.4 | --> | 0.4 | 0 | 0 | Constrained, otherwise capacity available =357 kVA | --> | 0.38 | 0 | 0.009 | 0 | 0 | Constrained, otherwise capacity available =379 kW | --> | C16 ex BANTRY | Bantry [T41,T42] | BALLYLICKY |  | 51.6753 | -9.4492
MV/LV Substation RA***4315 |  | 20 kV | _ | LV | 50 kVA :Pole Substation | 0.05 | --> | 0.05 | 0 | 0 | Constrained, otherwise capacity available =50 kVA | --> | 0.048 | 0 | 0 | 0.048 | 0 |  | --> | E11 ex BALLYDEHOB | Ballydehob [T421] | DUNMANWAY |  | 51.5383 | -9.5338
MV/LV Substation GO***4319 |  | 20 kV | _ | LV | 50 kVA :Pole Substation | 0.05 | --> | 0.05 | 0 | 0 | Constrained, otherwise capacity available =50 kVA | --> | 0.048 | 0 | 0 | 0.048 | 0 |  | --> | E16 ex BALLYDEHOB | Ballydehob [T421] | DUNMANWAY |  | 51.4882 | -9.7847
MV/LV Substation TA***431Z |  | 20 kV | _ | LV | 200 kVA :Pole Substation | 0.2 | --> | 0.2 | 0.19 | 0.94 |  | --> | 0.19 | 0 | 0.006 | 0 | 0 | Constrained, otherwise capacity available =187 kW | --> | E15 ex CASTLETOWNBERE | Castletownbere [T421] | BALLYLICKY |  | 51.6469 | -9.9156
MV/LV Substation EA***433 |  | 20 kV | _ | LV | 400 kVA :Kiosk Substation | 0.4 | --> | 0.4 | 0.21 | 0.94 |  | --> | 0.38 | 0 | 0.05 | 0 | 0 | Constrained, otherwise capacity available =368 kW | --> | E15 ex CASTLETOWNBERE | Castletownbere [T421] | BALLYLICKY |  | 51.653 | -9.9084
MV/LV Substation GE***4337 |  | 20 kV | _ | LV | 630 kVA :Building Structure | 0.63 | --> | 0.63 | 0 | 0 | Constrained, otherwise capacity available =510 kVA | --> | 0.598 | 0 | 0.05 | 0 | 0 | Constrained, otherwise capacity available =561 kW | --> | C11 ex BANTRY | Bantry [T41,T42] | BALLYLICKY |  | 51.6471 | -9.576
MV/LV Substation WE***434 |  | 20 kV | _ | LV | 200 kVA :Pole Substation | 0.2 | --> | 0.2 | 0.133 | 0.94 |  | --> | 0.19 | 0 | 0.005 | 0 | 0 | Constrained, otherwise capacity available =195 kW | --> | E15 ex CASTLETOWNBERE | Castletownbere [T421] | BALLYLICKY |  | 51.6512 | -9.9147
MV/LV Substation CH***4382 |  | 20 kV | _ | LV | 50 kVA :Pole Substation | 0.05 | --> | 0.05 | 0 | 0 | Constrained, otherwise capacity available =50 kVA | --> | 0.048 | 0 | 0 | 0.048 | 0 |  | --> | E11 ex BALLYDEHOB | Ballydehob [T421] | DUNMANWAY |  | 51.5636 | -9.4634
MV/LV Substation CO***4397 |  | 20 kV | _ | LV | 50 kVA :Pole Substation | 0.05 | --> | 0.05 | 0 | 0 | Constrained, otherwise capacity available =50 kVA | --> | 0.048 | 0 | 0 | 0.048 | 0 |  | --> | E11 ex BALLYDEHOB | Ballydehob [T421] | DUNMANWAY |  | 51.567 | -9.4668
MV/LV Substation DE***4398 |  | 20 kV | _ | LV | 50 kVA :Pole Substation | 0.05 | --> | 0.05 | 0 | 0 | Constrained, otherwise capacity available =50 kVA | --> | 0.048 | 0 | 0 | 0.048 | 0 |  | --> | E11 ex BALLYDEHOB | Ballydehob [T421] | DUNMANWAY |  | 51.5436 | -9.5018
MV/LV Substation CA***4401 |  | 20 kV | _ | LV | 50 kVA :Pole Substation | 0.05 | --> | 0.05 | 0 | 0 | Constrained, otherwise capacity available =50 kVA | --> | 0.048 | 0 | 0 | 0 | 0 | Constrained, otherwise capacity available =48 kW | --> | C11 ex BANTRY | Bantry [T41,T42] | BALLYLICKY |  | 51.6831 | -9.4236
MV/LV Substation AL***449 |  | 20 kV | _ | LV | 400 kVA :Kiosk Substation | 0.4 | --> | 0.4 | 0.322 | 0.94 |  | --> | 0.38 | 0 | 0.031 | 0 | 0 | Constrained, otherwise capacity available =368 kW | --> | E11 ex CASTLETOWNBERE | Castletownbere [T421] | BALLYLICKY |  | 51.6412 | -10.0436
MV/LV Substation EY***452 |  | 20 kV | _ | LV | 200 kVA :Pole Substation | 0.2 | --> | 0.2 | 0.157 | 0.94 |  | --> | 0.19 | 0 | 0 | 0 | 0 | Constrained, otherwise capacity available =196 kW | --> | E11 ex CASTLETOWNBERE | Castletownbere [T421] | BALLYLICKY |  | 51.6943 | -9.9572
MV/LV Substation BO***459Y |  | 20 kV | _ | LV | 50 kVA :Pole Substation | 0.05 | --> | 0.05 | 0 | 0 | Constrained, otherwise capacity available =46 kVA | --> | 0.048 | 0 | 0 | 0.048 | 0 |  | --> | E11 ex BALLYDEHOB | Ballydehob [T421] | DUNMANWAY |  | 51.5736 | -9.4399
MV/LV Substation MA***461Z |  | 20 kV | _ | LV | 100 kVA :Pole Substation | 0.1 | --> | 0.1 | 0 | 0 | Constrained, otherwise capacity available =94 kVA | --> | 0.095 | 0 | 0 | 0.096 | 0 |  | --> | E16 ex BALLYDEHOB | Ballydehob [T421] | DUNMANWAY |  | 51.4666 | -9.7286
MV/LV Substation KI***462Y |  | 10 kV | _ | LV | 50 kVA :Pole Substation | 0.05 | --> | 0.05 | 0 | 0 | Constrained, otherwise capacity available =43 kVA | --> | 0.048 | 0 | 0 | 0.048 | 0 |  | --> | C22 ex SKIBBEREEN | Skibbereen [T41,T42] | DUNMANWAY |  | 51.5589 | -9.4016
MV/LV Substation SC***468Y |  | 20 kV | _ | LV | 200 kVA :Kiosk Substation | 0.2 | --> | 0.2 | 0 | 0 | Constrained, otherwise capacity available =163 kVA | --> | 0.19 | 0 | 0 | 0.195 | 0 |  | --> | E16 ex BALLYDEHOB | Ballydehob [T421] | DUNMANWAY |  | 51.5153 | -9.5448
MV/LV Substation BA***476Z |  | 20 kV | _ | LV | 50 kVA :Pole Substation | 0.05 | --> | 0.05 | 0 | 0 | Constrained, otherwise capacity available =50 kVA | --> | 0.048 | 0 | 0 | 0.048 | 0 |  | --> | E16 ex BALLYDEHOB | Ballydehob [T421] | DUNMANWAY |  | 51.5069 | -9.7012
MV/LV Substation NE***477Y |  | 10 kV | _ | LV | 100 kVA :Pole Substation | 0.1 | --> | 0.1 | 0 | 0 | Constrained, otherwise capacity available =59 kVA | --> | 0.095 | 0 | 0.015 | 0 | 0 | Constrained, otherwise capacity available =89 kW | --> | C15 ex BANTRY | Bantry [T41,T42] | BALLYLICKY |  | 51.6913 | -9.4415
MV/LV Substation SC***486 |  | 20 kV | _ | LV | 200 kVA :Pole Substation | 0.2 | --> | 0.2 | 0 | 0 | Constrained, otherwise capacity available =106 kVA | --> | 0.19 | 0 | 0.037 | 0.175 | 0 |  | --> | E11 ex BALLYDEHOB | Ballydehob [T421] | DUNMANWAY |  | 51.5282 | -9.5443
MV/LV Substation SC***487 |  | 20 kV | _ | LV | 400 kVA :Kiosk Substation | 0.4 | --> | 0.4 | 0 | 0 | Constrained, otherwise capacity available =259 kVA | --> | 0.38 | 0 | 0.039 | 0.37 | 0 |  | --> | E11 ex BALLYDEHOB | Ballydehob [T421] | DUNMANWAY |  | 51.5274 | -9.548
MV/LV Substation SC***489 |  | 20 kV | _ | LV | 200 kVA :Pole Substation | 0.2 | --> | 0.2 | 0 | 0 | Constrained, otherwise capacity available =126 kVA | --> | 0.19 | 0 | 0.023 | 0.183 | 0 |  | --> | E16 ex BALLYDEHOB | Ballydehob [T421] | DUNMANWAY |  | 51.5222 | -9.5474
MV/LV Substation GU***491 |  | 20 kV | _ | LV | 100 kVA :Pole Substation | 0.1 | --> | 0.1 | 0 | 0 | Constrained, otherwise capacity available =27 kVA | --> | 0.095 | 0 | 0.046 | 0.07 | 0 |  | --> | E16 ex BALLYDEHOB | Ballydehob [T421] | DUNMANWAY |  | 51.5194 | -9.5751
MV/LV Substation AR***492Y |  | 20 kV | _ | LV | 100 kVA :Pole Substation | 0.1 | --> | 0.1 | 0 | 0 | Constrained, otherwise capacity available =79 kVA | --> | 0.095 | 0 | 0.03 | 0 | 0 | Constrained, otherwise capacity available =76 kW | --> | C11 ex BANTRY | Bantry [T41,T42] | BALLYLICKY |  | 51.6827 | -9.4162
MV/LV Substation DR***492Z |  | 10 kV | _ | LV | 400 kVA :Kiosk Substation | 0.4 | --> | 0.4 | 0 | 0 | Constrained, otherwise capacity available =370 kVA | --> | 0.38 | 0 | 0.01 | 0 | 0 | Constrained, otherwise capacity available =377 kW | --> | C16 ex BANTRY | Bantry [T41,T42] | BALLYLICKY |  | 51.6744 | -9.4532
MV/LV Substation LO***496Y |  | 20 kV | _ | LV | 50 kVA :Pole Substation | 0.05 | --> | 0.05 | 0 | 0 | Constrained, otherwise capacity available =21 kVA | --> | 0.048 | 0 | 0 | 0 | 0 | Constrained, otherwise capacity available =51 kW | --> | C11 ex BANTRY | Bantry [T41,T42] | BALLYLICKY |  | 51.6835 | -9.392
MV/LV Substation SL***508Z |  | 20 kV | _ | LV | 100 kVA :Pole Substation | 0.1 | --> | 0.1 | 0 | 0 | Constrained, otherwise capacity available =78 kVA | --> | 0.095 | 0 | 0 | 0 | 0 | Constrained, otherwise capacity available =98 kW | --> | C12 ex BANTRY | Bantry [T41,T42] | BALLYLICKY |  | 51.6843 | -9.4345
MV/LV Substation RO***510 |  | 10 kV | _ | LV | 50 kVA :Pole Substation | 0.05 | --> | 0.05 | 0 | 0 | Constrained, otherwise capacity available =36 kVA | --> | 0.048 | 0 | 0.01 | 0 | 0 | Constrained, otherwise capacity available =42 kW | --> | C16 ex BANTRY | Bantry [T41,T42] | BALLYLICKY |  | 51.6749 | -9.4581
MV/LV Substation AG***517Y |  | 20 kV | _ | LV | 100 kVA :Pole Substation | 0.1 | --> | 0.1 | 0 | 0 | Constrained, otherwise capacity available =76 kVA | --> | 0.095 | 0 | 0 | 0 | 0 | Constrained, otherwise capacity available =98 kW | --> | C11 ex BANTRY | Bantry [T41,T42] | BALLYLICKY |  | 51.6498 | -9.3654
MV/LV Substation MI***520 |  | 10 kV | _ | LV | 50 kVA :Pole Substation | 0.05 | --> | 0.05 | 0 | 0 | Constrained, otherwise capacity available =30 kVA | --> | 0.048 | 0 | 0.005 | 0 | 0 | Constrained, otherwise capacity available =46 kW | --> | C16 ex BANTRY | Bantry [T41,T42] | BALLYLICKY |  | 51.687 | -9.4351
MV/LV Substation CA***521 |  | 20 kV | _ | LV | 50 kVA :Pole Substation | 0.05 | --> | 0.05 | 0 | 0 | Constrained, otherwise capacity available =36 kVA | --> | 0.048 | 0 | 0.01 | 0 | 0 | Constrained, otherwise capacity available =42 kW | --> | C11 ex BANTRY | Bantry [T41,T42] | BALLYLICKY |  | 51.6853 | -9.4227
MV/LV Substation BR***522Z |  | 20 kV | _ | LV | 50 kVA :Pole Substation | 0.05 | --> | 0.05 | 0.049 | 0.94 |  | --> | 0.048 | 0 | 0 | 0 | 0 | Constrained, otherwise capacity available =48 kW | --> | E15 ex CASTLETOWNBERE | Castletownbere [T421] | BALLYLICKY |  | 51.6561 | -9.9028
MV/LV Substation BA***537Y |  | 20 kV | _ | LV | 200 kVA :Pole Substation | 0.2 | --> | 0.2 | 0 | 0 | Constrained, otherwise capacity available =79 kVA | --> | 0.19 | 0 | 0.017 | 0.193 | 0 |  | --> | E11 ex BALLYDEHOB | Ballydehob [T421] | DUNMANWAY |  | 51.5624 | -9.4641
MV/LV Substation BR***547 |  | 10 kV | _ | LV | 100 kVA :Pole Substation | 0.1 | --> | 0.1 | 0 | 0 | Constrained, otherwise capacity available =70 kVA | --> | 0.095 | 0 | 0 | 0 | 0 | Constrained, otherwise capacity available =99 kW | --> | C15 ex BANTRY | Bantry [T41,T42] | BALLYLICKY |  | 51.7476 | -9.3879
MV/LV Substation KE***556 |  | 10 kV | _ | LV | 400 kVA :Kiosk Substation | 0.4 | --> | 0.4 | 0 | 0 | Constrained, otherwise capacity available =355 kVA | --> | 0.38 | 0 | 0.015 | 0 | 0 | Constrained, otherwise capacity available =375 kW | --> | C15 ex BANTRY | Bantry [T41,T42] | BALLYLICKY |  | 51.7499 | -9.3784
MV/LV Substation MI***559Z |  | 20 kV | _ | LV | 50 kVA :Pole Substation | 0.05 | --> | 0.05 | 0.05 | 0.94 |  | --> | 0.048 | 0 | 0 | 0 | 0 | Constrained, otherwise capacity available =48 kW | --> | E11 ex CASTLETOWNBERE | Castletownbere [T421] | BALLYLICKY |  | 51.6776 | -9.9552
MV/LV Substation FA***561Z |  | 20 kV | _ | LV | 50 kVA :Pole Substation | 0.05 | --> | 0.05 | 0 | 0 | Constrained, otherwise capacity available =46 kVA | --> | 0.048 | 0 | 0 | 0 | 0 | Constrained, otherwise capacity available =48 kW | --> | C11 ex BANTRY | Bantry [T41,T42] | BALLYLICKY |  | 51.6436 | -9.5844
MV/LV Substation GA***563X |  | 20 kV | _ | LV | 100 kVA :Pole Substation | 0.1 | --> | 0.1 | 0.052 | 0.94 |  | --> | 0.095 | 0 | 0 | 0 | 0 | Constrained, otherwise capacity available =101 kW | --> | E15 ex CASTLETOWNBERE | Castletownbere [T421] | BALLYLICKY |  | 51.6157 | -9.9802
MV/LV Substation GO***569Y |  | 20 kV | _ | LV | 50 kVA :Pole Substation | 0.05 | --> | 0.05 | 0 | 0 | Constrained, otherwise capacity available =39 kVA | --> | 0.048 | 0 | 0 | 0.049 | 0 |  | --> | E16 ex BALLYDEHOB | Ballydehob [T421] | DUNMANWAY |  | 51.5393 | -9.6397
MV/LV Substation SC***574Z |  | 20 kV | _ | LV | 400 kVA :Building Structure | 0.4 | --> | 0.4 | 0 | 0 | Constrained, otherwise capacity available =266 kVA | --> | 0.38 | 0 | 0.05 | 0.36 | 0 |  | --> | E11 ex BALLYDEHOB | Ballydehob [T421] | DUNMANWAY |  | 51.5276 | -9.5462
MV/LV Substation LO***577Y |  | 20 kV | _ | LV | 50 kVA :Pole Substation | 0.05 | --> | 0.05 | 0 | 0 | Constrained, otherwise capacity available =42 kVA | --> | 0.048 | 0 | 0 | 0.049 | 0 |  | --> | E16 ex BALLYDEHOB | Ballydehob [T421] | DUNMANWAY |  | 51.5253 | -9.605
MV/LV Substation GO***578Y |  | 20 kV | _ | LV | 50 kVA :Pole Substation | 0.05 | --> | 0.05 | 0 | 0 | Constrained, otherwise capacity available =49 kVA | --> | 0.048 | 0 | 0 | 0.048 | 0 |  | --> | E16 ex BALLYDEHOB | Ballydehob [T421] | DUNMANWAY |  | 51.4852 | -9.7295
MV/LV Substation CU***586Z |  | 20 kV | _ | LV | 100 kVA :Pole Substation | 0.1 | --> | 0.1 | 0 | 0 | Constrained, otherwise capacity available =93 kVA | --> | 0.095 | 0 | 0 | 0 | 0 | Constrained, otherwise capacity available =96 kW | --> | C11 ex BANTRY | Bantry [T41,T42] | BALLYLICKY |  | 51.6512 | -9.383
MV/LV Substation BA***589Y |  | 20 kV | _ | LV | 200 kVA :Pole Substation | 0.2 | --> | 0.2 | 0 | 0 | Constrained, otherwise capacity available =104 kVA | --> | 0.19 | 0 | 0.012 | 0.194 | 0 |  | --> | E11 ex BALLYDEHOB | Ballydehob [T421] | DUNMANWAY |  | 51.5625 | -9.4598
MV/LV Substation WE***598Z |  | 20 kV | _ | LV | 200 kVA :Pole Substation | 0.2 | --> | 0.2 | 0.106 | 0.94 |  | --> | 0.19 | 0 | 0.016 | 0 | 0 | Constrained, otherwise capacity available =191 kW | --> | E15 ex CASTLETOWNBERE | Castletownbere [T421] | BALLYLICKY |  | 51.6484 | -9.9151
MV/LV Substation GL***602 |  | 10 kV | _ | LV | 50 kVA :Pole Substation | 0.05 | --> | 0.05 | 0.046 | 3.48 |  | --> | 0.048 | 0 | 0 | 0 | 0 | Constrained, otherwise capacity available =48 kW | --> | E17 ex GLENGARRIFF | Glengarriff [T421] | BALLYLICKY |  | 51.7433 | -9.5254
MV/LV Substation LU***606 |  | 10 kV | _ | LV | 50 kVA :Pole Substation | 0.05 | --> | 0.05 | 0.05 | 3.48 |  | --> | 0.048 | 0 | 0 | 0 | 0 | Constrained, otherwise capacity available =48 kW | --> | E17 ex GLENGARRIFF | Glengarriff [T421] | BALLYLICKY |  | 51.7472 | -9.5262
MV/LV Substation CR***606Y |  | 20 kV | _ | LV | 50 kVA :Pole Substation | 0.05 | --> | 0.05 | 0.049 | 0.94 |  | --> | 0.048 | 0 | 0 | 0 | 0 | Constrained, otherwise capacity available =48 kW | --> | E11 ex CASTLETOWNBERE | Castletownbere [T421] | BALLYLICKY |  | 51.6767 | -9.9488
MV/LV Substation BE***606Z |  | 10 kV | _ | LV | 200 kVA :Kiosk Substation | 0.2 | --> | 0.2 | 0 | 0 | Constrained, otherwise capacity available =180 kVA | --> | 0.19 | 0 | 0 | 0 | 0 | Constrained, otherwise capacity available =193 kW | --> | C16 ex BANTRY | Bantry [T41,T42] | BALLYLICKY |  | 51.6752 | -9.4894
MV/LV Substation CA***608X |  | 20 kV | _ | LV | 100 kVA :Pole Substation | 0.1 | --> | 0.1 | 0.049 | 0.94 |  | --> | 0.095 | 0 | 0 | 0 | 0 | Constrained, otherwise capacity available =102 kW | --> | E11 ex CASTLETOWNBERE | Castletownbere [T421] | BALLYLICKY |  | 51.7187 | -9.8821
MV/LV Substation KI***609Y |  | 20 kV | _ | LV | 200 kVA :Pole Substation | 0.2 | --> | 0.2 | 0.198 | 0.94 |  | --> | 0.19 | 0 | 0 | 0 | 0 | Constrained, otherwise capacity available =190 kW | --> | E11 ex CASTLETOWNBERE | Castletownbere [T421] | BALLYLICKY |  | 51.6855 | -9.9701
MV/LV Substation MI***613Y |  | 20 kV | _ | LV | 50 kVA :Pole Substation | 0.05 | --> | 0.05 | 0.035 | 0.94 |  | --> | 0.048 | 0 | 0.012 | 0 | 0 | Constrained, otherwise capacity available =41 kW | --> | E21 ex CASTLETOWNBERE | Castletownbere [T421] | BALLYLICKY |  | 51.6599 | -9.8655
MV/LV Substation BO***614Y |  | 20 kV | _ | LV | 100 kVA :Pole Substation | 0.1 | --> | 0.1 | 0 | 0 | Constrained, otherwise capacity available =70 kVA | --> | 0.095 | 0 | 0 | 0 | 0 | Constrained, otherwise capacity available =99 kW | --> | C12 ex BANTRY | Bantry [T41,T42] | BALLYLICKY |  | 51.6768 | -9.4401
MV/LV Substation SE***615Y |  | 10 kV | _ | LV | 630 kVA :Kiosk Substation | 0.63 | --> | 0.63 | 0 | 0 | Constrained, otherwise capacity available =541 kVA | --> | 0.598 | 0 | 0 | 0 | 0 | Constrained, otherwise capacity available =611 kW | --> | C15 ex BANTRY | Bantry [T41,T42] | BALLYLICKY |  | 51.6817 | -9.4569
MV/LV Substation ER***622Y |  | 10 kV | _ | LV | 400 kVA :Building Structure | 0.4 | --> | 0.4 | 0.383 | 3.64 |  | --> | 0.38 | 0 | 0 | 0 | 0 | Constrained, otherwise capacity available =382 kW | --> | C18 ex CASTLETOWNBERE | Castletownbere [T42] | BALLYLICKY |  | 51.6474 | -9.9054
MV/LV Substation BA***629 |  | 20 kV | _ | LV | 50 kVA :Pole Substation | 0.05 | --> | 0.05 | 0.044 | 0.94 |  | --> | 0.048 | 0 | 0.016 | 0 | 0 | Constrained, otherwise capacity available =36 kW | --> | E21 ex CASTLETOWNBERE | Castletownbere [T421] | BALLYLICKY |  | 51.6367 | -9.8682
MV/LV Substation FO***630Z |  | 20 kV | _ | LV | 50 kVA :Pole Substation | 0.05 | --> | 0.05 | 0.043 | 0.94 |  | --> | 0.048 | 0 | 0 | 0 | 0 | Constrained, otherwise capacity available =48 kW | --> | E11 ex CASTLETOWNBERE | Castletownbere [T421] | BALLYLICKY |  | 51.6645 | -9.908
MV/LV Substation DR***634Z |  | 10 kV | _ | LV | 50 kVA :Pole Substation | 0.05 | --> | 0.05 | 0 | 0 | Constrained, otherwise capacity available =50 kVA | --> | 0.048 | 0 | 0 | 0 | 0 | Constrained, otherwise capacity available =48 kW | --> | C15 ex BANTRY | Bantry [T41,T42] | BALLYLICKY |  | 51.72 | -9.3545
MV/LV Substation BR***639Z |  | 20 kV | _ | LV | 50 kVA :Pole Substation | 0.05 | --> | 0.05 | 0.044 | 0.94 |  | --> | 0.048 | 0 | 0.005 | 0 | 0 | Constrained, otherwise capacity available =44 kW | --> | E11 ex CASTLETOWNBERE | Castletownbere [T421] | BALLYLICKY |  | 51.6586 | -9.8966
MV/LV Substation CR***643Y |  | 20 kV | _ | LV | 100 kVA :Pole Substation | 0.1 | --> | 0.1 | 0 | 0 | Constrained, otherwise capacity available =83 kVA | --> | 0.095 | 0 | 0 | 0.097 | 0 |  | --> | E16 ex BALLYDEHOB | Ballydehob [T421] | DUNMANWAY |  | 51.4671 | -9.7274
MV/LV Substation SC***644Y |  | 20 kV | _ | LV | 50 kVA :Pole Substation | 0.05 | --> | 0.05 | 0 | 0 | Constrained, otherwise capacity available =50 kVA | --> | 0.048 | 0 | 0 | 0.048 | 0 |  | --> | E16 ex BALLYDEHOB | Ballydehob [T421] | DUNMANWAY |  | 51.5463 | -9.5328
MV/LV Substation PO***652Y |  | 10 kV | _ | LV | 50 kVA :Pole Substation | 0.05 | --> | 0.05 | 0 | 0 | Constrained, otherwise capacity available =25 kVA | --> | 0.048 | 0 | 0.036 | 0 | 0 | Constrained, otherwise capacity available =24 kW | --> | C16 ex BANTRY | Bantry [T41,T42] | BALLYLICKY |  | 51.6752 | -9.4724
MV/LV Substation GO***656X |  | 20 kV | _ | LV | 200 kVA :Pole Substation | 0.2 | --> | 0.2 | 0 | 0 | Constrained, otherwise capacity available =118 kVA | --> | 0.19 | 0 | 0.025 | 0.182 | 0 |  | --> | E16 ex BALLYDEHOB | Ballydehob [T421] | DUNMANWAY |  | 51.4949 | -9.7123
MV/LV Substation DU***659 |  | 20 kV | _ | LV | 100 kVA :Pole Substation | 0.1 | --> | 0.1 | 0.089 | 0.94 |  | --> | 0.095 | 0 | 0.011 | 0 | 0 | Constrained, otherwise capacity available =88 kW | --> | E15 ex CASTLETOWNBERE | Castletownbere [T421] | BALLYLICKY |  | 51.6379 | -9.9399
MV/LV Substation GU***660 |  | 20 kV | _ | LV | 50 kVA :Pole Substation | 0.05 | --> | 0.05 | 0 | 0 | Constrained, otherwise capacity available =43 kVA | --> | 0.048 | 0 | 0.004 | 0.046 | 0 |  | --> | E15 ex BALLYDEHOB | Ballydehob [T421] | DUNMANWAY |  | 51.5862 | -9.4909
MV/LV Substation CR***661X |  | 20 kV | _ | LV | 200 kVA :Pole Substation | 0.2 | --> | 0.2 | 0 | 0 | Constrained, otherwise capacity available =154 kVA | --> | 0.19 | 0 | 0.018 | 0.183 | 0 |  | --> | E16 ex BALLYDEHOB | Ballydehob [T421] | DUNMANWAY |  | 51.4682 | -9.7252
MV/LV Substation LI***664 |  | 10 kV | _ | LV | 50 kVA :Pole Substation | 0.05 | --> | 0.05 | 0 | 0 | Constrained, otherwise capacity available =37 kVA | --> | 0.048 | 0 | 0 | 0.049 | 0 |  | --> | E11 ex BALLYDEHOB | Ballydehob [T421] | DUNMANWAY |  | 51.5751 | -9.4108
MV/LV Substation LO***665X |  | 20 kV | _ | LV | 200 kVA :Pole Substation | 0.2 | --> | 0.2 | 0 | 0 | Constrained, otherwise capacity available =188 kVA | --> | 0.19 | 0 | 0.012 | 0.183 | 0 |  | --> | E16 ex BALLYDEHOB | Ballydehob [T421] | DUNMANWAY |  | 51.4741 | -9.7172
MV/LV Substation FU***669Y |  | 20 kV | _ | LV | 75 kVA :Pole Substation | 0.075 | --> | 0.075 | 0.074 | 3.48 |  | --> | 0.071 | 0 | 0 | 0 | 0 | Constrained, otherwise capacity available =71 kW | --> | E14 ex GLENGARRIFF | Glengarriff [T421] | BALLYLICKY |  | 51.7274 | -9.5752
MV/LV Substation TH***669Z |  | 20 kV | _ | LV | 100 kVA :Pole Substation | 0.1 | --> | 0.1 | 0 | 0 | Constrained, otherwise capacity available =91 kVA | --> | 0.095 | 0 | 0.02 | 0.082 | 0 |  | --> | E11 ex BALLYDEHOB | Ballydehob [T421] | DUNMANWAY |  | 51.564 | -9.4613
MV/LV Substation DE***672 |  | 20 kV | _ | LV | 100 kVA :Pole Substation | 0.1 | --> | 0.1 | 0 | 0 | Constrained, otherwise capacity available =89 kVA | --> | 0.095 | 0 | 0.014 | 0.086 | 0 |  | --> | E11 ex BALLYDEHOB | Ballydehob [T421] | DUNMANWAY |  | 51.5272 | -9.5048
MV/LV Substation CA***678X |  | 20 kV | _ | LV | 400 kVA :Kiosk Substation | 0.4 | --> | 0.4 | 0 | 0 | Constrained, otherwise capacity available =360 kVA | --> | 0.38 | 0 | 0.006 | 0.381 | 0 |  | --> | E16 ex BALLYDEHOB | Ballydehob [T421] | DUNMANWAY |  | 51.47 | -9.7811
MV/LV Substation GO***679Y |  | 10 kV | _ | LV | 50 kVA :Pole Substation | 0.05 | --> | 0.05 | 0 | 0 | Constrained, otherwise capacity available =42 kVA | --> | 0.048 | 0 | 0 | 0 | 0 | Constrained, otherwise capacity available =49 kW | --> | C15 ex BANTRY | Bantry [T41,T42] | BALLYLICKY |  | 51.6999 | -9.4445
MV/LV Substation LA***686Z |  | 10 kV | _ | LV | 50 kVA :Pole Substation | 0.05 | --> | 0.05 | 0 | 0 | Constrained, otherwise capacity available =42 kVA | --> | 0.048 | 0 | 0 | 0 | 0 | Constrained, otherwise capacity available =49 kW | --> | C15 ex BANTRY | Bantry [T41,T42] | BALLYLICKY |  | 51.7308 | -9.3523
MV/LV Substation KN***697Y |  | 20 kV | _ | LV | 50 kVA :Pole Substation | 0.05 | --> | 0.05 | 0 | 0 | Constrained, otherwise capacity available =46 kVA | --> | 0.048 | 0 | 0 | 0.048 | 0 |  | --> | E11 ex BALLYDEHOB | Ballydehob [T421] | DUNMANWAY |  | 51.5671 | -9.4411
MV/LV Substation RO***708Z |  | 20 kV | _ | LV | 100 kVA :Pole Substation | 0.1 | --> | 0.1 | 0 | 0 | Constrained, otherwise capacity available =98 kVA | --> | 0.095 | 0 | 0 | 0.095 | 0 |  | --> | E16 ex BALLYDEHOB | Ballydehob [T421] | DUNMANWAY |  | 51.492 | -9.7141
MV/LV Substation SC***711X |  | 20 kV | _ | LV | 50 kVA :Pole Substation | 0.05 | --> | 0.05 | 0 | 0 | Constrained, otherwise capacity available =36 kVA | --> | 0.048 | 0 | 0.01 | 0.042 | 0 |  | --> | E16 ex BALLYDEHOB | Ballydehob [T421] | DUNMANWAY |  | 51.5189 | -9.5499
MV/LV Substation P ***712Y |  | 10 kV | _ | LV | 400 kVA :Kiosk Substation | 0.4 | --> | 0.4 | 0 | 0 | Constrained, otherwise capacity available =101 kVA | --> | 0.38 | 0 | 0 | 0 | 0 | Constrained, otherwise capacity available =419 kW | --> | C16 ex BANTRY | Bantry [T41,T42] | BALLYLICKY |  | 51.6795 | -9.4483
MV/LV Substation LO***713Y |  | 20 kV | _ | LV | 50 kVA :Pole Substation | 0.05 | --> | 0.05 | 0 | 0 | Constrained, otherwise capacity available =48 kVA | --> | 0.048 | 0 | 0 | 0.048 | 0 |  | --> | E16 ex BALLYDEHOB | Ballydehob [T421] | DUNMANWAY |  | 51.5227 | -9.5992
MV/LV Substation KI***716 |  | 10 kV | _ | LV | 50 kVA :Pole Substation | 0.05 | --> | 0.05 | 0 | 0 | Constrained, otherwise capacity available =48 kVA | --> | 0.048 | 0 | 0 | 0 | 0 | Constrained, otherwise capacity available =48 kW | --> | C16 ex BANTRY | Bantry [T41,T42] | BALLYLICKY |  | 51.686 | -9.5055
MV/LV Substation AH***724Z |  | 20 kV | _ | LV | 50 kVA :Pole Substation | 0.05 | --> | 0.05 | 0 | 0 | Constrained, otherwise capacity available =49 kVA | --> | 0.048 | 0 | 0 | 0 | 0 | Constrained, otherwise capacity available =48 kW | --> | C12 ex BANTRY | Bantry [T41,T42] | BALLYLICKY |  | 51.5981 | -9.6443
MV/LV Substation DR***725Z |  | 10 kV | _ | LV | 200 kVA :Pole Substation | 0.2 | --> | 0.2 | 0 | 0 | Constrained, otherwise capacity available =195 kVA | --> | 0.19 | 0 | 0.04 | 0 | 0 | Constrained, otherwise capacity available =161 kW | --> | C15 ex BANTRY | Bantry [T41,T42] | BALLYLICKY |  | 51.7289 | -9.4477
MV/LV Substation CO***731Z |  | 20 kV | _ | LV | 100 kVA :Pole Substation | 0.1 | --> | 0.1 | 0.094 | 0.94 |  | --> | 0.095 | 0 | 0 | 0 | 0 | Constrained, otherwise capacity available =96 kW | --> | E11 ex CASTLETOWNBERE | Castletownbere [T421] | BALLYLICKY |  | 51.6446 | -10.039
MV/LV Substation AR***734Z |  | 10 kV | _ | LV | 100 kVA :Pole Substation | 0.1 | --> | 0.1 | 0 | 0 | Constrained, otherwise capacity available =65 kVA | --> | 0.095 | 0 | 0 | 0 | 0 | Constrained, otherwise capacity available =100 kW | --> | C16 ex BANTRY | Bantry [T41,T42] | BALLYLICKY |  | 51.6795 | -9.4464
MV/LV Substation GO***736 |  | 20 kV | _ | LV | 50 kVA :Pole Substation | 0.05 | --> | 0.05 | 0 | 0 | Constrained, otherwise capacity available =45 kVA | --> | 0.048 | 0 | 0.005 | 0 | 0 | Constrained, otherwise capacity available =44 kW | --> | C12 ex BANTRY | Bantry [T41,T42] | BALLYLICKY |  | 51.651 | -9.4591
MV/LV Substation IN***737X |  | 20 kV | _ | LV | 200 kVA :Pole Substation | 0.2 | --> | 0.2 | 0 | 0 | Constrained, otherwise capacity available =78 kVA | --> | 0.19 | 0 | 0 | 0.206 | 0 |  | --> | E15 ex BALLYDEHOB | Ballydehob [T421] | DUNMANWAY |  | 51.5936 | -9.4607
MV/LV Substation CO***737Y |  | 20 kV | _ | LV | 100 kVA :Pole Substation | 0.1 | --> | 0.1 | 0 | 0 | Constrained, otherwise capacity available =87 kVA | --> | 0.095 | 0 | 0.005 | 0.093 | 0 |  | --> | E16 ex BALLYDEHOB | Ballydehob [T421] | DUNMANWAY |  | 51.5187 | -9.548
MV/LV Substation OR***742Z |  | 10 kV | _ | LV | 400 kVA :Kiosk Substation | 0.4 | --> | 0.4 | 0 | 0 | Constrained, otherwise capacity available =199 kVA | --> | 0.38 | 0 | 0.01 | 0 | 0 | Constrained, otherwise capacity available =399 kW | --> | C16 ex BANTRY | Bantry [T41,T42] | BALLYLICKY |  | 51.6784 | -9.4532
MV/LV Substation CO***745Z |  | 10 kV | _ | LV | 100 kVA :Pole Substation | 0.1 | --> | 0.1 | 0 | 0 | Constrained, otherwise capacity available =100 kVA | --> | 0.095 | 0 | 0 | 0 | 0 | Constrained, otherwise capacity available =95 kW | --> | C15 ex BANTRY | Bantry [T41,T42] | BALLYLICKY |  | 51.7295 | -9.302
MV/LV Substation SC***748Y |  | 20 kV | _ | LV | 200 kVA :Pole Substation | 0.2 | --> | 0.2 | 0 | 0 | Constrained, otherwise capacity available =175 kVA | --> | 0.19 | 0 | 0.005 | 0.19 | 0 |  | --> | E16 ex BALLYDEHOB | Ballydehob [T421] | DUNMANWAY |  | 51.5243 | -9.5453
MV/LV Substation RE***757Y |  | 10 kV | _ | LV | 100 kVA :Pole Substation | 0.1 | --> | 0.1 | 0.084 | 3.48 |  | --> | 0.095 | 0 | 0 | 0 | 0 | Constrained, otherwise capacity available =97 kW | --> | E17 ex GLENGARRIFF | Glengarriff [T421] | BALLYLICKY |  | 51.7528 | -9.5342
MV/LV Substation GO***761Z |  | 20 kV | _ | LV | 100 kVA :Pole Substation | 0.1 | --> | 0.1 | 0 | 0 | Constrained, otherwise capacity available =97 kVA | --> | 0.095 | 0 | 0 | 0.095 | 0 |  | --> | E16 ex BALLYDEHOB | Ballydehob [T421] | DUNMANWAY |  | 51.499 | -9.7167
MV/LV Substation CO***762X |  | 20 kV | _ | LV | 100 kVA :Pole Substation | 0.1 | --> | 0.1 | 0 | 0 | Constrained, otherwise capacity available =69 kVA | --> | 0.095 | 0 | 0.036 | 0.072 | 0 |  | --> | E11 ex BALLYDEHOB | Ballydehob [T421] | DUNMANWAY |  | 51.5335 | -9.5424
MV/LV Substation CA***764Y |  | 20 kV | _ | LV | 200 kVA :Pole Substation | 0.2 | --> | 0.2 | 0 | 0 | Constrained, otherwise capacity available =192 kVA | --> | 0.19 | 0 | 0.025 | 0 | 0 | Constrained, otherwise capacity available =173 kW | --> | C12 ex BANTRY | Bantry [T41,T42] | BALLYLICKY |  | 51.6231 | -9.5226
MV/LV Substation CU***766 |  | 20 kV | _ | LV | 50 kVA :Pole Substation | 0.05 | --> | 0.05 | 0 | 0 | Constrained, otherwise capacity available =43 kVA | --> | 0.048 | 0 | 0.005 | 0 | 0 | Constrained, otherwise capacity available =45 kW | --> | C11 ex BANTRY | Bantry [T41,T42] | BALLYLICKY |  | 51.6511 | -9.3763
MV/LV Substation HE***766Z |  | 20 kV | _ | LV | 50 kVA :Pole Substation | 0.05 | --> | 0.05 | 0 | 0 | Constrained, otherwise capacity available =46 kVA | --> | 0.048 | 0 | 0.005 | 0 | 0 | Constrained, otherwise capacity available =44 kW | --> | C11 ex BANTRY | Bantry [T41,T42] | BALLYLICKY |  | 51.681 | -9.4219
MV/LV Substation CU***767Z |  | 10 kV | _ | LV | 400 kVA :Kiosk Substation | 0.4 | --> | 0.4 | 0 | 0 | Constrained, otherwise capacity available =373 kVA | --> | 0.38 | 0 | 0 | 0 | 0 | Constrained, otherwise capacity available =384 kW | --> | C16 ex BANTRY | Bantry [T41,T42] | BALLYLICKY |  | 51.6875 | -9.4367
MV/LV Substation CA***768X |  | 20 kV | _ | LV | 200 kVA :Pole Substation | 0.2 | --> | 0.2 | 0 | 0 | Constrained, otherwise capacity available =188 kVA | --> | 0.19 | 0 | 0.006 | 0.187 | 0 |  | --> | E11 ex BALLYDEHOB | Ballydehob [T421] | DUNMANWAY |  | 51.5291 | -9.5515
MV/LV Substation RA***769X |  | 20 kV | _ | LV | 200 kVA :Building Structure | 0.2 | --> | 0.2 | 0 | 0 | Constrained, otherwise capacity available =135 kVA | --> | 0.19 | 0 | 0 | 0.199 | 0 |  | --> | E16 ex BALLYDEHOB | Ballydehob [T421] | DUNMANWAY |  | 51.5561 | -9.5432
MV/LV Substation GE***774Y |  | 20 kV | _ | LV | 50 kVA :Pole Substation | 0.05 | --> | 0.05 | 0 | 0 | Constrained, otherwise capacity available =49 kVA | --> | 0.048 | 0 | 0 | 0 | 0 | Constrained, otherwise capacity available =48 kW | --> | C12 ex BANTRY | Bantry [T41,T42] | BALLYLICKY |  | 51.6166 | -9.5453
MV/LV Substation SC***778Y |  | 20 kV | _ | LV | 400 kVA :Kiosk Substation | 0.4 | --> | 0.4 | 0 | 0 | Constrained, otherwise capacity available =387 kVA | --> | 0.38 | 0 | 0.006 | 0.377 | 0 |  | --> | E11 ex BALLYDEHOB | Ballydehob [T421] | DUNMANWAY |  | 51.5284 | -9.5503
MV/LV Substation SH***780Y |  | 20 kV | _ | LV | 100 kVA :Pole Substation | 0.1 | --> | 0.1 | 0 | 0 | Constrained, otherwise capacity available =83 kVA | --> | 0.095 | 0 | 0.033 | 0 | 0 | Constrained, otherwise capacity available =73 kW | --> | C12 ex BANTRY | Bantry [T41,T42] | BALLYLICKY |  | 51.6791 | -9.433
MV/LV Substation RE***782Z |  | 10 kV | _ | LV | 100 kVA :Pole Substation | 0.1 | --> | 0.1 | 0 | 0 | Constrained, otherwise capacity available =100 kVA | --> | 0.095 | 0 | 0.005 | 0 | 0 | Constrained, otherwise capacity available =91 kW | --> | C15 ex BANTRY | Bantry [T41,T42] | BALLYLICKY |  | 51.7223 | -9.4452
MV/LV Substation AD***787Y |  | 20 kV | _ | LV | 50 kVA :Pole Substation | 0.05 | --> | 0.05 | 0.037 | 0.94 |  | --> | 0.048 | 0 | 0 | 0 | 0 | Constrained, otherwise capacity available =49 kW | --> | E21 ex CASTLETOWNBERE | Castletownbere [T421] | BALLYLICKY |  | 51.7071 | -9.7146
MV/LV Substation SR***787Z |  | 20 kV | _ | LV | 400 kVA :Kiosk Substation | 0.4 | --> | 0.4 | 0 | 0 | Constrained, otherwise capacity available =381 kVA | --> | 0.38 | 0 | 0.005 | 0 | 0 | Constrained, otherwise capacity available =379 kW | --> | C12 ex BANTRY | Bantry [T41,T42] | BALLYLICKY |  | 51.621 | -9.5221
MV/LV Substation MA***788 |  | 20 kV | _ | LV | 50 kVA :Pole Substation | 0.05 | --> | 0.05 | 0 | 0 | Constrained, otherwise capacity available =44 kVA | --> | 0.048 | 0 | 0 | 0 | 0 | Constrained, otherwise capacity available =48 kW | --> | C12 ex BANTRY | Bantry [T41,T42] | BALLYLICKY |  | 51.6349 | -9.4807
MV/LV Substation DU***791 |  | 20 kV | _ | LV | 50 kVA :Pole Substation | 0.05 | --> | 0.05 | 0 | 0 | Constrained, otherwise capacity available =36 kVA | --> | 0.048 | 0 | 0 | 0 | 0 | Constrained, otherwise capacity available =49 kW | --> | C12 ex BANTRY | Bantry [T41,T42] | BALLYLICKY |  | 51.6239 | -9.5187
MV/LV Substation CR***791Y |  | 20 kV | _ | LV | 50 kVA :Pole Substation | 0.05 | --> | 0.05 | 0.049 | 0.94 |  | --> | 0.048 | 0 | 0 | 0 | 0 | Constrained, otherwise capacity available =48 kW | --> | E11 ex CASTLETOWNBERE | Castletownbere [T421] | BALLYLICKY |  | 51.6845 | -9.943
MV/LV Substation DU***792 |  | 20 kV | _ | LV | 400 kVA :Kiosk Substation | 0.4 | --> | 0.4 | 0 | 0 | Constrained, otherwise capacity available =332 kVA | --> | 0.38 | 0 | 0.028 | 0 | 0 | Constrained, otherwise capacity available =368 kW | --> | C12 ex BANTRY | Bantry [T41,T42] | BALLYLICKY |  | 51.6215 | -9.5241
MV/LV Substation SE***793Z |  | 20 kV | _ | LV | 200 kVA :Pole Substation | 0.2 | --> | 0.2 | 0 | 0 | Constrained, otherwise capacity available =197 kVA | --> | 0.19 | 0 | 0 | 0 | 0 | Constrained, otherwise capacity available =190 kW | --> | C11 ex BANTRY | Bantry [T41,T42] | BALLYLICKY |  | 51.6474 | -9.5735
MV/LV Substation DR***803Y |  | 20 kV | _ | LV | 50 kVA :Pole Substation | 0.05 | --> | 0.05 | 0 | 0 | Constrained, otherwise capacity available =50 kVA | --> | 0.048 | 0 | 0 | 0 | 0 | Constrained, otherwise capacity available =48 kW | --> | C12 ex BANTRY | Bantry [T41,T42] | BALLYLICKY |  | 51.6621 | -9.4701
MV/LV Substation AR***804Z |  | 20 kV | _ | LV | 200 kVA :Pole Substation | 0.2 | --> | 0.2 | 0.179 | 0.94 |  | --> | 0.19 | 0 | 0 | 0 | 0 | Constrained, otherwise capacity available =193 kW | --> | E11 ex CASTLETOWNBERE | Castletownbere [T421] | BALLYLICKY |  | 51.7357 | -9.8985
MV/LV Substation CA***809Z |  | 20 kV | _ | LV | 50 kVA :Pole Substation | 0.05 | --> | 0.05 | 0 | 0 | Constrained, otherwise capacity available =50 kVA | --> | 0.048 | 0 | 0 | 0.048 | 0 |  | --> | E16 ex BALLYDEHOB | Ballydehob [T421] | DUNMANWAY |  | 51.5178 | -9.6135
MV/LV Substation KI***814Z |  | 20 kV | _ | LV | 100 kVA :Pole Substation | 0.1 | --> | 0.1 | 0 | 0 | Constrained, otherwise capacity available =96 kVA | --> | 0.095 | 0 | 0 | 0 | 0 | Constrained, otherwise capacity available =96 kW | --> | C12 ex BANTRY | Bantry [T41,T42] | BALLYLICKY |  | 51.5811 | -9.7058
MV/LV Substation CA***815Y |  | 20 kV | _ | LV | 50 kVA :Pole Substation | 0.05 | --> | 0.05 | 0 | 0 | Constrained, otherwise capacity available =46 kVA | --> | 0.048 | 0 | 0 | 0.048 | 0 |  | --> | E11 ex BALLYDEHOB | Ballydehob [T421] | DUNMANWAY |  | 51.5319 | -9.4572
MV/LV Substation CU***822Z |  | 20 kV | _ | LV | 100 kVA :Pole Substation | 0.1 | --> | 0.1 | 0 | 0 | Constrained, otherwise capacity available =85 kVA | --> | 0.095 | 0 | 0 | 0 | 0 | Constrained, otherwise capacity available =97 kW | --> | C11 ex BANTRY | Bantry [T41,T42] | BALLYLICKY |  | 51.6499 | -9.3792
MV/LV Substation DU***823Z |  | 20 kV | _ | LV | 200 kVA :Pole Substation | 0.2 | --> | 0.2 | 0 | 0 | Constrained, otherwise capacity available =175 kVA | --> | 0.19 | 0 | 0 | 0 | 0 | Constrained, otherwise capacity available =193 kW | --> | C11 ex BANTRY | Bantry [T41,T42] | BALLYLICKY |  | 51.6643 | -9.4774
MV/LV Substation DU***824Z |  | 20 kV | _ | LV | 100 kVA :Pole Substation | 0.1 | --> | 0.1 | 0 | 0 | Constrained, otherwise capacity available =94 kVA | --> | 0.095 | 0 | 0 | 0 | 0 | Constrained, otherwise capacity available =96 kW | --> | C12 ex BANTRY | Bantry [T41,T42] | BALLYLICKY |  | 51.6196 | -9.5248
MV/LV Substation AR***826Z |  | 20 kV | _ | LV | 200 kVA :Kiosk Substation | 0.2 | --> | 0.2 | 0 | 0 | Constrained, otherwise capacity available =176 kVA | --> | 0.19 | 0 | 0.011 | 0 | 0 | Constrained, otherwise capacity available =185 kW | --> | C12 ex BANTRY | Bantry [T41,T42] | BALLYLICKY |  | 51.6743 | -9.4441
MV/LV Substation RE***829Z |  | 20 kV | _ | LV | 200 kVA :Kiosk Substation | 0.2 | --> | 0.2 | 0.187 | 3.48 |  | --> | 0.19 | 0 | 0 | 0 | 0 | Constrained, otherwise capacity available =192 kW | --> | E14 ex GLENGARRIFF | Glengarriff [T421] | BALLYLICKY |  | 51.7539 | -9.5418
MV/LV Substation KI***831 |  | 20 kV | _ | LV | 50 kVA :Pole Substation | 0.05 | --> | 0.05 | 0 | 0 | Constrained, otherwise capacity available =24 kVA | --> | 0.048 | 0 | 0.006 | 0 | 0 | Constrained, otherwise capacity available =46 kW | --> | C12 ex BANTRY | Bantry [T41,T42] | BALLYLICKY |  | 51.5822 | -9.7018
MV/LV Substation MI***839X |  | 20 kV | _ | LV | 100 kVA :Pole Substation | 0.1 | --> | 0.1 | 0.096 | 0.94 |  | --> | 0.095 | 0 | 0 | 0 | 0 | Constrained, otherwise capacity available =96 kW | --> | E21 ex CASTLETOWNBERE | Castletownbere [T421] | BALLYLICKY |  | 51.6582 | -9.8689
MV/LV Substation GO***842Z |  | 20 kV | _ | LV | 50 kVA :Pole Substation | 0.05 | --> | 0.05 | 0 | 0 | Constrained, otherwise capacity available =45 kVA | --> | 0.048 | 0 | 0 | 0 | 0 | Constrained, otherwise capacity available =48 kW | --> | C11 ex BANTRY | Bantry [T41,T42] | BALLYLICKY |  | 51.6488 | -9.5656
MV/LV Substation RI***848Z |  | 10 kV | _ | LV | 200 kVA :Kiosk Substation | 0.2 | --> | 0.2 | 0 | 0 | Constrained, otherwise capacity available =158 kVA | --> | 0.19 | 0 | 0.032 | 0 | 0 | Constrained, otherwise capacity available =172 kW | --> | C15 ex BANTRY | Bantry [T41,T42] | BALLYLICKY |  | 51.7348 | -9.4161
MV/LV Substation DE***860Z |  | 20 kV | _ | LV | 50 kVA :Pole Substation | 0.05 | --> | 0.05 | 0 | 0 | Constrained, otherwise capacity available =49 kVA | --> | 0.048 | 0 | 0 | 0.048 | 0 |  | --> | E16 ex BALLYDEHOB | Ballydehob [T421] | DUNMANWAY |  | 51.5549 | -9.5111
MV/LV Substation RO***861Y |  | 20 kV | _ | LV | 50 kVA :Pole Substation | 0.05 | --> | 0.05 | 0.043 | 0.94 |  | --> | 0.048 | 0 | 0 | 0 | 0 | Constrained, otherwise capacity available =48 kW | --> | E21 ex CASTLETOWNBERE | Castletownbere [T421] | BALLYLICKY |  | 51.6519 | -9.8846
MV/LV Substation FA***861Z |  | 20 kV | _ | LV | 200 kVA :Kiosk Substation | 0.2 | --> | 0.2 | 0 | 0 | Constrained, otherwise capacity available =174 kVA | --> | 0.19 | 0 | 0.011 | 0 | 0 | Constrained, otherwise capacity available =185 kW | --> | C12 ex BANTRY | Bantry [T41,T42] | BALLYLICKY |  | 51.5825 | -9.704
MV/LV Substation MA***862Z |  | 10 kV | _ | LV | 1000 kVA :Building Structure | 1 | --> | 1 | 0 | 0 | Constrained, otherwise capacity available =824 kVA | --> | 0.95 | 0 | 0 | 0 | 0 | Constrained, otherwise capacity available =974 kW | --> | C16 ex BANTRY | Bantry [T41,T42] | BALLYLICKY |  | 51.68 | -9.4585
MV/LV Substation DU***867Z |  | 20 kV | _ | LV | 400 kVA :Kiosk Substation | 0.4 | --> | 0.4 | 0 | 0 | Constrained, otherwise capacity available =394 kVA | --> | 0.38 | 0 | 0 | 0 | 0 | Constrained, otherwise capacity available =381 kW | --> | C11 ex BANTRY | Bantry [T41,T42] | BALLYLICKY |  | 51.6654 | -9.4701
MV/LV Substation SH***870 |  | 20 kV | _ | LV | 100 kVA :Pole Substation | 0.1 | --> | 0.1 | 0 | 0 | Constrained, otherwise capacity available =84 kVA | --> | 0.095 | 0 | 0.006 | 0 | 0 | Constrained, otherwise capacity available =93 kW | --> | C12 ex BANTRY | Bantry [T41,T42] | BALLYLICKY |  | 51.6792 | -9.4384
MV/LV Substation AR***871Y |  | 20 kV | _ | LV | 100 kVA :Pole Substation | 0.1 | --> | 0.1 | 0 | 0 | Constrained, otherwise capacity available =83 kVA | --> | 0.095 | 0 | 0 | 0.097 | 0 |  | --> | E16 ex BALLYDEHOB | Ballydehob [T421] | DUNMANWAY |  | 51.5323 | -9.6185
MV/LV Substation CE***871Z |  | 20 kV | _ | LV | 400 kVA :Kiosk Substation | 0.4 | --> | 0.4 | 0 | 0 | Constrained, otherwise capacity available =384 kVA | --> | 0.38 | 0 | 0.005 | 0.378 | 0 |  | --> | E11 ex BALLYDEHOB | Ballydehob [T421] | DUNMANWAY |  | 51.526 | -9.5458
MV/LV Substation DR***874 |  | 10 kV | _ | LV | 50 kVA :Pole Substation | 0.05 | --> | 0.05 | 0 | 0 | Constrained, otherwise capacity available =49 kVA | --> | 0.048 | 0 | 0 | 0 | 0 | Constrained, otherwise capacity available =48 kW | --> | C15 ex BANTRY | Bantry [T41,T42] | BALLYLICKY |  | 51.7313 | -9.4421
MV/LV Substation GU***874Z |  | 20 kV | _ | LV | 50 kVA :Pole Substation | 0.05 | --> | 0.05 | 0 | 0 | Constrained, otherwise capacity available =48 kVA | --> | 0.048 | 0 | 0 | 0.048 | 0 |  | --> | E16 ex BALLYDEHOB | Ballydehob [T421] | DUNMANWAY |  | 51.5615 | -9.4883
MV/LV Substation GO***876Y |  | 20 kV | _ | LV | 50 kVA :Pole Substation | 0.05 | --> | 0.05 | 0 | 0 | Constrained, otherwise capacity available =44 kVA | --> | 0.048 | 0 | 0.01 | 0 | 0 | Constrained, otherwise capacity available =41 kW | --> | C12 ex BANTRY | Bantry [T41,T42] | BALLYLICKY |  | 51.6567 | -9.465
MV/LV Substation IR***877 |  | 20 kV | _ | LV | 100 kVA :Pole Substation | 0.1 | --> | 0.1 | 0.064 | 0.94 |  | --> | 0.095 | 0 | 0 | 0 | 0 | Constrained, otherwise capacity available =100 kW | --> | E21 ex CASTLETOWNBERE | Castletownbere [T421] | BALLYLICKY |  | 51.6535 | -9.8829
MV/LV Substation CA***877Y |  | 10 kV | _ | LV | 50 kVA :Pole Substation | 0.05 | --> | 0.05 | 0 | 0 | Constrained, otherwise capacity available =27 kVA | --> | 0.048 | 0 | 0 | 0 | 0 | Constrained, otherwise capacity available =50 kW | --> | C15 ex BANTRY | Bantry [T41,T42] | BALLYLICKY |  | 51.7537 | -9.3509
MV/LV Substation RA***878 |  | 20 kV | _ | LV | 50 kVA :Pole Substation | 0.05 | --> | 0.05 | 0 | 0 | Constrained, otherwise capacity available =47 kVA | --> | 0.048 | 0 | 0 | 0.048 | 0 |  | --> | E16 ex BALLYDEHOB | Ballydehob [T421] | DUNMANWAY |  | 51.5537 | -9.6115
MV/LV Substation DI***879X |  | 10 kV | _ | LV | 400 kVA :Building Structure | 0.4 | --> | 0.4 | 0.375 | 3.64 |  | --> | 0.38 | 0 | 0.011 | 0 | 0 | Constrained, otherwise capacity available =375 kW | --> | C18 ex CASTLETOWNBERE | Castletownbere [T42] | BALLYLICKY |  | 51.6483 | -9.9025
MV/LV Substation MO***881Z |  | 10 kV | _ | LV | 400 kVA :Kiosk Substation | 0.4 | --> | 0.4 | 0.372 | 3.48 |  | --> | 0.38 | 0 | 0.005 | 0 | 0 | Constrained, otherwise capacity available =380 kW | --> | E17 ex GLENGARRIFF | Glengarriff [T421] | BALLYLICKY |  | 51.7521 | -9.5226
MV/LV Substation AS***882Z |  | 20 kV | _ | LV | 100 kVA :Pole Substation | 0.1 | --> | 0.1 | 0 | 0 | Constrained, otherwise capacity available =92 kVA | --> | 0.095 | 0 | 0 | 0 | 0 | Constrained, otherwise capacity available =96 kW | --> | C12 ex BANTRY | Bantry [T41,T42] | BALLYLICKY |  | 51.5802 | -9.7075
MV/LV Substation MA***883Z |  | 10 kV | _ | LV | 630 kVA :Kiosk Substation | 0.63 | --> | 0.63 | 0 | 0 | Constrained, otherwise capacity available =595 kVA | --> | 0.598 | 0 | 0 | 0 | 0 | Constrained, otherwise capacity available =603 kW | --> | C15 ex BANTRY | Bantry [T41,T42] | BALLYLICKY |  | 51.6803 | -9.4503
MV/LV Substation AR***889X |  | 20 kV | _ | LV | 100 kVA :Pole Substation | 0.1 | --> | 0.1 | 0.051 | 0.94 |  | --> | 0.095 | 0 | 0.006 | 0 | 0 | Constrained, otherwise capacity available =97 kW | --> | E11 ex CASTLETOWNBERE | Castletownbere [T421] | BALLYLICKY |  | 51.7346 | -9.8972
MV/LV Substation SE***889Y |  | 10 kV | _ | LV | 50 kVA :Pole Substation | 0.05 | --> | 0.05 | 0 | 0 | Constrained, otherwise capacity available =50 kVA | --> | 0.048 | 0 | 0 | 0 | 0 | Constrained, otherwise capacity available =48 kW | --> | C16 ex BANTRY | Bantry [T41,T42] | BALLYLICKY |  | 51.6741 | -9.4641
MV/LV Substation TH***891 |  | 10 kV | _ | LV | 50 kVA :Pole Substation | 0.05 | --> | 0.05 | 0 | 0 |  | --> | 0.048 | 0 | 0.011 | 0 | 0 | Constrained, otherwise capacity available =46 kW | --> | C16 ex BANTRY | Bantry [T41,T42] | BALLYLICKY |  | 51.6837 | -9.4368
MV/LV Substation EN***894Y |  | 10 kV | _ | LV | 200 kVA :Pole Substation | 0.2 | --> | 0.2 | 0 | 0 | Constrained, otherwise capacity available =177 kVA | --> | 0.19 | 0 | 0.04 | 0 | 0 | Constrained, otherwise capacity available =164 kW | --> | C16 ex BANTRY | Bantry [T41,T42] | BALLYLICKY |  | 51.674 | -9.4661
MV/LV Substation TH***895Z |  | 20 kV | _ | LV | 100 kVA :Pole Substation | 0.1 | --> | 0.1 | 0.099 | 0.94 |  | --> | 0.095 | 0 | 0 | 0 | 0 | Constrained, otherwise capacity available =95 kW | --> | E21 ex CASTLETOWNBERE | Castletownbere [T421] | BALLYLICKY |  | 51.6642 | -9.809
MV/LV Substation WE***905 |  | 10 kV | _ | LV | 400 kVA :Kiosk Substation | 0.4 | --> | 0.4 | 0 | 0 | Constrained, otherwise capacity available =242 kVA | --> | 0.38 | 0 | 0 | 0 | 0 | Constrained, otherwise capacity available =401 kW | --> | C16 ex BANTRY | Bantry [T41,T42] | BALLYLICKY |  | 51.672 | -9.4738
MV/LV Substation BA***906X |  | 20 kV | _ | LV | 200 kVA :Kiosk Substation | 0.2 | --> | 0.2 | 0 | 0 | Constrained, otherwise capacity available =184 kVA | --> | 0.19 | 0 | 0.018 | 0.179 | 0 |  | --> | E16 ex BALLYDEHOB | Ballydehob [T421] | DUNMANWAY |  | 51.4972 | -9.7138
MV/LV Substation CA***906Y |  | 20 kV | _ | LV | 50 kVA :Pole Substation | 0.05 | --> | 0.05 | 0.049 | 0.94 |  | --> | 0.048 | 0 | 0 | 0 | 0 | Constrained, otherwise capacity available =48 kW | --> | E11 ex CASTLETOWNBERE | Castletownbere [T421] | BALLYLICKY |  | 51.7422 | -9.8633
MV/LV Substation SC***908Y |  | 20 kV | _ | LV | 50 kVA :Pole Substation | 0.05 | --> | 0.05 | 0 | 0 | Constrained, otherwise capacity available =45 kVA | --> | 0.048 | 0 | 0 | 0.048 | 0 |  | --> | E11 ex BALLYDEHOB | Ballydehob [T421] | DUNMANWAY |  | 51.5307 | -9.5261
MV/LV Substation LA***912X |  | 10 kV | _ | LV | 400 kVA :Building Structure | 0.4 | --> | 0.4 | 0 | 0 | Constrained, otherwise capacity available =346 kVA | --> | 0.38 | 0 | 0 | 0 | 0 | Constrained, otherwise capacity available =387 kW | --> | C15 ex BANTRY | Bantry [T41,T42] | BALLYLICKY |  | 51.6948 | -9.4363
MV/LV Substation SC***913Z |  | 20 kV | _ | LV | 400 kVA :Kiosk Substation | 0.4 | --> | 0.4 | 0 | 0 | Constrained, otherwise capacity available =308 kVA | --> | 0.38 | 0 | 0 | 0.392 | 0 |  | --> | E11 ex BALLYDEHOB | Ballydehob [T421] | DUNMANWAY |  | 51.5272 | -9.5433
MV/LV Substation MA***918Z |  | 20 kV | _ | LV | 400 kVA :Kiosk Substation | 0.4 | --> | 0.4 | 0.376 | 0.94 |  | --> | 0.38 | 0 | 0.003 | 0 | 0 | Constrained, otherwise capacity available =381 kW | --> | E21 ex CASTLETOWNBERE | Castletownbere [T421] | BALLYLICKY |  | 51.656 | -9.8944
MV/LV Substation CA***921X |  | 20 kV | _ | LV | 100 kVA :Pole Substation | 0.1 | --> | 0.1 | 0.08 | 0.94 |  | --> | 0.095 | 0 | 0.005 | 0 | 0 | Constrained, otherwise capacity available =94 kW | --> | E15 ex CASTLETOWNBERE | Castletownbere [T421] | BALLYLICKY |  | 51.6475 | -9.9143
MV/LV Substation BA***924X |  | 20 kV | _ | LV | 100 kVA :Pole Substation | 0.1 | --> | 0.1 | 0.086 | 0.94 |  | --> | 0.095 | 0 | 0 | 0 | 0 | Constrained, otherwise capacity available =97 kW | --> | E21 ex CASTLETOWNBERE | Castletownbere [T421] | BALLYLICKY |  | 51.6595 | -9.8341
MV/LV Substation CO***925 |  | 20 kV | _ | LV | 50 kVA :Pole Substation | 0.05 | --> | 0.05 | 0 | 0 | Constrained, otherwise capacity available =39 kVA | --> | 0.048 | 0 | 0 | 0.049 | 0 |  | --> | E16 ex BALLYDEHOB | Ballydehob [T421] | DUNMANWAY |  | 51.5083 | -9.5557
MV/LV Substation CL***925Z |  | 10 kV | _ | LV | 50 kVA :Pole Substation | 0.05 | --> | 0.05 | 0 | 0 | Constrained, otherwise capacity available =46 kVA | --> | 0.048 | 0 | 0 | 0 | 0 | Constrained, otherwise capacity available =48 kW | --> | C15 ex BANTRY | Bantry [T41,T42] | BALLYLICKY |  | 51.7053 | -9.366
MV/LV Substation DE***926Y |  | 10 kV | _ | LV | 50 kVA :Pole Substation | 0.05 | --> | 0.05 | 0 | 0 | Constrained, otherwise capacity available =32 kVA | --> | 0.048 | 0 | 0 | 0 | 0 | Constrained, otherwise capacity available =50 kW | --> | C15 ex BANTRY | Bantry [T41,T42] | BALLYLICKY |  | 51.7064 | -9.3739
MV/LV Substation DU***928 |  | 20 kV | _ | LV | 50 kVA :Pole Substation | 0.05 | --> | 0.05 | 0 | 0 | Constrained, otherwise capacity available =41 kVA | --> | 0.048 | 0 | 0 | 0.049 | 0 |  | --> | E16 ex BALLYDEHOB | Ballydehob [T421] | DUNMANWAY |  | 51.538 | -9.6483
MV/LV Substation CA***930X |  | 20 kV | _ | LV | 50 kVA :Pole Substation | 0.05 | --> | 0.05 | 0.044 | 3.48 |  | --> | 0.048 | 0 | 0 | 0 | 0 | Constrained, otherwise capacity available =48 kW | --> | E14 ex GLENGARRIFF | Glengarriff [T421] | BALLYLICKY |  | 51.7359 | -9.5633
MV/LV Substation GO***933Z |  | 20 kV | _ | LV | 50 kVA :Pole Substation | 0.05 | --> | 0.05 | 0 | 0 | Constrained, otherwise capacity available =49 kVA | --> | 0.048 | 0 | 0 | 0.048 | 0 |  | --> | E15 ex BALLYDEHOB | Ballydehob [T421] | DUNMANWAY |  | 51.5929 | -9.4588
MV/LV Substation EY***935Z |  | 20 kV | _ | LV | 50 kVA :Pole Substation | 0.05 | --> | 0.05 | 0.047 | 0.94 |  | --> | 0.048 | 0 | 0 | 0 | 0 | Constrained, otherwise capacity available =48 kW | --> | E11 ex CASTLETOWNBERE | Castletownbere [T421] | BALLYLICKY |  | 51.6934 | -9.9549
MV/LV Substation BA***942Y |  | 10 kV | _ | LV | 50 kVA :Pole Substation | 0.05 | --> | 0.05 | 0 | 0 | Constrained, otherwise capacity available =38 kVA | --> | 0.048 | 0 | 0.005 | 0 | 0 | Constrained, otherwise capacity available =45 kW | --> | C15 ex BANTRY | Bantry [T41,T42] | BALLYLICKY |  | 51.7264 | -9.4478
MV/LV Substation BA***953Y |  | 10 kV | _ | LV | 50 kVA :Pole Substation | 0.05 | --> | 0.05 | 0 | 0 | Constrained, otherwise capacity available =38 kVA | --> | 0.048 | 0 | 0 | 0 | 0 | Constrained, otherwise capacity available =49 kW | --> | C16 ex BANTRY | Bantry [T41,T42] | BALLYLICKY |  | 51.6771 | -9.4641
MV/LV Substation LI***953Z |  | 20 kV | _ | LV | 200 kVA :Pole Substation | 0.2 | --> | 0.2 | 0.158 | 0.94 |  | --> | 0.19 | 0 | 0 | 0 | 0 | Constrained, otherwise capacity available =196 kW | --> | E15 ex CASTLETOWNBERE | Castletownbere [T421] | BALLYLICKY |  | 51.5996 | -10.0066
MV/LV Substation FI***960Y |  | 20 kV | _ | LV | 200 kVA :Kiosk Substation | 0.2 | --> | 0.2 | 0.149 | 0.94 |  | --> | 0.19 | 0 | 0.005 | 0 | 0 | Constrained, otherwise capacity available =193 kW | --> | E15 ex CASTLETOWNBERE | Castletownbere [T421] | BALLYLICKY |  | 51.652 | -9.9087
MV/LV Substation CA***962X |  | 10 kV | _ | LV | 400 kVA :Kiosk Substation | 0.4 | --> | 0.4 | 0.312 | 3.64 |  | --> | 0.38 | 0 | 0.006 | 0 | 0 | Constrained, otherwise capacity available =387 kW | --> | C18 ex CASTLETOWNBERE | Castletownbere [T42] | BALLYLICKY |  | 51.6524 | -9.8994
MV/LV Substation BA***962Y |  | 20 kV | _ | LV | 100 kVA :Pole Substation | 0.1 | --> | 0.1 | 0 | 0 | Constrained, otherwise capacity available =69 kVA | --> | 0.095 | 0 | 0 | 0.099 | 0 |  | --> | E11 ex BALLYDEHOB | Ballydehob [T421] | DUNMANWAY |  | 51.5648 | -9.456
MV/LV Substation FO***965X |  | 20 kV | _ | LV | 50 kVA :Pole Substation | 0.05 | --> | 0.05 | 0.047 | 0.94 |  | --> | 0.048 | 0 | 0 | 0 | 0 | Constrained, otherwise capacity available =48 kW | --> | E15 ex CASTLETOWNBERE | Castletownbere [T421] | BALLYLICKY |  | 51.6576 | -9.9046
MV/LV Substation CO***966Y |  | 10 kV | _ | LV | 50 kVA :Pole Substation | 0.05 | --> | 0.05 | 0 | 0 | Constrained, otherwise capacity available =37 kVA | --> | 0.048 | 0 | 0 | 0.049 | 0 |  | --> | E11 ex BALLYDEHOB | Ballydehob [T421] | DUNMANWAY |  | 51.5677 | -9.406
MV/LV Substation BA***968 |  | 10 kV | _ | LV | 200 kVA :Pole Substation | 0.2 | --> | 0.2 | 0 | 0 | Constrained, otherwise capacity available =163 kVA | --> | 0.19 | 0 | 0 | 0 | 0 | Constrained, otherwise capacity available =195 kW | --> | C15 ex BANTRY | Bantry [T41,T42] | BALLYLICKY |  | 51.7245 | -9.4387
MV/LV Substation DI***969Z |  | 10 kV | _ | LV | 200 kVA :Building Structure | 0.2 | --> | 0.2 | 0.171 | 3.64 |  | --> | 0.19 | 0 | 0.04 | 0 | 0 | Constrained, otherwise capacity available =164 kW | --> | C18 ex CASTLETOWNBERE | Castletownbere [T42] | BALLYLICKY |  | 51.6466 | -9.902
MV/LV Substation BA***971 |  | 10 kV | _ | LV | 50 kVA :Pole Substation | 0.05 | --> | 0.05 | 0 | 0 | Constrained, otherwise capacity available =41 kVA | --> | 0.048 | 0 | 0.01 | 0 | 0 | Constrained, otherwise capacity available =41 kW | --> | C15 ex BANTRY | Bantry [T41,T42] | BALLYLICKY |  | 51.7234 | -9.4331
MV/LV Substation GL***972 |  | 20 kV | _ | LV | 400 kVA :Kiosk Substation | 0.4 | --> | 0.4 | 0.254 | 3.48 |  | --> | 0.38 | 0 | 0 | 0 | 0 | Constrained, otherwise capacity available =400 kW | --> | E14 ex GLENGARRIFF | Glengarriff [T421] | BALLYLICKY |  | 51.7503 | -9.5505
MV/LV Substation CA***976 |  | 10 kV | _ | LV | 100 kVA :Pole Substation | 0.1 | --> | 0.1 | 0 | 0 | Constrained, otherwise capacity available =87 kVA | --> | 0.095 | 0 | 0 | 0 | 0 | Constrained, otherwise capacity available =97 kW | --> | C15 ex BANTRY | Bantry [T41,T42] | BALLYLICKY |  | 51.6995 | -9.4391
MV/LV Substation GL***977X |  | 20 kV | _ | LV | 200 kVA :Kiosk Substation | 0.2 | --> | 0.2 | 0.196 | 3.48 |  | --> | 0.19 | 0 | 0 | 0 | 0 | Constrained, otherwise capacity available =190 kW | --> | E14 ex GLENGARRIFF | Glengarriff [T421] | BALLYLICKY |  | 51.7596 | -9.5788
MV/LV Substation DR***978X |  | 10 kV | _ | LV | 100 kVA :Pole Substation | 0.1 | --> | 0.1 | 0.089 | 3.48 |  | --> | 0.095 | 0 | 0 | 0 | 0 | Constrained, otherwise capacity available =96 kW | --> | E17 ex GLENGARRIFF | Glengarriff [T421] | BALLYLICKY |  | 51.7515 | -9.5216
MV/LV Substation CO***982Z |  | 20 kV | _ | LV | 400 kVA :Kiosk Substation | 0.4 | --> | 0.4 | 0 | 0 | Constrained, otherwise capacity available =354 kVA | --> | 0.38 | 0 | 0.01 | 0.379 | 0 |  | --> | E16 ex BALLYDEHOB | Ballydehob [T421] | DUNMANWAY |  | 51.5258 | -9.5518
MV/LV Substation SK***986Y |  | 10 kV | _ | LV | 50 kVA :Pole Substation | 0.05 | --> | 0.05 | 0 | 0 | Constrained, otherwise capacity available =36 kVA | --> | 0.048 | 0 | 0.01 | 0.042 | 0 |  | --> | E11 ex BALLYDEHOB | Ballydehob [T421] | DUNMANWAY |  | 51.5547 | -9.4262
MV/LV Substation RE***987 |  | 10 kV | _ | LV | 200 kVA :Pole Substation | 0.2 | --> | 0.2 | 0.181 | 3.48 |  | --> | 0.19 | 0 | 0 | 0 | 0 | Constrained, otherwise capacity available =193 kW | --> | E17 ex GLENGARRIFF | Glengarriff [T421] | BALLYLICKY |  | 51.7533 | -9.5368
MV/LV Substation AR***992Z |  | 20 kV | _ | LV | 50 kVA :Pole Substation | 0.05 | --> | 0.05 | 0.047 | 0.94 |  | --> | 0.048 | 0 | 0 | 0 | 0 | Constrained, otherwise capacity available =48 kW | --> | E11 ex CASTLETOWNBERE | Castletownbere [T421] | BALLYLICKY |  | 51.7378 | -9.8973
MV/LV Substation JA***001 |  | 10 kV | _ | LV | 630 kVA :Kiosk Substation | 0.63 | --> | 0.63 | 0.382 | 7.32 |  | --> | 0.598 | 0 | 0.064 | 0.5 | 0 |  | --> | C13 ex CARROWBEG | Carrowbeg [T41,T42] | CARROWBEG |  | 53.801 | -9.5227
MV/LV Substation RO***002 |  | 10 kV | _ | LV | 200 kVA :Kiosk Substation | 0.2 | --> | 0.2 | 0.195 | 7.32 |  | --> | 0.19 | 0 | 0 | 0.191 | 0 |  | --> | C11 ex CARROWBEG | Carrowbeg [T41,T42] | CARROWBEG |  | 53.8017 | -9.5561
MV/LV Substation WE***004 |  | 10 kV | _ | LV | 630 kVA :Kiosk Substation | 0.63 | --> | 0.63 | 0.451 | 7.32 |  | --> | 0.598 | 0 | 0 | 0.5 | 0 |  | --> | C12 ex CARROWBEG | Carrowbeg [T41,T42] | CARROWBEG |  | 53.7976 | -9.5125
MV/LV Substation BE***006 |  | 10 kV | _ | LV | 400 kVA :Building Structure | 0.4 | --> | 0.4 | 0.127 | 7.32 |  | --> | 0.38 | 0 | 0 | 0.416 | 0 |  | --> | C11 ex CARROWBEG | Carrowbeg [T41,T42] | CARROWBEG |  | 53.8084 | -9.5352
MV/LV Substation QU***008 |  | 10 kV | _ | LV | 100 kVA :Pole Substation | 0.1 | --> | 0.1 | 0.057 | 7.32 |  | --> | 0.095 | 0 | 0.018 | 0.087 | 0 |  | --> | C11 ex CARROWBEG | Carrowbeg [T41,T42] | CARROWBEG |  | 53.7983 | -9.545
MV/LV Substation CA***009 |  | 10 kV | _ | LV | 100 kVA :Pole Substation | 0.1 | --> | 0.1 | 0.078 | 7.32 |  | --> | 0.095 | 0 | 0 | 0.098 | 0 |  | --> | C13 ex CARROWBEG | Carrowbeg [T41,T42] | CARROWBEG |  | 53.8049 | -9.5136
MV/LV Substation CA***011 |  | 10 kV | _ | LV | 400 kVA :Kiosk Substation | 0.4 | --> | 0.4 | 0.306 | 7.32 |  | --> | 0.38 | 0 | 0 | 0.393 | 0 |  | --> | C13 ex CARROWBEG | Carrowbeg [T41,T42] | CARROWBEG |  | 53.8019 | -9.5179
MV/LV Substation QU***012 |  | 10 kV | _ | LV | 100 kVA :Pole Substation | 0.1 | --> | 0.1 | 0.083 | 7.32 |  | --> | 0.095 | 0 | 0.005 | 0.094 | 0 |  | --> | C11 ex CARROWBEG | Carrowbeg [T41,T42] | CARROWBEG |  | 53.7978 | -9.5492
MV/LV Substation TH***013 |  | 10 kV | _ | LV | 400 kVA :Kiosk Substation | 0.4 | --> | 0.4 | 0.179 | 7.32 |  | --> | 0.38 | 0 | 0.024 | 0.391 | 0 |  | --> | C13 ex CARROWBEG | Carrowbeg [T41,T42] | CARROWBEG |  | 53.7986 | -9.5252
MV/LV Substation GA***014 |  | 10 kV | _ | LV | 200 kVA :Building Structure | 0.2 | --> | 0.2 | 0.109 | 7.32 |  | --> | 0.19 | 0 | 0.04 | 0.172 | 0 |  | --> | C13 ex CARROWBEG | Carrowbeg [T41,T42] | CARROWBEG |  | 53.8062 | -9.5084
MV/LV Substation CL***015 |  | 10 kV | _ | LV | 100 kVA :Pole Substation | 0.1 | --> | 0.1 | 0.088 | 7.32 |  | --> | 0.095 | 0 | 0.005 | 0.093 | 0 |  | --> | C11 ex CARROWBEG | Carrowbeg [T41,T42] | CARROWBEG |  | 53.7984 | -9.5396
MV/LV Substation DI***017 |  | 10 kV | _ | LV | 400 kVA :Kiosk Substation | 0.4 | --> | 0.4 | 0.309 | 7.32 |  | --> | 0.38 | 0 | 0.01 | 0.385 | 0 |  | --> | C13 ex CARROWBEG | Carrowbeg [T41,T42] | CARROWBEG |  | 53.7998 | -9.5177
MV/LV Substation WE***018 |  | 10 kV | _ | LV | 400 kVA :Kiosk Substation | 0.4 | --> | 0.4 | 0.352 | 7.32 |  | --> | 0.38 | 0 | 0.016 | 0.375 | 0 |  | --> | C11 ex CARROWBEG | Carrowbeg [T41,T42] | CARROWBEG |  | 53.7965 | -9.5382
MV/LV Substation LO***019 |  | 10 kV | _ | LV | 200 kVA :Kiosk Substation | 0.2 | --> | 0.2 | 0.105 | 7.32 |  | --> | 0.19 | 0 | 0.01 | 0.195 | 0 |  | --> | C11 ex CARROWBEG | Carrowbeg [T41,T42] | CARROWBEG |  | 53.7989 | -9.5507
MV/LV Substation MA***021 |  | 10 kV | _ | LV | 400 kVA :Kiosk Substation | 0.4 | --> | 0.4 | 0.268 | 7.32 |  | --> | 0.38 | 0 | 0 | 0.398 | 0 |  | --> | C13 ex CARROWBEG | Carrowbeg [T41,T42] | CARROWBEG |  | 53.799 | -9.5223
MV/LV Substation CA***022 |  | 10 kV | _ | LV | 630 kVA :Building Structure | 0.63 | --> | 0.63 | 0.303 | 7.32 |  | --> | 0.598 | 0 | 0.01 | 0.5 | 0 |  | --> | C13 ex CARROWBEG | Carrowbeg [T41,T42] | CARROWBEG |  | 53.8021 | -9.5194
MV/LV Substation TH***027 |  | 10 kV | _ | LV | 200 kVA :Kiosk Substation | 0.2 | --> | 0.2 | 0.172 | 7.32 |  | --> | 0.19 | 0 | 0.01 | 0.186 | 0 |  | --> | C11 ex CARROWBEG | Carrowbeg [T41,T42] | CARROWBEG |  | 53.7968 | -9.5248
MV/LV Substation BR***029 |  | 10 kV | _ | LV | 630 kVA :Kiosk Substation | 0.63 | --> | 0.63 | 0.33 | 7.32 |  | --> | 0.598 | 0 | 0 | 0.5 | 0 |  | --> | C13 ex CARROWBEG | Carrowbeg [T41,T42] | CARROWBEG |  | 53.7996 | -9.5215
MV/LV Substation QU***030 |  | 10 kV | _ | LV | 100 kVA :Pole Substation | 0.1 | --> | 0.1 | 0.062 | 7.32 |  | --> | 0.095 | 0 | 0.017 | 0.088 | 0 |  | --> | C11 ex CARROWBEG | Carrowbeg [T41,T42] | CARROWBEG |  | 53.7975 | -9.5349
MV/LV Substation HA***032 |  | 10 kV | _ | LV | 50 kVA :Pole Substation | 0.05 | --> | 0.05 | 0 | 7.32 |  | --> | 0.048 | 0 | 0 | 0.056 | 0 |  | --> | C12 ex CARROWBEG | Carrowbeg [T41,T42] | CARROWBEG |  | 53.7979 | -9.5131
MV/LV Substation GI***032Y |  | 20 kV | _ | LV | 50 kVA :Pole Substation | 0.05 | --> | 0.05 | 0.047 | 8.1 |  | --> | 0.048 | 0 | 0 | 0 | 0 | Constrained, otherwise capacity available =48 kW | --> | E11 ex WESTPORT | Westport [T421,T422] | CASTLEBAR |  | 53.7746 | -9.7124
MV/LV Substation CL***033Y |  | 20 kV | _ | LV | 50 kVA :Pole Substation | 0.05 | --> | 0.05 | 0.05 | 8.1 |  | --> | 0.048 | 0 | 0 | 0 | 0 | Constrained, otherwise capacity available =48 kW | --> | E18 ex WESTPORT | Westport [T421,T422] | CASTLEBAR |  | 53.8332 | -9.4761
MV/LV Substation JU***035 |  | 10 kV | _ | LV | 200 kVA :Pole Substation | 0.2 | --> | 0.2 | 0.155 | 7.32 |  | --> | 0.19 | 0 | 0 | 0.196 | 0 |  | --> | C11 ex CARROWBEG | Carrowbeg [T41,T42] | CARROWBEG |  | 53.7995 | -9.5398
MV/LV Substation SE***036 |  | 10 kV | _ | LV | 400 kVA :Building Structure | 0.4 | --> | 0.4 | 0.287 | 7.32 |  | --> | 0.38 | 0 | 0 | 0.395 | 0 |  | --> | C11 ex CARROWBEG | Carrowbeg [T41,T42] | CARROWBEG |  | 53.7998 | -9.5487
MV/LV Substation HO***037 |  | 10 kV | _ | LV | 400 kVA :Kiosk Substation | 0.4 | --> | 0.4 | 0.359 | 7.32 |  | --> | 0.38 | 0 | 0 | 0.386 | 0 |  | --> | C11 ex CARROWBEG | Carrowbeg [T41,T42] | CARROWBEG |  | 53.8018 | -9.5279
MV/LV Substation HA***038 |  | 10 kV | _ | LV | 100 kVA :Pole Substation | 0.1 | --> | 0.1 | 0.067 | 7.32 |  | --> | 0.095 | 0 | 0.009 | 0.093 | 0 |  | --> | C13 ex CARROWBEG | Carrowbeg [T41,T42] | CARROWBEG |  | 53.8043 | -9.515
MV/LV Substation MU***038Y |  | 20 kV | _ | LV | 50 kVA :Pole Substation | 0.05 | --> | 0.05 | 0.049 | 8.1 |  | --> | 0.048 | 0 | 0.005 | 0 | 0 | Constrained, otherwise capacity available =44 kW | --> | E11 ex WESTPORT | Westport [T421,T422] | CASTLEBAR |  | 53.7856 | -9.6199
MV/LV Substation AL***039 |  | 10 kV | _ | LV | 200 kVA :Pole Substation | 0.2 | --> | 0.2 | 0.098 | 7.32 |  | --> | 0.19 | 0 | 0.014 | 0.193 | 0 |  | --> | C12 ex CARROWBEG | Carrowbeg [T41,T42] | CARROWBEG |  | 53.7991 | -9.5134
MV/LV Substation AN***040 |  | 10 kV | _ | LV | 200 kVA :Kiosk Substation | 0.2 | --> | 0.2 | 0.146 | 7.32 |  | --> | 0.19 | 0 | 0.005 | 0.194 | 0 |  | --> | C13 ex CARROWBEG | Carrowbeg [T41,T42] | CARROWBEG |  | 53.8035 | -9.5142
MV/LV Substation QU***045 |  | 10 kV | _ | LV | 200 kVA :Kiosk Substation | 0.2 | --> | 0.2 | 0.133 | 7.32 |  | --> | 0.19 | 0 | 0.012 | 0.19 | 0 |  | --> | C11 ex CARROWBEG | Carrowbeg [T41,T42] | CARROWBEG |  | 53.7965 | -9.531
MV/LV Substation KI***046 |  | 10 kV | _ | LV | 200 kVA :Kiosk Substation | 0.2 | --> | 0.2 | 0.168 | 7.32 |  | --> | 0.19 | 0 | 0.033 | 0.17 | 0 |  | --> | C11 ex CARROWBEG | Carrowbeg [T41,T42] | CARROWBEG |  | 53.8047 | -9.526
MV/LV Substation PA***048 |  | 10 kV | _ | LV | 200 kVA :Pole Substation | 0.2 | --> | 0.2 | 0.163 | 7.32 |  | --> | 0.19 | 0 | 0.005 | 0.191 | 0 |  | --> | C13 ex CARROWBEG | Carrowbeg [T41,T42] | CARROWBEG |  | 53.8024 | -9.5181
MV/LV Substation CA***049 |  | 10 kV | _ | LV | 200 kVA :Kiosk Substation | 0.2 | --> | 0.2 | 0.139 | 7.32 |  | --> | 0.19 | 0 | 0.033 | 0.174 | 0 |  | --> | C13 ex CARROWBEG | Carrowbeg [T41,T42] | CARROWBEG |  | 53.8033 | -9.5109
MV/LV Substation TH***053 |  | 10 kV | _ | LV | 200 kVA :Kiosk Substation | 0.2 | --> | 0.2 | 0.173 | 7.32 |  | --> | 0.19 | 0 | 0 | 0.194 | 0 |  | --> | C12 ex CARROWBEG | Carrowbeg [T41,T42] | CARROWBEG |  | 53.7953 | -9.5247
MV/LV Substation WO***055 |  | 10 kV | _ | LV | 200 kVA :Kiosk Substation | 0.2 | --> | 0.2 | 0.148 | 7.32 |  | --> | 0.19 | 0 | 0 | 0.197 | 0 |  | --> | C11 ex CARROWBEG | Carrowbeg [T41,T42] | CARROWBEG |  | 53.7966 | -9.5413
MV/LV Substation OL***055Y |  | 20 kV | _ | LV | 100 kVA :Pole Substation | 0.1 | --> | 0.1 | 0.08 | 8.1 |  | --> | 0.095 | 0 | 0 | 0 | 0 | Constrained, otherwise capacity available =98 kW | --> | E11 ex WESTPORT | Westport [T421,T422] | CASTLEBAR |  | 53.776 | -9.7745
MV/LV Substation QU***056 |  | 10 kV | _ | LV | 100 kVA :Pole Substation | 0.1 | --> | 0.1 | 0.063 | 7.32 |  | --> | 0.095 | 0 | 0.016 | 0.088 | 0 |  | --> | C11 ex CARROWBEG | Carrowbeg [T41,T42] | CARROWBEG |  | 53.798 | -9.5477
MV/LV Substation I ***058 |  | 10 kV | _ | LV | 200 kVA :Pole Substation | 0.2 | --> | 0.2 | 0.148 | 7.32 |  | --> | 0.19 | 0 | 0.1 | 0.123 | 0 |  | --> | C12 ex CARROWBEG | Carrowbeg [T41,T42] | CARROWBEG |  | 53.8053 | -9.5075
MV/LV Substation CO***061 |  | 10 kV | _ | LV | 200 kVA :Pole Substation | 0.2 | --> | 0.2 | 0.144 | 7.32 |  | --> | 0.19 | 0 | 0 | 0.198 | 0 |  | --> | C12 ex CARROWBEG | Carrowbeg [T41,T42] | CARROWBEG |  | 53.7954 | -9.5075
MV/LV Substation TE***063 |  | 10 kV | _ | LV | 630 kVA :Building Structure | 0.63 | --> | 0.63 | 0.5 | 7.32 |  | --> | 0.598 | 0 | 0 | 0.5 | 0 |  | --> | C13 ex CARROWBEG | Carrowbeg [T41,T42] | CARROWBEG |  | 53.8006 | -9.5196
MV/LV Substation SP***064 |  | 10 kV | _ | LV | 200 kVA :Kiosk Substation | 0.2 | --> | 0.2 | 0.131 | 7.32 |  | --> | 0.19 | 0 | 0.015 | 0.188 | 0 |  | --> | C11 ex CARROWBEG | Carrowbeg [T41,T42] | CARROWBEG |  | 53.7977 | -9.5434
MV/LV Substation C ***066 |  | 10 kV | _ | LV | 100 kVA :Pole Substation | 0.1 | --> | 0.1 | 0.077 | 7.32 |  | --> | 0.095 | 0 | 0 | 0.098 | 0 |  | --> | C12 ex CARROWBEG | Carrowbeg [T41,T42] | CARROWBEG |  | 53.8006 | -9.5123
MV/LV Substation DE***067 |  | 10 kV | _ | LV | 400 kVA :Kiosk Substation | 0.4 | --> | 0.4 | 0.35 | 7.32 |  | --> | 0.38 | 0 | 0.005 | 0.383 | 0 |  | --> | C11 ex CARROWBEG | Carrowbeg [T41,T42] | CARROWBEG |  | 53.8063 | -9.5331
MV/LV Substation LE***082Y |  | 20 kV | _ | LV | 50 kVA :Pole Substation | 0.05 | --> | 0.05 | 0.047 | 8.1 |  | --> | 0.048 | 0 | 0 | 0 | 0 | Constrained, otherwise capacity available =48 kW | --> | E16 ex WESTPORT | Westport [T421,T422] | CASTLEBAR |  | 53.5927 | -9.7008
MV/LV Substation GL***100 |  | 20 kV | _ | LV | 200 kVA :Kiosk Substation | 0.2 | --> | 0.2 | 0.111 | 8.1 |  | --> | 0.19 | 0 | 0.02 | 0 | 0 | Constrained, otherwise capacity available =187 kW | --> | E11 ex WESTPORT | Westport [T421,T422] | CASTLEBAR |  | 53.7999 | -9.9553
MV/LV Substation SH***100Y |  | 20 kV | _ | LV | 100 kVA :Pole Substation | 0.1 | --> | 0.1 | 0.096 | 8.1 |  | --> | 0.095 | 0 | 0.006 | 0 | 0 | Constrained, otherwise capacity available =91 kW | --> | E15 ex WESTPORT | Westport [T421,T422] | CASTLEBAR |  | 53.8022 | -9.4894
MV/LV Substation MO***118Y |  | 10 kV | _ | LV | 50 kVA :Pole Substation | 0.05 | --> | 0.05 | 0.048 | 7.32 |  | --> | 0.048 | 0 | 0 | 0.048 | 0 |  | --> | C12 ex CARROWBEG | Carrowbeg [T41,T42] | CARROWBEG |  | 53.7881 | -9.4946
MV/LV Substation AS***161Y |  | 20 kV | _ | LV | 200 kVA :Kiosk Substation | 0.2 | --> | 0.2 | 0.16 | 8.1 |  | --> | 0.19 | 0 | 0.005 | 0 | 0 | Constrained, otherwise capacity available =192 kW | --> | E16 ex WESTPORT | Westport [T421,T422] | CASTLEBAR |  | 53.7941 | -9.5037
MV/LV Substation C ***169Y |  | 20 kV | _ | LV | 50 kVA :Pole Substation | 0.05 | --> | 0.05 | 0.046 | 8.1 |  | --> | 0.048 | 0 | 0 | 0 | 0 | Constrained, otherwise capacity available =48 kW | --> | E11 ex WESTPORT | Westport [T421,T422] | CASTLEBAR |  | 53.772 | -9.7966
MV/LV Substation LE***190Y |  | 20 kV | _ | LV | 50 kVA :Pole Substation | 0.05 | --> | 0.05 | 0.038 | 8.1 |  | --> | 0.048 | 0 | 0 | 0 | 0 | Constrained, otherwise capacity available =49 kW | --> | E16 ex WESTPORT | Westport [T421,T422] | CASTLEBAR |  | 53.5933 | -9.6938
MV/LV Substation WE***201Y |  | 10 kV | _ | LV | 630 kVA :Building Structure | 0.63 | --> | 0.63 | 0.453 | 7.32 |  | --> | 0.598 | 0 | 0 | 0.5 | 0 |  | --> | C13 ex CARROWBEG | Carrowbeg [T41,T42] | CARROWBEG |  | 53.8012 | -9.5201
MV/LV Substation LE***204Y |  | 20 kV | _ | LV | 100 kVA :Pole Substation | 0.1 | --> | 0.1 | 0.096 | 8.1 |  | --> | 0.095 | 0 | 0 | 0 | 0 | Constrained, otherwise capacity available =96 kW | --> | E11 ex WESTPORT | Westport [T421,T422] | CASTLEBAR |  | 53.7767 | -9.6937
MV/LV Substation TI***229 |  | 20 kV | _ | LV | 50 kVA :Pole Substation | 0.05 | --> | 0.05 | 0.045 | 8.1 |  | --> | 0.048 | 0 | 0 | 0 | 0 | Constrained, otherwise capacity available =48 kW | --> | E15 ex WESTPORT | Westport [T421,T422] | CASTLEBAR |  | 53.8028 | -9.4741
MV/LV Substation KN***230Y |  | 10 kV | _ | LV | 50 kVA :Pole Substation | 0.05 | --> | 0.05 | 0.043 | 7.32 |  | --> | 0.048 | 0 | 0 | 0.048 | 0 |  | --> | C14 ex CARROWBEG | Carrowbeg [T41,T42] | CARROWBEG |  | 53.8126 | -9.5557
MV/LV Substation CU***234Y |  | 20 kV | _ | LV | 50 kVA :Pole Substation | 0.05 | --> | 0.05 | 0.04 | 8.1 |  | --> | 0.048 | 0 | 0 | 0 | 0 | Constrained, otherwise capacity available =49 kW | --> | E11 ex WESTPORT | Westport [T421,T422] | CASTLEBAR |  | 53.6899 | -9.8606
MV/LV Substation AS***244Y |  | 20 kV | _ | LV | 200 kVA :Kiosk Substation | 0.2 | --> | 0.2 | 0.149 | 8.1 |  | --> | 0.19 | 0 | 0.005 | 0 | 0 | Constrained, otherwise capacity available =193 kW | --> | E16 ex WESTPORT | Westport [T421,T422] | CASTLEBAR |  | 53.7923 | -9.5025
MV/LV Substation LA***245Y |  | 20 kV | _ | LV | 50 kVA :Pole Substation | 0.05 | --> | 0.05 | 0.05 | 8.1 |  | --> | 0.048 | 0 | 0 | 0 | 0 | Constrained, otherwise capacity available =48 kW | --> | E16 ex WESTPORT | Westport [T421,T422] | CASTLEBAR |  | 53.7015 | -9.7134
MV/LV Substation DR***246Y |  | 20 kV | _ | LV | 50 kVA :Pole Substation | 0.05 | --> | 0.05 | 0.05 | 8.1 |  | --> | 0.048 | 0 | 0 | 0 | 0 | Constrained, otherwise capacity available =48 kW | --> | E16 ex WESTPORT | Westport [T421,T422] | CASTLEBAR |  | 53.6984 | -9.6328
MV/LV Substation HA***254Y |  | 20 kV | _ | LV | 200 kVA :Pole Substation | 0.2 | --> | 0.2 | 0.191 | 8.1 |  | --> | 0.19 | 0 | 0 | 0 | 0 | Constrained, otherwise capacity available =191 kW | --> | E15 ex WESTPORT | Westport [T421,T422] | CASTLEBAR |  | 53.8024 | -9.4716
MV/LV Substation CO***265Y |  | 20 kV | _ | LV | 200 kVA :Kiosk Substation | 0.2 | --> | 0.2 | 0.18 | 8.1 |  | --> | 0.19 | 0 | 0.005 | 0 | 0 | Constrained, otherwise capacity available =189 kW | --> | E16 ex WESTPORT | Westport [T421,T422] | CASTLEBAR |  | 53.7951 | -9.5049
MV/LV Substation DE***269 |  | 10 kV | _ | LV | 100 kVA :Pole Substation | 0.1 | --> | 0.1 | 0.089 | 7.32 |  | --> | 0.095 | 0 | 0.005 | 0.093 | 0 |  | --> | C14 ex CARROWBEG | Carrowbeg [T41,T42] | CARROWBEG |  | 53.8082 | -9.5277
MV/LV Substation FE***278Y |  | 10 kV | _ | LV | 400 kVA :Kiosk Substation | 0.4 | --> | 0.4 | 0.365 | 7.32 |  | --> | 0.38 | 0 | 0 | 0.385 | 0 |  | --> | C12 ex CARROWBEG | Carrowbeg [T41,T42] | CARROWBEG |  | 53.8031 | -9.5062
MV/LV Substation AR***283 |  | 10 kV | _ | LV | 100 kVA :Pole Substation | 0.1 | --> | 0.1 | 0.092 | 7.32 |  | --> | 0.095 | 0 | 0.005 | 0.092 | 0 |  | --> | C11 ex CARROWBEG | Carrowbeg [T41,T42] | CARROWBEG |  | 53.7958 | -9.5508
MV/LV Substation LO***292 |  | 20 kV | _ | LV | 200 kVA :Pole Substation | 0.2 | --> | 0.2 | 0.116 | 8.1 |  | --> | 0.19 | 0 | 0.009 | 0 | 0 | Constrained, otherwise capacity available =194 kW | --> | E11 ex WESTPORT | Westport [T421,T422] | CASTLEBAR |  | 53.7625 | -9.8086
MV/LV Substation TO***295Y |  | 10 kV | _ | LV | 400 kVA :Kiosk Substation | 0.4 | --> | 0.4 | 0.336 | 7.32 |  | --> | 0.38 | 0 | 0 | 0.389 | 0 |  | --> | C11 ex CARROWBEG | Carrowbeg [T41,T42] | CARROWBEG |  | 53.7959 | -9.5264
MV/LV Substation CE***296Y |  | 10 kV | _ | LV | 400 kVA :Kiosk Substation | 0.4 | --> | 0.4 | 0.336 | 7.32 |  | --> | 0.38 | 0 | 0.05 | 0.352 | 0 |  | --> | C11 ex CARROWBEG | Carrowbeg [T41,T42] | CARROWBEG |  | 53.8063 | -9.5241
MV/LV Substation RI***305Y |  | 20 kV | _ | LV | 50 kVA :Pole Substation | 0.05 | --> | 0.05 | 0.05 | 8.1 |  | --> | 0.048 | 0 | 0 | 0 | 0 | Constrained, otherwise capacity available =48 kW | --> | E11 ex WESTPORT | Westport [T421,T422] | CASTLEBAR |  | 53.7615 | -9.8079
MV/LV Substation BR***318Y |  | 10 kV | _ | LV | 1000 kVA :Building Structure | 1 | --> | 1 | 0.5 | 7.32 |  | --> | 0.95 | 0 | 0 | 0.5 | 0 |  | --> | C12 ex CARROWBEG | Carrowbeg [T41,T42] | CARROWBEG |  | 53.7981 | -9.5117
MV/LV Substation TR***324 |  | 20 kV | _ | LV | 630 kVA :Kiosk Substation | 0.63 | --> | 0.63 | 0.5 | 8.1 |  | --> | 0.598 | 0 | 0.006 | 0 | 0 | Constrained, otherwise capacity available =609 kW | --> | E11 ex WESTPORT | Westport [T421,T422] | CASTLEBAR |  | 53.7623 | -9.8065
MV/LV Substation KN***342 |  | 20 kV | _ | LV | 100 kVA :Pole Substation | 0.1 | --> | 0.1 | 0.081 | 8.1 |  | --> | 0.095 | 0 | 0 | 0 | 0 | Constrained, otherwise capacity available =98 kW | --> | E11 ex WESTPORT | Westport [T421,T422] | CASTLEBAR |  | 53.7786 | -9.5787
MV/LV Substation KN***344Y |  | 10 kV | _ | LV | 50 kVA :Pole Substation | 0.05 | --> | 0.05 | 0.036 | 7.32 |  | --> | 0.048 | 0 | 0 | 0.049 | 0 |  | --> | C12 ex CARROWBEG | Carrowbeg [T41,T42] | CARROWBEG |  | 53.7683 | -9.5197
MV/LV Substation KI***345 |  | 20 kV | _ | LV | 50 kVA :Pole Substation | 0.05 | --> | 0.05 | 0.047 | 8.1 |  | --> | 0.048 | 0 | 0 | 0 | 0 | Constrained, otherwise capacity available =48 kW | --> | E12 ex WESTPORT | Westport [T421,T422] | CASTLEBAR |  | 53.7482 | -9.3586
MV/LV Substation BA***346Y |  | 10 kV | _ | LV | 400 kVA :Building Structure | 0.4 | --> | 0.4 | 0.349 | 7.32 |  | --> | 0.38 | 0 | 0 | 0.387 | 0 |  | --> | C12 ex CARROWBEG | Carrowbeg [T41,T42] | CARROWBEG |  | 53.7846 | -9.4636
MV/LV Substation DE***357 |  | 10 kV | _ | LV | 100 kVA :Pole Substation | 0.1 | --> | 0.1 | 0.053 | 7.32 |  | --> | 0.095 | 0 | 0.028 | 0.08 | 0 |  | --> | C11 ex CARROWBEG | Carrowbeg [T41,T42] | CARROWBEG |  | 53.8061 | -9.522
MV/LV Substation MO***371Y |  | 20 kV | _ | LV | 100 kVA :Pole Substation | 0.1 | --> | 0.1 | 0.063 | 8.1 |  | --> | 0.095 | 0 | 0.01 | 0 | 0 | Constrained, otherwise capacity available =92 kW | --> | E11 ex WESTPORT | Westport [T421,T422] | CASTLEBAR |  | 53.7655 | -9.7922
MV/LV Substation RU***374 |  | 10 kV | _ | LV | 100 kVA :Pole Substation | 0.1 | --> | 0.1 | 0.098 | 7.32 |  | --> | 0.095 | 0 | 0 | 0.095 | 0 |  | --> | C14 ex CARROWBEG | Carrowbeg [T41,T42] | CARROWBEG |  | 53.8131 | -9.5823
MV/LV Substation HO***378 |  | 10 kV | _ | LV | 50 kVA :Pole Substation | 0.05 | --> | 0.05 | 0.044 | 7.32 |  | --> | 0.048 | 0 | 0 | 0.048 | 0 |  | --> | C14 ex CARROWBEG | Carrowbeg [T41,T42] | CARROWBEG |  | 53.8058 | -9.5972
MV/LV Substation RO***381Y |  | 20 kV | _ | LV | 100 kVA :Pole Substation | 0.1 | --> | 0.1 | 0.08 | 8.1 |  | --> | 0.095 | 0 | 0 | 0 | 0 | Constrained, otherwise capacity available =98 kW | --> | E16 ex WESTPORT | Westport [T421,T422] | CASTLEBAR |  | 53.7964 | -9.5597
MV/LV Substation RO***392 |  | 10 kV | _ | LV | 100 kVA :Pole Substation | 0.1 | --> | 0.1 | 0.096 | 1.67 |  | --> | 0.095 | 0 | 0 | 0.096 | 0 |  | --> | E14 ex NEWPORT | Newport [T421] | CARROWBEG |  | 53.8226 | -9.6199
MV/LV Substation SL***4005 |  | 20 kV | _ | LV | 100 kVA :Pole Substation | 0.1 | --> | 0.1 | 0.059 | 8.1 |  | --> | 0.095 | 0 | 0.014 | 0 | 0 | Constrained, otherwise capacity available =90 kW | --> | E16 ex WESTPORT | Westport [T421,T422] | CASTLEBAR |  | 53.7917 | -9.5368
MV/LV Substation LE***4010 |  | 20 kV | _ | LV | 50 kVA :Pole Substation | 0.05 | --> | 0.05 | 0.045 | 8.1 |  | --> | 0.048 | 0 | 0 | 0 | 0 | Constrained, otherwise capacity available =48 kW | --> | E16 ex WESTPORT | Westport [T421,T422] | CASTLEBAR |  | 53.5954 | -9.6903
MV/LV Substation NO***4015 |  | 10 kV | _ | LV | 400 kVA :Building Structure | 0.4 | --> | 0.4 | 0.281 | 7.32 |  | --> | 0.38 | 0 | 0 | 0.396 | 0 |  | --> | C11 ex CARROWBEG | Carrowbeg [T41,T42] | CARROWBEG |  | 53.8023 | -9.5262
MV/LV Substation RO***4032 |  | 20 kV | _ | LV | 50 kVA :Pole Substation | 0.05 | --> | 0.05 | 0.047 | 8.1 |  | --> | 0.048 | 0 | 0 | 0 | 0 | Constrained, otherwise capacity available =48 kW | --> | E16 ex WESTPORT | Westport [T421,T422] | CASTLEBAR |  | 53.7975 | -9.5604
MV/LV Substation BO***4033 |  | 10 kV | _ | LV | 100 kVA :Pole Substation | 0.1 | --> | 0.1 | 0.094 | 7.32 |  | --> | 0.095 | 0 | 0 | 0.096 | 0 |  | --> | C12 ex CARROWBEG | Carrowbeg [T41,T42] | CARROWBEG |  | 53.805 | -9.5095
MV/LV Substation CO***4082 |  | 20 kV | _ | LV | 50 kVA :Pole Substation | 0.05 | --> | 0.05 | 0.05 | 8.1 |  | --> | 0.048 | 0 | 0 | 0 | 0 | Constrained, otherwise capacity available =48 kW | --> | E11 ex WESTPORT | Westport [T421,T422] | CASTLEBAR |  | 53.8031 | -9.9522
MV/LV Substation DR***4094 |  | 20 kV | _ | LV | 50 kVA :Pole Substation | 0.05 | --> | 0.05 | 0.05 | 8.1 |  | --> | 0.048 | 0 | 0 | 0 | 0 | Constrained, otherwise capacity available =48 kW | --> | E15 ex WESTPORT | Westport [T421,T422] | CASTLEBAR |  | 53.8198 | -9.4219
MV/LV Substation TE***4095 |  | 10 kV | _ | LV | 200 kVA :Pole Substation | 0.2 | --> | 0.2 | 0.198 | 7.32 |  | --> | 0.19 | 0 | 0 | 0.19 | 0 |  | --> | C12 ex CARROWBEG | Carrowbeg [T41,T42] | CARROWBEG |  | 53.7506 | -9.4428
MV/LV Substation CA***4123 |  | 20 kV | _ | LV | 50 kVA :Pole Substation | 0.05 | --> | 0.05 | 0.048 | 8.1 |  | --> | 0.048 | 0 | 0 | 0 | 0 | Constrained, otherwise capacity available =48 kW | --> | E11 ex WESTPORT | Westport [T421,T422] | CASTLEBAR |  | 53.7785 | -9.5268
MV/LV Substation DA***4126 |  | 20 kV | _ | LV | 50 kVA :Pole Substation | 0.05 | --> | 0.05 | 0.049 | 8.1 |  | --> | 0.048 | 0 | 0 | 0 | 0 | Constrained, otherwise capacity available =48 kW | --> | E16 ex WESTPORT | Westport [T421,T422] | CASTLEBAR |  | 53.6918 | -9.5645
MV/LV Substation IN***4134 |  | 20 kV | _ | LV | 100 kVA :Pole Substation | 0.1 | --> | 0.1 | 0 | 0 | Constrained, otherwise capacity available =100 kVA | --> | 0.095 | 0 | 0 | 0 | 0 | Constrained, otherwise capacity available =95 kW | --> | E00 ex INISH TURK |  |  |  | 53.7049 | -10.0922
MV/LV Substation ST***414 |  | 20 kV | _ | LV | 50 kVA :Pole Substation | 0.05 | --> | 0.05 | 0.038 | 8.1 |  | --> | 0.048 | 0 | 0.009 | 0 | 0 | Constrained, otherwise capacity available =42 kW | --> | E12 ex WESTPORT | Westport [T421,T422] | CASTLEBAR |  | 53.7821 | -9.4429
MV/LV Substation IN***4147 |  | 20 kV | _ | LV | 50 kVA :Pole Substation | 0.05 | --> | 0.05 | 0 | 0 | Constrained, otherwise capacity available =50 kVA | --> | 0.048 | 0 | 0 | 0 | 0 | Constrained, otherwise capacity available =48 kW | --> | E00 ex INISH TURK |  |  |  | 53.7066 | -10.0901
MV/LV Substation WE***4154 |  | 10 kV | _ | LV | 630 kVA :Kiosk Substation | 0.63 | --> | 0.63 | 0.5 | 7.32 |  | --> | 0.598 | 0 | 0 | 0.5 | 0 |  | --> | C11 ex CARROWBEG | Carrowbeg [T41,T42] | CARROWBEG |  | 53.8072 | -9.5347
MV/LV Substation MO***4160 |  | 10 kV | _ | LV | 400 kVA :Kiosk Substation | 0.4 | --> | 0.4 | 0.355 | 7.32 |  | --> | 0.38 | 0 | 0.027 | 0.366 | 0 |  | --> | C12 ex CARROWBEG | Carrowbeg [T41,T42] | CARROWBEG |  | 53.809 | -9.5048
MV/LV Substation RY***4169 |  | 10 kV | _ | LV | 100 kVA :Pole Substation | 0.1 | --> | 0.1 | 0.09 | 7.32 |  | --> | 0.095 | 0 | 0 | 0.096 | 0 |  | --> | C12 ex CARROWBEG | Carrowbeg [T41,T42] | CARROWBEG |  | 53.8072 | -9.5028
MV/LV Substation KI***4178 |  | 20 kV | _ | LV | 50 kVA :Pole Substation | 0.05 | --> | 0.05 | 0.05 | 8.1 |  | --> | 0.048 | 0 | 0 | 0 | 0 | Constrained, otherwise capacity available =48 kW | --> | E12 ex WESTPORT | Westport [T421,T422] | CASTLEBAR |  | 53.7626 | -9.3623
MV/LV Substation QU***417X |  | 10 kV | _ | LV | 50 kVA :Pole Substation | 0.05 | --> | 0.05 | 0.039 | 7.32 |  | --> | 0.048 | 0 | 0.021 | 0.033 | 0 |  | --> | C14 ex CARROWBEG | Carrowbeg [T41,T42] | CARROWBEG |  | 53.8151 | -9.5663
MV/LV Substation TE***4206 |  | 10 kV | _ | LV | 50 kVA :Pole Substation | 0.05 | --> | 0.05 | 0.05 | 7.32 |  | --> | 0.048 | 0 | 0 | 0.048 | 0 |  | --> | C12 ex CARROWBEG | Carrowbeg [T41,T42] | CARROWBEG |  | 53.754 | -9.4533
MV/LV Substation GO***4227 |  | 10 kV | _ | LV | 50 kVA :Pole Substation | 0.05 | --> | 0.05 | 0.05 | 7.32 |  | --> | 0.048 | 0 | 0 | 0.048 | 0 |  | --> | C14 ex CARROWBEG | Carrowbeg [T41,T42] | CARROWBEG |  | 53.8076 | -9.5162
MV/LV Substation RO***4235 |  | 20 kV | _ | LV | 50 kVA :Pole Substation | 0.05 | --> | 0.05 | 0.05 | 8.1 |  | --> | 0.048 | 0 | 0 | 0 | 0 | Constrained, otherwise capacity available =48 kW | --> | E16 ex WESTPORT | Westport [T421,T422] | CASTLEBAR |  | 53.794 | -9.5545
MV/LV Substation N5***4241 |  | 20 kV | _ | LV | 50 kVA :Pole Substation | 0.05 | --> | 0.05 | 0.05 | 8.1 |  | --> | 0.048 | 0 | 0 | 0 | 0 | Constrained, otherwise capacity available =48 kW | --> | E18 ex WESTPORT | Westport [T421,T422] | CASTLEBAR |  | 53.8043 | -9.4977
MV/LV Substation RU***4243 |  | 10 kV | _ | LV | 50 kVA :Pole Substation | 0.05 | --> | 0.05 | 0.05 | 7.32 |  | --> | 0.048 | 0 | 0 | 0.048 | 0 |  | --> | C11 ex CARROWBEG | Carrowbeg [T41,T42] | CARROWBEG |  | 53.8081 | -9.5381
MV/LV Substation KI***4255 |  | 20 kV | _ | LV | 50 kVA :Pole Substation | 0.05 | --> | 0.05 | 0.049 | 8.1 |  | --> | 0.048 | 0 | 0 | 0 | 0 | Constrained, otherwise capacity available =48 kW | --> | E11 ex WESTPORT | Westport [T421,T422] | CASTLEBAR |  | 53.7128 | -9.8821
MV/LV Substation IR***4258 |  | 10 kV | _ | LV | 630 kVA :Kiosk Substation | 0.63 | --> | 0.63 | 0.5 | 7.32 |  | --> | 0.598 | 0 | 0 | 0.5 | 0 |  | --> | C12 ex CARROWBEG | Carrowbeg [T41,T42] | CARROWBEG |  | 53.7965 | -9.5108
MV/LV Substation MO***4262 |  | 20 kV | _ | LV | 50 kVA :Pole Substation | 0.05 | --> | 0.05 | 0.05 | 8.1 |  | --> | 0.048 | 0 | 0 | 0 | 0 | Constrained, otherwise capacity available =48 kW | --> | E16 ex WESTPORT | Westport [T421,T422] | CASTLEBAR |  | 53.724 | -9.5443
MV/LV Substation LI***4270 |  | 20 kV | _ | LV | 50 kVA :Pole Substation | 0.05 | --> | 0.05 | 0.05 | 8.1 |  | --> | 0.048 | 0 | 0 | 0 | 0 | Constrained, otherwise capacity available =48 kW | --> | E16 ex WESTPORT | Westport [T421,T422] | CASTLEBAR |  | 53.7387 | -9.5527
MV/LV Substation IN***4280 |  | 10 kV | _ | LV | 100 kVA :Pole Substation | 0.1 | --> | 0.1 | 0.094 | 7.32 |  | --> | 0.095 | 0 | 0.03 | 0.074 | 0 |  | --> | C11 ex CARROWBEG | Carrowbeg [T41,T42] | CARROWBEG |  | 53.8077 | -9.5418
MV/LV Substation WP***4281 |  | 10 kV | _ | LV | 100 kVA :Pole Substation | 0.1 | --> | 0.1 | 0.1 | 7.32 |  | --> | 0.095 | 0 | 0 | 0.095 | 0 |  | --> | C11 ex CARROWBEG | Carrowbeg [T41,T42] | CARROWBEG |  | 53.8091 | -9.5454
MV/LV Substation CL***4292 |  | 20 kV | _ | LV | 100 kVA :Pole Substation | 0.1 | --> | 0.1 | 0.1 | 8.1 |  | --> | 0.095 | 0 | 0 | 0 | 0 | Constrained, otherwise capacity available =95 kW | --> | E16 ex WESTPORT | Westport [T421,T422] | CASTLEBAR |  | 53.7911 | -9.5509
MV/LV Substation KN***4311 |  | 20 kV | _ | LV | 50 kVA :Pole Substation | 0.05 | --> | 0.05 | 0.05 | 8.1 |  | --> | 0.048 | 0 | 0 | 0 | 0 | Constrained, otherwise capacity available =48 kW | --> | E12 ex WESTPORT | Westport [T421,T422] | CASTLEBAR |  | 53.7872 | -9.4624
MV/LV Substation TE***4312 |  | 10 kV | _ | LV | 50 kVA :Pole Substation | 0.05 | --> | 0.05 | 0.05 | 7.32 |  | --> | 0.048 | 0 | 0 | 0.048 | 0 |  | --> | C12 ex CARROWBEG | Carrowbeg [T41,T42] | CARROWBEG |  | 53.7528 | -9.4498
MV/LV Substation RO***4320 |  | 20 kV | _ | LV | 100 kVA :Pole Substation | 0.1 | --> | 0.1 | 0.1 | 8.1 |  | --> | 0.095 | 0 | 0 | 0 | 0 | Constrained, otherwise capacity available =95 kW | --> | E16 ex WESTPORT | Westport [T421,T422] | CASTLEBAR |  | 53.7952 | -9.5546
MV/LV Substation MU***441X |  | 20 kV | _ | LV | 100 kVA :Pole Substation | 0.1 | --> | 0.1 | 0.094 | 8.1 |  | --> | 0.095 | 0 | 0 | 0 | 0 | Constrained, otherwise capacity available =96 kW | --> | E11 ex WESTPORT | Westport [T421,T422] | CASTLEBAR |  | 53.7792 | -9.6394
MV/LV Substation LO***450X |  | 20 kV | _ | LV | 630 kVA :Kiosk Substation | 0.63 | --> | 0.63 | 0.5 | 8.1 |  | --> | 0.598 | 0 | 0.006 | 0 | 0 | Constrained, otherwise capacity available =606 kW | --> | E11 ex WESTPORT | Westport [T421,T422] | CASTLEBAR |  | 53.764 | -9.8045
MV/LV Substation OL***470X |  | 20 kV | _ | LV | 50 kVA :Pole Substation | 0.05 | --> | 0.05 | 0.042 | 8.1 |  | --> | 0.048 | 0 | 0 | 0 | 0 | Constrained, otherwise capacity available =48 kW | --> | E11 ex WESTPORT | Westport [T421,T422] | CASTLEBAR |  | 53.7745 | -9.771
MV/LV Substation ST***476 |  | 10 kV | _ | LV | 200 kVA :Pole Substation | 0.2 | --> | 0.2 | 0.184 | 7.32 |  | --> | 0.19 | 0 | 0 | 0.192 | 0 |  | --> | C12 ex CARROWBEG | Carrowbeg [T41,T42] | CARROWBEG |  | 53.8047 | -9.5088
MV/LV Substation WE***480 |  | 10 kV | _ | LV | 50 kVA :Pole Substation | 0.05 | --> | 0.05 | 0.03 | 7.32 |  | --> | 0.048 | 0 | 0 | 0.05 | 0 |  | --> | C11 ex CARROWBEG | Carrowbeg [T41,T42] | CARROWBEG |  | 53.8022 | -9.5356
MV/LV Substation WE***481 |  | 10 kV | _ | LV | 630 kVA :Building Structure | 0.63 | --> | 0.63 | 0.5 | 7.32 |  | --> | 0.598 | 0 | 0 | 0.5 | 0 |  | --> | C11 ex CARROWBEG | Carrowbeg [T41,T42] | CARROWBEG |  | 53.8061 | -9.5397
MV/LV Substation KN***485 |  | 10 kV | _ | LV | 50 kVA :Pole Substation | 0.05 | --> | 0.05 | 0.032 | 7.32 |  | --> | 0.048 | 0 | 0.01 | 0.042 | 0 |  | --> | C12 ex CARROWBEG | Carrowbeg [T41,T42] | CARROWBEG |  | 53.8002 | -9.5086
MV/LV Substation RO***498X |  | 20 kV | _ | LV | 50 kVA :Pole Substation | 0.05 | --> | 0.05 | 0.041 | 8.1 |  | --> | 0.048 | 0 | 0.005 | 0 | 0 | Constrained, otherwise capacity available =45 kW | --> | E16 ex WESTPORT | Westport [T421,T422] | CASTLEBAR |  | 53.7981 | -9.5618
MV/LV Substation BA***505X |  | 10 kV | _ | LV | 100 kVA :Pole Substation | 0.1 | --> | 0.1 | 0.097 | 7.32 |  | --> | 0.095 | 0 | 0 | 0.095 | 0 |  | --> | C12 ex CARROWBEG | Carrowbeg [T41,T42] | CARROWBEG |  | 53.7845 | -9.4691
MV/LV Substation CA***517 |  | 20 kV | _ | LV | 50 kVA :Pole Substation | 0.05 | --> | 0.05 | 0.028 | 8.1 |  | --> | 0.048 | 0 | 0.02 | 0 | 0 | Constrained, otherwise capacity available =36 kW | --> | E16 ex WESTPORT | Westport [T421,T422] | CASTLEBAR |  | 53.7874 | -9.5231
MV/LV Substation RO***521 |  | 20 kV | _ | LV | 50 kVA :Pole Substation | 0.05 | --> | 0.05 | 0.026 | 8.1 |  | --> | 0.048 | 0 | 0.04 | 0 | 0 | Constrained, otherwise capacity available =21 kW | --> | E16 ex WESTPORT | Westport [T421,T422] | CASTLEBAR |  | 53.7918 | -9.5516
MV/LV Substation RO***522 |  | 20 kV | _ | LV | 100 kVA :Pole Substation | 0.1 | --> | 0.1 | 0.074 | 8.1 |  | --> | 0.095 | 0 | 0.005 | 0 | 0 | Constrained, otherwise capacity available =95 kW | --> | E16 ex WESTPORT | Westport [T421,T422] | CASTLEBAR |  | 53.7939 | -9.5593
MV/LV Substation CA***534X |  | 10 kV | _ | LV | 50 kVA :Pole Substation | 0.05 | --> | 0.05 | 0.041 | 7.32 |  | --> | 0.048 | 0 | 0 | 0.049 | 0 |  | --> | C11 ex CARROWBEG | Carrowbeg [T41,T42] | CARROWBEG |  | 53.7943 | -9.5306
MV/LV Substation ST***535 |  | 20 kV | _ | LV | 50 kVA :Pole Substation | 0.05 | --> | 0.05 | 0.046 | 8.1 |  | --> | 0.048 | 0 | 0.005 | 0 | 0 | Constrained, otherwise capacity available =44 kW | --> | E11 ex WESTPORT | Westport [T421,T422] | CASTLEBAR |  | 53.7886 | -9.5688
MV/LV Substation BE***537 |  | 20 kV | _ | LV | 50 kVA :Pole Substation | 0.05 | --> | 0.05 | 0.025 | 8.1 |  | --> | 0.048 | 0 | 0.017 | 0 | 0 | Constrained, otherwise capacity available =38 kW | --> | E11 ex WESTPORT | Westport [T421,T422] | CASTLEBAR |  | 53.7806 | -9.5725
MV/LV Substation WE***545X |  | 10 kV | _ | LV | 200 kVA :Kiosk Substation | 0.2 | --> | 0.2 | 0.182 | 7.32 |  | --> | 0.19 | 0 | 0 | 0.192 | 0 |  | --> | C14 ex CARROWBEG | Carrowbeg [T41,T42] | CARROWBEG |  | 53.8128 | -9.5633
MV/LV Substation MU***547 |  | 20 kV | _ | LV | 100 kVA :Pole Substation | 0.1 | --> | 0.1 | 0.063 | 8.1 |  | --> | 0.095 | 0 | 0 | 0 | 0 | Constrained, otherwise capacity available =100 kW | --> | E11 ex WESTPORT | Westport [T421,T422] | CASTLEBAR |  | 53.7812 | -9.645
MV/LV Substation KN***551X |  | 10 kV | _ | LV | 200 kVA :Kiosk Substation | 0.2 | --> | 0.2 | 0.157 | 7.32 |  | --> | 0.19 | 0 | 0.055 | 0.155 | 0 |  | --> | C12 ex CARROWBEG | Carrowbeg [T41,T42] | CARROWBEG |  | 53.8018 | -9.5048
MV/LV Substation OL***563 |  | 20 kV | _ | LV | 100 kVA :Pole Substation | 0.1 | --> | 0.1 | 0.082 | 8.1 |  | --> | 0.095 | 0 | 0 | 0 | 0 | Constrained, otherwise capacity available =97 kW | --> | E11 ex WESTPORT | Westport [T421,T422] | CASTLEBAR |  | 53.7755 | -9.7762
MV/LV Substation AN***563X |  | 20 kV | _ | LV | 50 kVA :Pole Substation | 0.05 | --> | 0.05 | 0.039 | 8.1 |  | --> | 0.048 | 0 | 0 | 0 | 0 | Constrained, otherwise capacity available =49 kW | --> | E16 ex WESTPORT | Westport [T421,T422] | CASTLEBAR |  | 53.5934 | -9.6921
MV/LV Substation OS***567X |  | 20 kV | _ | LV | 100 kVA :Pole Substation | 0.1 | --> | 0.1 | 0.036 | 8.1 |  | --> | 0.095 | 0 | 0 | 0 | 0 | Constrained, otherwise capacity available =103 kW | --> | E16 ex WESTPORT | Westport [T421,T422] | CASTLEBAR |  | 53.594 | -9.7051
MV/LV Substation LE***568X |  | 20 kV | _ | LV | 200 kVA :Pole Substation | 0.2 | --> | 0.2 | 0.156 | 8.1 |  | --> | 0.19 | 0 | 0.011 | 0 | 0 | Constrained, otherwise capacity available =188 kW | --> | E16 ex WESTPORT | Westport [T421,T422] | CASTLEBAR |  | 53.5959 | -9.6934
MV/LV Substation SC***570X |  | 20 kV | _ | LV | 50 kVA :Pole Substation | 0.05 | --> | 0.05 | 0.036 | 8.1 |  | --> | 0.048 | 0 | 0.005 | 0 | 0 | Constrained, otherwise capacity available =46 kW | --> | E16 ex WESTPORT | Westport [T421,T422] | CASTLEBAR |  | 53.598 | -9.6919
MV/LV Substation TO***581 |  | 20 kV | _ | LV | 100 kVA :Pole Substation | 0.1 | --> | 0.1 | 0.092 | 8.1 |  | --> | 0.095 | 0 | 0 | 0 | 0 | Constrained, otherwise capacity available =96 kW | --> | E11 ex WESTPORT | Westport [T421,T422] | CASTLEBAR |  | 53.7635 | -9.7939
MV/LV Substation WE***582 |  | 20 kV | _ | LV | 200 kVA :Pole Substation | 0.2 | --> | 0.2 | 0.2 | 8.1 |  | --> | 0.19 | 0 | 0 | 0 | 0 | Constrained, otherwise capacity available =190 kW | --> | E11 ex WESTPORT | Westport [T421,T422] | CASTLEBAR |  | 53.7653 | -9.8067
MV/LV Substation OL***589X |  | 20 kV | _ | LV | 100 kVA :Pole Substation | 0.1 | --> | 0.1 | 0.092 | 8.1 |  | --> | 0.095 | 0 | 0 | 0 | 0 | Constrained, otherwise capacity available =96 kW | --> | E11 ex WESTPORT | Westport [T421,T422] | CASTLEBAR |  | 53.7764 | -9.7708
MV/LV Substation KI***595X |  | 20 kV | _ | LV | 50 kVA :Pole Substation | 0.05 | --> | 0.05 | 0.047 | 8.1 |  | --> | 0.048 | 0 | 0 | 0 | 0 | Constrained, otherwise capacity available =48 kW | --> | E11 ex WESTPORT | Westport [T421,T422] | CASTLEBAR |  | 53.771 | -9.7437
MV/LV Substation DE***604X |  | 20 kV | _ | LV | 200 kVA :Pole Substation | 0.2 | --> | 0.2 | 0.12 | 8.1 |  | --> | 0.19 | 0 | 0.011 | 0 | 0 | Constrained, otherwise capacity available =192 kW | --> | E16 ex WESTPORT | Westport [T421,T422] | CASTLEBAR |  | 53.622 | -9.7562
MV/LV Substation DR***605X |  | 20 kV | _ | LV | 50 kVA :Pole Substation | 0.05 | --> | 0.05 | 0 | 8.1 |  | --> | 0.048 | 0 | 0 | 0 | 0 | Constrained, otherwise capacity available =55 kW | --> | E15 ex WESTPORT | Westport [T421,T422] | CASTLEBAR |  | 53.8035 | -9.4849
MV/LV Substation HA***625X |  | 10 kV | _ | LV | 630 kVA :Building Structure | 0.63 | --> | 0.63 | 0.5 | 7.32 |  | --> | 0.598 | 0 | 0 | 0.5 | 0 |  | --> | C11 ex CARROWBEG | Carrowbeg [T41,T42] | CARROWBEG |  | 53.8 | -9.5479
MV/LV Substation KN***627X |  | 10 kV | _ | LV | 630 kVA :Kiosk Substation | 0.63 | --> | 0.63 | 0.5 | 7.32 |  | --> | 0.598 | 0 | 0 | 0.5 | 0 |  | --> | C12 ex CARROWBEG | Carrowbeg [T41,T42] | CARROWBEG |  | 53.8024 | -9.5072
MV/LV Substation SH***633 |  | 20 kV | _ | LV | 50 kVA :Pole Substation | 0.05 | --> | 0.05 | 0.032 | 8.1 |  | --> | 0.048 | 0 | 0.023 | 0 | 0 | Constrained, otherwise capacity available =33 kW | --> | E15 ex WESTPORT | Westport [T421,T422] | CASTLEBAR |  | 53.803 | -9.4915
MV/LV Substation SA***640X |  | 10 kV | _ | LV | 400 kVA :Kiosk Substation | 0.4 | --> | 0.4 | 0.206 | 7.32 |  | --> | 0.38 | 0 | 0.009 | 0.399 | 0 |  | --> | C13 ex CARROWBEG | Carrowbeg [T41,T42] | CARROWBEG |  | 53.7968 | -9.5215
MV/LV Substation KI***643X |  | 20 kV | _ | LV | 50 kVA :Pole Substation | 0.05 | --> | 0.05 | 0.039 | 8.1 |  | --> | 0.048 | 0 | 0 | 0 | 0 | Constrained, otherwise capacity available =49 kW | --> | E15 ex WESTPORT | Westport [T421,T422] | CASTLEBAR |  | 53.8122 | -9.4204
MV/LV Substation BU***658X |  | 20 kV | _ | LV | 100 kVA :Pole Substation | 0.1 | --> | 0.1 | 0.072 | 8.1 |  | --> | 0.095 | 0 | 0.02 | 0 | 0 | Constrained, otherwise capacity available =84 kW | --> | E11 ex WESTPORT | Westport [T421,T422] | CASTLEBAR |  | 53.7675 | -9.8081
MV/LV Substation DR***668 |  | 20 kV | _ | LV | 200 kVA :Pole Substation | 0.2 | --> | 0.2 | 0.164 | 8.1 |  | --> | 0.19 | 0 | 0.01 | 0 | 0 | Constrained, otherwise capacity available =187 kW | --> | E18 ex WESTPORT | Westport [T421,T422] | CASTLEBAR |  | 53.8045 | -9.4957
MV/LV Substation ER***676X |  | 20 kV | _ | LV | 50 kVA :Pole Substation | 0.05 | --> | 0.05 | 0.049 | 8.1 |  | --> | 0.048 | 0 | 0 | 0 | 0 | Constrained, otherwise capacity available =48 kW | --> | E16 ex WESTPORT | Westport [T421,T422] | CASTLEBAR |  | 53.6751 | -9.5453
MV/LV Substation GA***692X |  | 10 kV | _ | LV | 50 kVA :Pole Substation | 0.05 | --> | 0.05 | 0.049 | 7.32 |  | --> | 0.048 | 0 | 0 | 0.048 | 0 |  | --> | C12 ex CARROWBEG | Carrowbeg [T41,T42] | CARROWBEG |  | 53.7739 | -9.498
MV/LV Substation FU***734X |  | 10 kV | _ | LV | 100 kVA :Pole Substation | 0.1 | --> | 0.1 | 0.1 | 7.32 |  | --> | 0.095 | 0 | 0 | 0.095 | 0 |  | --> | C11 ex CARROWBEG | Carrowbeg [T41,T42] | CARROWBEG |  | 53.8014 | -9.5376
MV/LV Substation MI***741X |  | 10 kV | _ | LV | 400 kVA :Building Structure | 0.4 | --> | 0.4 | 0.238 | 7.32 |  | --> | 0.38 | 0 | 0.01 | 0.394 | 0 |  | --> | C13 ex CARROWBEG | Carrowbeg [T41,T42] | CARROWBEG |  | 53.7986 | -9.522
MV/LV Substation SI***742X |  | 10 kV | _ | LV | 100 kVA :Pole Substation | 0.1 | --> | 0.1 | 0.097 | 7.32 |  | --> | 0.095 | 0 | 0 | 0.095 | 0 |  | --> | C13 ex CARROWBEG | Carrowbeg [T41,T42] | CARROWBEG |  | 53.8059 | -9.5136
MV/LV Substation AT***749X |  | 10 kV | _ | LV | 630 kVA :Kiosk Substation | 0.63 | --> | 0.63 | 0.5 | 7.32 |  | --> | 0.598 | 0 | 0 | 0.5 | 0 |  | --> | C11 ex CARROWBEG | Carrowbeg [T41,T42] | CARROWBEG |  | 53.7995 | -9.5496
MV/LV Substation CI***751X |  | 10 kV | _ | LV | 400 kVA :Building Structure | 0.4 | --> | 0.4 | 0.351 | 7.32 |  | --> | 0.38 | 0 | 0 | 0.387 | 0 |  | --> | C11 ex CARROWBEG | Carrowbeg [T41,T42] | CARROWBEG |  | 53.8001 | -9.5465
MV/LV Substation MU***763 |  | 20 kV | _ | LV | 100 kVA :Pole Substation | 0.1 | --> | 0.1 | 0.056 | 8.1 |  | --> | 0.095 | 0 | 0 | 0 | 0 | Constrained, otherwise capacity available =101 kW | --> | E11 ex WESTPORT | Westport [T421,T422] | CASTLEBAR |  | 53.7778 | -9.6315
MV/LV Substation FA***766 |  | 20 kV | _ | LV | 50 kVA :Pole Substation | 0.05 | --> | 0.05 | 0.038 | 8.1 |  | --> | 0.048 | 0 | 0 | 0 | 0 | Constrained, otherwise capacity available =49 kW | --> | E11 ex WESTPORT | Westport [T421,T422] | CASTLEBAR |  | 53.7704 | -9.7497
MV/LV Substation LE***770X |  | 10 kV | _ | LV | 400 kVA :Building Structure | 0.4 | --> | 0.4 | 0.242 | 7.32 |  | --> | 0.38 | 0 | 0 | 0.401 | 0 |  | --> | C13 ex CARROWBEG | Carrowbeg [T41,T42] | CARROWBEG |  | 53.7999 | -9.5255
MV/LV Substation DU***777X |  | 20 kV | _ | LV | 200 kVA :Pole Substation | 0.2 | --> | 0.2 | 0.178 | 8.1 |  | --> | 0.19 | 0 | 0 | 0 | 0 | Constrained, otherwise capacity available =193 kW | --> | E16 ex WESTPORT | Westport [T421,T422] | CASTLEBAR |  | 53.6739 | -9.5465
MV/LV Substation WA***783 |  | 20 kV | _ | LV | 50 kVA :Pole Substation | 0.05 | --> | 0.05 | 0.004 | 8.1 |  | --> | 0.048 | 0 | 0 | 0 | 0 | Constrained, otherwise capacity available =53 kW | --> | E16 ex WESTPORT | Westport [T421,T422] | CASTLEBAR |  | 53.7551 | -9.5557
MV/LV Substation JA***789X |  | 10 kV | _ | LV | 400 kVA :Kiosk Substation | 0.4 | --> | 0.4 | 0.202 | 7.32 |  | --> | 0.38 | 0 | 0.006 | 0.402 | 0 |  | --> | C13 ex CARROWBEG | Carrowbeg [T41,T42] | CARROWBEG |  | 53.7999 | -9.5229
MV/LV Substation WO***790 |  | 20 kV | _ | LV | 100 kVA :Pole Substation | 0.1 | --> | 0.1 | 0.086 | 8.1 |  | --> | 0.095 | 0 | 0 | 0 | 0 | Constrained, otherwise capacity available =97 kW | --> | E16 ex WESTPORT | Westport [T421,T422] | CASTLEBAR |  | 53.7673 | -9.5555
MV/LV Substation CA***800X |  | 10 kV | _ | LV | 100 kVA :Pole Substation | 0.1 | --> | 0.1 | 0.059 | 7.32 |  | --> | 0.095 | 0 | 0.01 | 0.093 | 0 |  | --> | C12 ex CARROWBEG | Carrowbeg [T41,T42] | CARROWBEG |  | 53.8075 | -9.5026
MV/LV Substation HI***801 |  | 20 kV | _ | LV | 100 kVA :Pole Substation | 0.1 | --> | 0.1 | 0.053 | 8.1 |  | --> | 0.095 | 0 | 0 | 0 | 0 | Constrained, otherwise capacity available =101 kW | --> | E15 ex WESTPORT | Westport [T421,T422] | CASTLEBAR |  | 53.8029 | -9.473
MV/LV Substation HA***807 |  | 20 kV | _ | LV | 50 kVA :Pole Substation | 0.05 | --> | 0.05 | 0.046 | 8.1 |  | --> | 0.048 | 0 | 0 | 0 | 0 | Constrained, otherwise capacity available =48 kW | --> | E15 ex WESTPORT | Westport [T421,T422] | CASTLEBAR |  | 53.8143 | -9.4069
MV/LV Substation HO***807X |  | 10 kV | _ | LV | 400 kVA :Building Structure | 0.4 | --> | 0.4 | 0.321 | 7.32 |  | --> | 0.38 | 0 | 0 | 0.391 | 0 |  | --> | C11 ex CARROWBEG | Carrowbeg [T41,T42] | CARROWBEG |  | 53.7993 | -9.5466
MV/LV Substation FA***813 |  | 20 kV | _ | LV | 200 kVA :Pole Substation | 0.2 | --> | 0.2 | 0.169 | 8.1 |  | --> | 0.19 | 0 | 0.005 | 0 | 0 | Constrained, otherwise capacity available =190 kW | --> | E18 ex WESTPORT | Westport [T421,T422] | CASTLEBAR |  | 53.8332 | -9.4693
MV/LV Substation RE***819X |  | 20 kV | _ | LV | 100 kVA :Pole Substation | 0.1 | --> | 0.1 | 0.099 | 8.1 |  | --> | 0.095 | 0 | 0 | 0 | 0 | Constrained, otherwise capacity available =95 kW | --> | E11 ex WESTPORT | Westport [T421,T422] | CASTLEBAR |  | 53.7786 | -9.6403
MV/LV Substation KI***826 |  | 20 kV | _ | LV | 50 kVA :Pole Substation | 0.05 | --> | 0.05 | 0.05 | 8.1 |  | --> | 0.048 | 0 | 0 | 0 | 0 | Constrained, otherwise capacity available =48 kW | --> | E12 ex WESTPORT | Westport [T421,T422] | CASTLEBAR |  | 53.7566 | -9.369
MV/LV Substation DR***834 |  | 20 kV | _ | LV | 50 kVA :Pole Substation | 0.05 | --> | 0.05 | 0.05 | 8.1 |  | --> | 0.048 | 0 | 0 | 0 | 0 | Constrained, otherwise capacity available =48 kW | --> | E18 ex WESTPORT | Westport [T421,T422] | CASTLEBAR |  | 53.8208 | -9.4776
MV/LV Substation BA***838X |  | 10 kV | _ | LV | 50 kVA :Pole Substation | 0.05 | --> | 0.05 | 0.05 | 7.32 |  | --> | 0.048 | 0 | 0 | 0.048 | 0 |  | --> | C12 ex CARROWBEG | Carrowbeg [T41,T42] | CARROWBEG |  | 53.7845 | -9.479
MV/LV Substation LO***854X |  | 10 kV | _ | LV | 400 kVA :Building Structure | 0.4 | --> | 0.4 | 0.364 | 7.32 |  | --> | 0.38 | 0 | 0 | 0.385 | 0 |  | --> | C12 ex CARROWBEG | Carrowbeg [T41,T42] | CARROWBEG |  | 53.8054 | -9.5062
MV/LV Substation KN***858X |  | 20 kV | _ | LV | 50 kVA :Pole Substation | 0.05 | --> | 0.05 | 0.031 | 8.1 |  | --> | 0.048 | 0 | 0 | 0 | 0 | Constrained, otherwise capacity available =50 kW | --> | E16 ex WESTPORT | Westport [T421,T422] | CASTLEBAR |  | 53.7609 | -9.5519
MV/LV Substation FA***860X |  | 10 kV | _ | LV | 400 kVA :Kiosk Substation | 0.4 | --> | 0.4 | 0.327 | 7.32 |  | --> | 0.38 | 0 | 0.058 | 0.347 | 0 |  | --> | C11 ex CARROWBEG | Carrowbeg [T41,T42] | CARROWBEG |  | 53.8041 | -9.5304
MV/LV Substation HA***872X |  | 20 kV | _ | LV | 100 kVA :Pole Substation | 0.1 | --> | 0.1 | 0.097 | 8.1 |  | --> | 0.095 | 0 | 0 | 0 | 0 | Constrained, otherwise capacity available =96 kW | --> | E11 ex WESTPORT | Westport [T421,T422] | CASTLEBAR |  | 53.8004 | -9.9544
MV/LV Substation HO***889X |  | 20 kV | _ | LV | 50 kVA :Pole Substation | 0.05 | --> | 0.05 | 0.048 | 8.1 |  | --> | 0.048 | 0 | 0 | 0 | 0 | Constrained, otherwise capacity available =48 kW | --> | E11 ex WESTPORT | Westport [T421,T422] | CASTLEBAR |  | 53.8037 | -9.9505
MV/LV Substation WE***926X |  | 10 kV | _ | LV | 630 kVA :Kiosk Substation | 0.63 | --> | 0.63 | 0.5 | 7.32 |  | --> | 0.598 | 0 | 0.079 | 0.5 | 0 |  | --> | C14 ex CARROWBEG | Carrowbeg [T41,T42] | CARROWBEG |  | 53.8097 | -9.5393
MV/LV Substation AR***934 |  | 20 kV | _ | LV | 200 kVA :Kiosk Substation | 0.2 | --> | 0.2 | 0.161 | 8.1 |  | --> | 0.19 | 0 | 0 | 0 | 0 | Constrained, otherwise capacity available =195 kW | --> | E11 ex WESTPORT | Westport [T421,T422] | CASTLEBAR |  | 53.7584 | -9.8127
MV/LV Substation SU***947X |  | 10 kV | _ | LV | 400 kVA :Building Structure | 0.4 | --> | 0.4 | 0.174 | 7.32 |  | --> | 0.38 | 0 | 0 | 0.41 | 0 |  | --> | C13 ex CARROWBEG | Carrowbeg [T41,T42] | CARROWBEG |  | 53.7982 | -9.5244
MV/LV Substation CA***956X |  | 20 kV | _ | LV | 50 kVA :Pole Substation | 0.05 | --> | 0.05 | 0.025 | 8.1 |  | --> | 0.048 | 0 | 0.019 | 0 | 0 | Constrained, otherwise capacity available =37 kW | --> | E16 ex WESTPORT | Westport [T421,T422] | CASTLEBAR |  | 53.7895 | -9.5228
MV/LV Substation TH***959X |  | 10 kV | _ | LV | 400 kVA :Kiosk Substation | 0.4 | --> | 0.4 | 0.384 | 7.32 |  | --> | 0.38 | 0 | 0.004 | 0.379 | 0 |  | --> | C11 ex CARROWBEG | Carrowbeg [T41,T42] | CARROWBEG |  | 53.7972 | -9.5517
MV/LV Substation TR***967X |  | 20 kV | _ | LV | 50 kVA :Pole Substation | 0.05 | --> | 0.05 | 0.046 | 8.1 |  | --> | 0.048 | 0 | 0 | 0 | 0 | Constrained, otherwise capacity available =48 kW | --> | E16 ex WESTPORT | Westport [T421,T422] | CASTLEBAR |  | 53.7932 | -9.534
MV/LV Substation CL***971 |  | 20 kV | _ | LV | 50 kVA :Pole Substation | 0.05 | --> | 0.05 | 0.043 | 8.1 |  | --> | 0.048 | 0 | 0.01 | 0 | 0 | Constrained, otherwise capacity available =41 kW | --> | E16 ex WESTPORT | Westport [T421,T422] | CASTLEBAR |  | 53.7889 | -9.5496
MV/LV Substation SE***971X |  | 20 kV | _ | LV | 50 kVA :Pole Substation | 0.05 | --> | 0.05 | 0.024 | 8.1 |  | --> | 0.048 | 0 | 0.01 | 0 | 0 | Constrained, otherwise capacity available =44 kW | --> | E11 ex WESTPORT | Westport [T421,T422] | CASTLEBAR |  | 53.7658 | -9.8106
MV/LV Substation BO***976X |  | 20 kV | _ | LV | 100 kVA :Pole Substation | 0.1 | --> | 0.1 | 0.079 | 8.1 |  | --> | 0.095 | 0 | 0.005 | 0 | 0 | Constrained, otherwise capacity available =94 kW | --> | E18 ex WESTPORT | Westport [T421,T422] | CASTLEBAR |  | 53.8284 | -9.4869
MV/LV Substation TO***989X |  | 10 kV | _ | LV | 50 kVA :Pole Substation | 0.05 | --> | 0.05 | 0.046 | 7.32 |  | --> | 0.048 | 0 | 0.006 | 0.044 | 0 |  | --> | C12 ex CARROWBEG | Carrowbeg [T41,T42] | CARROWBEG |  | 53.789 | -9.4999
MV/LV Substation KN***990X |  | 10 kV | _ | LV | 50 kVA :Pole Substation | 0.05 | --> | 0.05 | 0.048 | 7.32 |  | --> | 0.048 | 0 | 0 | 0.048 | 0 |  | --> | C12 ex CARROWBEG | Carrowbeg [T41,T42] | CARROWBEG |  | 53.7992 | -9.5055
MV/LV Substation NO***994 |  | 20 kV | _ | LV | 100 kVA :Pole Substation | 0.1 | --> | 0.1 | 0.088 | 8.1 |  | --> | 0.095 | 0 | 0 | 0 | 0 | Constrained, otherwise capacity available =97 kW | --> | E11 ex WESTPORT | Westport [T421,T422] | CASTLEBAR |  | 53.7556 | -9.8136
MV/LV Substation BU***008Y |  | 20 kV | _ | LV | 400 kVA :Kiosk Substation | 0.4 | --> | 0.4 | 0 | 0 | Constrained, otherwise capacity available =261 kVA | --> | 0.38 | 0 | 0 | 0 | 0 | Constrained, otherwise capacity available =398 kW | --> | E14 ex COLLOONEY | Collooney [T421,T422] | SLIGO |  | 54.1789 | -8.4907
MV/LV Substation CA***011Y |  | 10 kV | _ | LV | 50 kVA :Pole Substation | 0.05 | --> | 0.05 | 0.037 | 5.78 |  | --> | 0.048 | 0 | 0 | 0.049 | 0 |  | --> | C14 ex OAKFIELD | Oakfield [T41,T42] | SLIGO |  | 54.2272 | -8.4925
MV/LV Substation BA***012Y |  | 20 kV | _ | LV | 100 kVA :Pole Substation | 0.1 | --> | 0.1 | 0 | 0 | Constrained, otherwise capacity available =88 kVA | --> | 0.095 | 0 | 0.005 | 0 | 0 | Constrained, otherwise capacity available =93 kW | --> | E22 ex COLLOONEY | Collooney [T421,T422] | SLIGO |  | 54.2005 | -8.3636
MV/LV Substation KI***015Y |  | 20 kV | _ | LV | 100 kVA :Pole Substation | 0.1 | --> | 0.1 | 0 | 0 | Constrained, otherwise capacity available =88 kVA | --> | 0.095 | 0 | 0.012 | 0 | 0 | Constrained, otherwise capacity available =88 kW | --> | E22 ex COLLOONEY | Collooney [T421,T422] | SLIGO |  | 54.1985 | -8.3658
MV/LV Substation EN***035Y |  | 20 kV | _ | LV | 50 kVA :Pole Substation | 0.05 | --> | 0.05 | 0 | 0 | Constrained, otherwise capacity available =28 kVA | --> | 0.048 | 0 | 0.003 | 0 | 0 | Constrained, otherwise capacity available =48 kW | --> | E22 ex COLLOONEY | Collooney [T421,T422] | SLIGO |  | 54.2005 | -8.3636
MV/LV Substation RI***048Y |  | 20 kV | _ | LV | 400 kVA :Kiosk Substation | 0.4 | --> | 0.4 | 0 | 0 | Constrained, otherwise capacity available =360 kVA | --> | 0.38 | 0 | 0 | 0 | 0 | Constrained, otherwise capacity available =385 kW | --> | E14 ex COLLOONEY | Collooney [T421,T422] | SLIGO |  | 54.1824 | -8.4955
MV/LV Substation KE***049Y |  | 10 kV | _ | LV | 200 kVA :Pole Substation | 0.2 | --> | 0.2 | 0.172 | 0.32 |  | --> | 0.19 | 0 | 0.005 | 0.19 | 0 |  | --> | C18 ex BALLYMOTE | Ballymote [T41] | SLIGO |  | 54.0839 | -8.5089
MV/LV Substation KE***050Y |  | 20 kV | _ | LV | 50 kVA :Pole Substation | 0.05 | --> | 0.05 | 0 | 0 | Constrained, otherwise capacity available =46 kVA | --> | 0.048 | 0 | 0 | 0 | 0 | Constrained, otherwise capacity available =48 kW | --> | E14 ex COLLOONEY | Collooney [T421,T422] | SLIGO |  | 54.1737 | -8.5982
MV/LV Substation GR***077Y |  | 20 kV | _ | LV | 50 kVA :Pole Substation | 0.05 | --> | 0.05 | 0 | 0 | Constrained, otherwise capacity available =45 kVA | --> | 0.048 | 0 | 0 | 0.048 | 0 |  | --> | E17 ex MANORHAMILTON | Manorhamilton [T422] | SLIGO |  | 54.1986 | -8.1815
MV/LV Substation ST***081Y |  | 20 kV | _ | LV | 200 kVA :Kiosk Substation | 0.2 | --> | 0.2 | 0 | 0 | Constrained, otherwise capacity available =151 kVA | --> | 0.19 | 0 | 0.043 | 0 | 0 | Constrained, otherwise capacity available =165 kW | --> | E14 ex COLLOONEY | Collooney [T421,T422] | SLIGO |  | 54.1847 | -8.488
MV/LV Substation NB***103Y |  | 10 kV | _ | LV | 400 kVA :Kiosk Substation | 0.4 | --> | 0.4 | 0.315 | 0.32 | Constrained, otherwise capacity available =354 kVA | --> | 0.38 | 0 | 0.005 | 0.382 | 0 |  | --> | C18 ex BALLYMOTE | Ballymote [T41] | SLIGO |  | 54.0929 | -8.525
MV/LV Substation WO***107Y |  | 20 kV | _ | LV | 200 kVA :Pole Substation | 0.2 | --> | 0.2 | 0 | 0 | Constrained, otherwise capacity available =192 kVA | --> | 0.19 | 0 | 0.004 | 0 | 0 | Constrained, otherwise capacity available =188 kW | --> | E20 ex COLLOONEY | Collooney [T421,T422] | SLIGO |  | 54.2131 | -8.5159
MV/LV Substation UN***113 |  | 10 kV | _ | LV | 200 kVA :Pole Substation | 0.2 | --> | 0.2 | 0.193 | 5.78 |  | --> | 0.19 | 0 | 0 | 0.191 | 0 |  | --> | C14 ex OAKFIELD | Oakfield [T41,T42] | SLIGO |  | 54.216 | -8.4697
MV/LV Substation CO***115Y |  | 20 kV | _ | LV | 100 kVA :Pole Substation | 0.1 | --> | 0.1 | 0 | 0 | Constrained, otherwise capacity available =73 kVA | --> | 0.095 | 0 | 0.011 | 0 | 0 | Constrained, otherwise capacity available =90 kW | --> | E14 ex COLLOONEY | Collooney [T421,T422] | SLIGO |  | 54.1709 | -8.6083
MV/LV Substation ST***118Y |  | 20 kV | _ | LV | 400 kVA :Kiosk Substation | 0.4 | --> | 0.4 | 0 | 0 | Constrained, otherwise capacity available =346 kVA | --> | 0.38 | 0 | 0.009 | 0.381 | 0 |  | --> | E17 ex MANORHAMILTON | Manorhamilton [T422] | SLIGO |  | 54.2281 | -8.2983
MV/LV Substation MI***134Y |  | 20 kV | _ | LV | 200 kVA :Kiosk Substation | 0.2 | --> | 0.2 | 0 | 0 | Constrained, otherwise capacity available =162 kVA | --> | 0.19 | 0 | 0 | 0 | 0 | Constrained, otherwise capacity available =195 kW | --> | E20 ex COLLOONEY | Collooney [T421,T422] | SLIGO |  | 54.2095 | -8.5134
MV/LV Substation HE***142Y |  | 20 kV | _ | LV | 50 kVA :Pole Substation | 0.05 | --> | 0.05 | 0 | 0 | Constrained, otherwise capacity available =48 kVA | --> | 0.048 | 0 | 0 | 0 | 0 | Constrained, otherwise capacity available =48 kW | --> | E18 ex COLLOONEY | Collooney [T421,T422] | SLIGO |  | 54.0947 | -8.3517
MV/LV Substation CA***144 |  | 20 kV | _ | LV | 400 kVA :Kiosk Substation | 0.4 | --> | 0.4 | 0 | 0 | Constrained, otherwise capacity available =339 kVA | --> | 0.38 | 0 | 0.012 | 0 | 0 | Constrained, otherwise capacity available =379 kW | --> | E18 ex COLLOONEY | Collooney [T421,T422] | SLIGO |  | 54.0787 | -8.3763
MV/LV Substation ME***169Y |  | 20 kV | _ | LV | 400 kVA :Kiosk Substation | 0.4 | --> | 0.4 | 0 | 0 | Constrained, otherwise capacity available =398 kVA | --> | 0.38 | 0 | 0 | 0 | 0 | Constrained, otherwise capacity available =380 kW | --> | E20 ex COLLOONEY | Collooney [T421,T422] | SLIGO |  | 54.2106 | -8.5107
MV/LV Substation RA***173 |  | 20 kV | _ | LV | 400 kVA :Kiosk Substation | 0.4 | --> | 0.4 | 0 | 0 | Constrained, otherwise capacity available =324 kVA | --> | 0.38 | 0 | 0.036 | 0 | 0 | Constrained, otherwise capacity available =364 kW | --> | E20 ex COLLOONEY | Collooney [T421,T422] | SLIGO |  | 54.2066 | -8.5083
MV/LV Substation BA***175Y |  | 20 kV | _ | LV | 200 kVA :Kiosk Substation | 0.2 | --> | 0.2 | 0 | 0 | Constrained, otherwise capacity available =184 kVA | --> | 0.19 | 0 | 0.005 | 0 | 0 | Constrained, otherwise capacity available =188 kW | --> | E22 ex COLLOONEY | Collooney [T421,T422] | SLIGO |  | 54.1983 | -8.3613
MV/LV Substation CO***176Y |  | 20 kV | _ | LV | 400 kVA :Kiosk Substation | 0.4 | --> | 0.4 | 0 | 0 | Constrained, otherwise capacity available =363 kVA | --> | 0.38 | 0 | 0.009 | 0 | 0 | Constrained, otherwise capacity available =378 kW | --> | E14 ex COLLOONEY | Collooney [T421,T422] | SLIGO |  | 54.1863 | -8.4889
MV/LV Substation TH***186 |  | 10 kV | _ | LV | 50 kVA :Pole Substation | 0.05 | --> | 0.05 | 0.039 | 0.32 |  | --> | 0.048 | 0 | 0 | 0.049 | 0 |  | --> | C18 ex BALLYMOTE | Ballymote [T41] | SLIGO |  | 54.0866 | -8.5086
MV/LV Substation KE***187 |  | 10 kV | _ | LV | 200 kVA :Kiosk Substation | 0.2 | --> | 0.2 | 0.168 | 0.32 |  | --> | 0.19 | 0 | 0.01 | 0.187 | 0 |  | --> | C18 ex BALLYMOTE | Ballymote [T41] | SLIGO |  | 54.0831 | -8.5132
MV/LV Substation RA***195Y |  | 20 kV | _ | LV | 50 kVA :Pole Substation | 0.05 | --> | 0.05 | 0 | 0 | Constrained, otherwise capacity available =32 kVA | --> | 0.048 | 0 | 0.015 | 0 | 0 | Constrained, otherwise capacity available =39 kW | --> | E14 ex COLLOONEY | Collooney [T421,T422] | SLIGO |  | 54.1765 | -8.6035
MV/LV Substation KN***200Y |  | 10 kV | _ | LV | 200 kVA :Kiosk Substation | 0.2 | --> | 0.2 | 0.15 | 5.78 |  | --> | 0.19 | 0 | 0.023 | 0.18 | 0 |  | --> | C14 ex OAKFIELD | Oakfield [T41,T42] | SLIGO |  | 54.2151 | -8.5099
MV/LV Substation MO***201Y |  | 20 kV | _ | LV | 200 kVA :Kiosk Substation | 0.2 | --> | 0.2 | 0 | 0 | Constrained, otherwise capacity available =132 kVA | --> | 0.19 | 0 | 0.064 | 0 | 0 | Constrained, otherwise capacity available =152 kW | --> | E14 ex COLLOONEY | Collooney [T421,T422] | SLIGO |  | 54.1713 | -8.5983
MV/LV Substation AB***208Y |  | 20 kV | _ | LV | 630 kVA :Kiosk Substation | 0.63 | --> | 0.63 | 0 | 0 | Constrained, otherwise capacity available =511 kVA | --> | 0.598 | 0 | 0 | 0.5 | 0 |  | --> | E17 ex MANORHAMILTON | Manorhamilton [T422] | SLIGO |  | 54.2308 | -8.3029
MV/LV Substation CL***209Y |  | 20 kV | _ | LV | 50 kVA :Pole Substation | 0.05 | --> | 0.05 | 0 | 0 | Constrained, otherwise capacity available =46 kVA | --> | 0.048 | 0 | 0 | 0 | 0 | Constrained, otherwise capacity available =48 kW | --> | E18 ex COLLOONEY | Collooney [T421,T422] | SLIGO |  | 54.0786 | -8.3816
MV/LV Substation PU***213Y |  | 20 kV | _ | LV | 50 kVA :Pole Substation | 0.05 | --> | 0.05 | 0 | 0 | Constrained, otherwise capacity available =50 kVA | --> | 0.048 | 0 | 0 | 0 | 0 | Constrained, otherwise capacity available =48 kW | --> | E14 ex COLLOONEY | Collooney [T421,T422] | SLIGO |  | 54.1747 | -8.6024
MV/LV Substation WA***220 |  | 10 kV | _ | LV | 50 kVA :Pole Substation | 0.05 | --> | 0.05 | 0.05 | 0.32 |  | --> | 0.048 | 0 | 0 | 0.048 | 0 |  | --> | C18 ex BALLYMOTE | Ballymote [T41] | SLIGO |  | 54.0886 | -8.4927
MV/LV Substation BO***220Y |  | 10 kV | _ | LV | 200 kVA :Kiosk Substation | 0.2 | --> | 0.2 | 0.172 | 0.32 |  | --> | 0.19 | 0 | 0.01 | 0.186 | 0 |  | --> | C18 ex BALLYMOTE | Ballymote [T41] | SLIGO |  | 54.0826 | -8.5081
MV/LV Substation OL***221 |  | 10 kV | _ | LV | 630 kVA :Building Structure | 0.63 | --> | 0.63 | 0.5 | 5.78 |  | --> | 0.598 | 0 | 0.01 | 0.5 | 0 |  | --> | C14 ex OAKFIELD | Oakfield [T41,T42] | SLIGO |  | 54.2119 | -8.5092
MV/LV Substation SL***221Y |  | 10 kV | _ | LV | 200 kVA :Kiosk Substation | 0.2 | --> | 0.2 | 0.177 | 0.32 |  | --> | 0.19 | 0 | 0.004 | 0.19 | 0 |  | --> | C18 ex BALLYMOTE | Ballymote [T41] | SLIGO |  | 54.0931 | -8.5224
MV/LV Substation CO***224 |  | 20 kV | _ | LV | 50 kVA :Pole Substation | 0.05 | --> | 0.05 | 0 | 0 | Constrained, otherwise capacity available =42 kVA | --> | 0.048 | 0 | 0 | 0 | 0 | Constrained, otherwise capacity available =49 kW | --> | E18 ex COLLOONEY | Collooney [T421,T422] | SLIGO |  | 54.1369 | -8.4162
MV/LV Substation GR***224Y |  | 20 kV | _ | LV | 400 kVA :Kiosk Substation | 0.4 | --> | 0.4 | 0 | 0 | Constrained, otherwise capacity available =294 kVA | --> | 0.38 | 0 | 0 | 0.394 | 0 |  | --> | E17 ex MANORHAMILTON | Manorhamilton [T422] | SLIGO |  | 54.2524 | -8.3228
MV/LV Substation SP***244Y |  | 20 kV | _ | LV | 200 kVA :Kiosk Substation | 0.2 | --> | 0.2 | 0 | 0 | Constrained, otherwise capacity available =182 kVA | --> | 0.19 | 0 | 0 | 0.192 | 0 |  | --> | E17 ex MANORHAMILTON | Manorhamilton [T422] | SLIGO |  | 54.2316 | -8.2933
MV/LV Substation RO***255Y |  | 20 kV | _ | LV | 200 kVA :Kiosk Substation | 0.2 | --> | 0.2 | 0 | 0 | Constrained, otherwise capacity available =166 kVA | --> | 0.19 | 0 | 0.005 | 0 | 0 | Constrained, otherwise capacity available =191 kW | --> | E14 ex COLLOONEY | Collooney [T421,T422] | SLIGO |  | 54.1672 | -8.6221
MV/LV Substation EI***256Y |  | 20 kV | _ | LV | 100 kVA :Pole Substation | 0.1 | --> | 0.1 | 0 | 0 | Constrained, otherwise capacity available =78 kVA | --> | 0.095 | 0 | 0 | 0 | 0 | Constrained, otherwise capacity available =98 kW | --> | E18 ex COLLOONEY | Collooney [T421,T422] | SLIGO |  | 54.1279 | -8.3948
MV/LV Substation ST***257Y |  | 10 kV | _ | LV | 200 kVA :Kiosk Substation | 0.2 | --> | 0.2 | 0.162 | 0.32 |  | --> | 0.19 | 0 | 0.024 | 0.177 | 0 |  | --> | C18 ex BALLYMOTE | Ballymote [T41] | SLIGO |  | 54.0932 | -8.5206
MV/LV Substation CA***258Y |  | 20 kV | _ | LV | 50 kVA :Pole Substation | 0.05 | --> | 0.05 | 0 | 0 | Constrained, otherwise capacity available =49 kVA | --> | 0.048 | 0 | 0 | 0 | 0 | Constrained, otherwise capacity available =48 kW | --> | E18 ex COLLOONEY | Collooney [T421,T422] | SLIGO |  | 54.0913 | -8.3423
MV/LV Substation NW***263Y |  | 20 kV | _ | LV | 630 kVA :Kiosk Substation | 0.63 | --> | 0.63 | 0 | 0 | Constrained, otherwise capacity available =481 kVA | --> | 0.598 | 0 | 0.08 | 0 | 0 | Constrained, otherwise capacity available =559 kW | --> | E18 ex COLLOONEY | Collooney [T421,T422] | SLIGO |  | 54.1803 | -8.4826
MV/LV Substation CL***278 |  | 20 kV | _ | LV | 100 kVA :Pole Substation | 0.1 | --> | 0.1 | 0.06 | 0.32 |  | --> | 0.095 | 0 | 0 | 0.1 | 0 |  | --> | C18 ex BALLYMOTE | Ballymote [T41] | SLIGO |  | 54.1538 | -8.4853
MV/LV Substation OB***279Y |  | 10 kV | _ | LV | 100 kVA :Pole Substation | 0.1 | --> | 0.1 | 0.094 | 0.32 |  | --> | 0.095 | 0 | 0 | 0.096 | 0 |  | --> | C11 ex BALLYMOTE | Ballymote [T41] | SLIGO |  | 54.0497 | -8.6047
MV/LV Substation CA***283Y |  | 20 kV | _ | LV | 200 kVA :Kiosk Substation | 0.2 | --> | 0.2 | 0 | 0 | Constrained, otherwise capacity available =92 kVA | --> | 0.19 | 0 | 0.016 | 0 | 0 | Constrained, otherwise capacity available =192 kW | --> | E22 ex COLLOONEY | Collooney [T421,T422] | SLIGO |  | 54.1941 | -8.4389
MV/LV Substation CH***284Y |  | 10 kV | _ | LV | 50 kVA :Pole Substation | 0.05 | --> | 0.05 | 0.047 | 0.32 |  | --> | 0.048 | 0 | 0 | 0.048 | 0 |  | --> | C11 ex BALLYMOTE | Ballymote [T41] | SLIGO |  | 54.0733 | -8.5661
MV/LV Substation FM***313Y |  | 20 kV | _ | LV | 100 kVA :Pole Substation | 0.1 | --> | 0.1 | 0 | 0 | Constrained, otherwise capacity available =96 kVA | --> | 0.095 | 0 | 0 | 0 | 0 | Constrained, otherwise capacity available =96 kW | --> | E18 ex COLLOONEY | Collooney [T421,T422] | SLIGO |  | 54.1568 | -8.4606
MV/LV Substation RO***318Y |  | 20 kV | _ | LV | 50 kVA :Pole Substation | 0.05 | --> | 0.05 | 0 | 0 | Constrained, otherwise capacity available =33 kVA | --> | 0.048 | 0 | 0 | 0 | 0 | Constrained, otherwise capacity available =50 kW | --> | E22 ex COLLOONEY | Collooney [T421,T422] | SLIGO |  | 54.1921 | -8.4505
MV/LV Substation WI***322Y |  | 20 kV | _ | LV | 400 kVA :Kiosk Substation | 0.4 | --> | 0.4 | 0 | 0 | Constrained, otherwise capacity available =386 kVA | --> | 0.38 | 0 | 0 | 0 | 0 | Constrained, otherwise capacity available =382 kW | --> | E20 ex COLLOONEY | Collooney [T421,T422] | SLIGO |  | 54.2077 | -8.5103
MV/LV Substation GO***323Y |  | 20 kV | _ | LV | 200 kVA :Kiosk Substation | 0.2 | --> | 0.2 | 0 | 0 | Constrained, otherwise capacity available =156 kVA | --> | 0.19 | 0 | 0.004 | 0 | 0 | Constrained, otherwise capacity available =193 kW | --> | E14 ex COLLOONEY | Collooney [T421,T422] | SLIGO |  | 54.1697 | -8.6069
MV/LV Substation CO***324Y |  | 10 kV | _ | LV | 630 kVA :Kiosk Substation | 0.63 | --> | 0.63 | 0.315 | 0.32 | Constrained, otherwise capacity available =578 kVA | --> | 0.598 | 0 | 0.01 | 0.5 | 0 | Constrained, otherwise capacity available =598 kW | --> | C18 ex BALLYMOTE | Ballymote [T41] | SLIGO |  | 54.0864 | -8.5192
MV/LV Substation CO***329 |  | 20 kV | _ | LV | 50 kVA :Pole Substation | 0.05 | --> | 0.05 | 0 | 0 | Constrained, otherwise capacity available =46 kVA | --> | 0.048 | 0 | 0 | 0 | 0 | Constrained, otherwise capacity available =48 kW | --> | E14 ex COLLOONEY | Collooney [T421,T422] | SLIGO |  | 54.1792 | -8.5061
MV/LV Substation E.***330 |  | 20 kV | _ | LV | 50 kVA :Pole Substation | 0.05 | --> | 0.05 | 0 | 0 | Constrained, otherwise capacity available =41 kVA | --> | 0.048 | 0 | 0 | 0 | 0 | Constrained, otherwise capacity available =49 kW | --> | E20 ex COLLOONEY | Collooney [T421,T422] | SLIGO |  | 54.2451 | -8.7129
MV/LV Substation CO***331Y |  | 20 kV | _ | LV | 200 kVA :Kiosk Substation | 0.2 | --> | 0.2 | 0 | 0 | Constrained, otherwise capacity available =194 kVA | --> | 0.19 | 0 | 0 | 0 | 0 | Constrained, otherwise capacity available =191 kW | --> | E14 ex COLLOONEY | Collooney [T421,T422] | SLIGO |  | 54.1749 | -8.5988
MV/LV Substation WA***335Y |  | 20 kV | _ | LV | 200 kVA :Pole Substation | 0.2 | --> | 0.2 | 0 | 0 | Constrained, otherwise capacity available =174 kVA | --> | 0.19 | 0 | 0 | 0 | 0 | Constrained, otherwise capacity available =194 kW | --> | E20 ex COLLOONEY | Collooney [T421,T422] | SLIGO |  | 54.2126 | -8.5125
MV/LV Substation RI***352Y |  | 10 kV | _ | LV | 400 kVA :Kiosk Substation | 0.4 | --> | 0.4 | 0.338 | 5.78 |  | --> | 0.38 | 0 | 0.005 | 0.385 | 0 |  | --> | C14 ex OAKFIELD | Oakfield [T41,T42] | SLIGO |  | 54.209 | -8.5044
MV/LV Substation TO***364Y |  | 10 kV | _ | LV | 400 kVA :Kiosk Substation | 0.4 | --> | 0.4 | 0.315 | 0.32 | Constrained, otherwise capacity available =366 kVA | --> | 0.38 | 0 | 0 | 0.385 | 0 |  | --> | C18 ex BALLYMOTE | Ballymote [T41] | SLIGO |  | 54.0884 | -8.5247
MV/LV Substation AB***365Y |  | 20 kV | _ | LV | 200 kVA :Kiosk Substation | 0.2 | --> | 0.2 | 0 | 0 | Constrained, otherwise capacity available =79 kVA | --> | 0.19 | 0 | 0.03 | 0 | 0 | Constrained, otherwise capacity available =184 kW | --> | E14 ex COLLOONEY | Collooney [T421,T422] | SLIGO |  | 54.1785 | -8.496
MV/LV Substation HA***367Y |  | 10 kV | _ | LV | 50 kVA :Pole Substation | 0.05 | --> | 0.05 | 0.05 | 0.32 |  | --> | 0.048 | 0 | 0 | 0.048 | 0 |  | --> | C11 ex BALLYMOTE | Ballymote [T41] | SLIGO |  | 54.0649 | -8.5294
MV/LV Substation JM***371Y |  | 10 kV | _ | LV | 50 kVA :Pole Substation | 0.05 | --> | 0.05 | 0.046 | 0.32 |  | --> | 0.048 | 0 | 0.016 | 0.036 | 0 |  | --> | C11 ex BALLYMOTE | Ballymote [T41] | SLIGO |  | 54.0619 | -8.5668
MV/LV Substation LO***384Y |  | 20 kV | _ | LV | 50 kVA :Pole Substation | 0.05 | --> | 0.05 | 0 | 0 | Constrained, otherwise capacity available =50 kVA | --> | 0.048 | 0 | 0 | 0 | 0 | Constrained, otherwise capacity available =48 kW | --> | E18 ex COLLOONEY | Collooney [T421,T422] | SLIGO |  | 54.0595 | -8.4203
MV/LV Substation KE***385Y |  | 20 kV | _ | LV | 50 kVA :Pole Substation | 0.05 | --> | 0.05 | 0 | 0 | Constrained, otherwise capacity available =49 kVA | --> | 0.048 | 0 | 0 | 0 | 0 | Constrained, otherwise capacity available =48 kW | --> | E18 ex COLLOONEY | Collooney [T421,T422] | SLIGO |  | 54.0571 | -8.4245
MV/LV Substation CA***387Y |  | 20 kV | _ | LV | 400 kVA :Kiosk Substation | 0.4 | --> | 0.4 | 0 | 0 | Constrained, otherwise capacity available =352 kVA | --> | 0.38 | 0 | 0 | 0 | 0 | Constrained, otherwise capacity available =387 kW | --> | E22 ex COLLOONEY | Collooney [T421,T422] | SLIGO |  | 54.1977 | -8.4381
MV/LV Substation MA***401 |  | 20 kV | _ | LV | 50 kVA :Pole Substation | 0.05 | --> | 0.05 | 0 | 0 | Constrained, otherwise capacity available =23 kVA | --> | 0.048 | 0 | 0 | 0 | 0 | Constrained, otherwise capacity available =51 kW | --> | E18 ex COLLOONEY | Collooney [T421,T422] | SLIGO |  | 54.1752 | -8.461
MV/LV Substation TR***4037 |  | 20 kV | _ | LV | 100 kVA :Pole Substation | 0.1 | --> | 0.1 | 0 | 0 | Constrained, otherwise capacity available =76 kVA | --> | 0.095 | 0 | 0.01 | 0.091 | 0 |  | --> | E17 ex MANORHAMILTON | Manorhamilton [T422] | SLIGO |  | 54.234 | -8.3126
MV/LV Substation CR***403Y |  | 20 kV | _ | LV | 200 kVA :Pole Substation | 0.2 | --> | 0.2 | 0 | 0 | Constrained, otherwise capacity available =194 kVA | --> | 0.19 | 0 | 0 | 0 | 0 | Constrained, otherwise capacity available =191 kW | --> | E18 ex COLLOONEY | Collooney [T421,T422] | SLIGO |  | 54.089 | -8.3191
MV/LV Substation MO***4041 |  | 10 kV | _ | LV | 50 kVA :Pole Substation | 0.05 | --> | 0.05 | 0 | 0 | Constrained, otherwise capacity available =50 kVA | --> | 0.048 | 0 | 0 | 0.048 | 0 |  | --> | E17 ex MANORHAMILTON | Manorhamilton [T422] | SLIGO |  | 54.2589 | -8.3022
MV/LV Substation KI***4056 |  | 10 kV | _ | LV | 50 kVA :Pole Substation | 0.05 | --> | 0.05 | 0.046 | 0.32 |  | --> | 0.048 | 0 | 0 | 0.048 | 0 |  | --> | C11 ex BALLYMOTE | Ballymote [T41] | SLIGO |  | 54.0541 | -8.6118
MV/LV Substation SL***4072 |  | 20 kV | _ | LV | 200 kVA :Kiosk Substation | 0.2 | --> | 0.2 | 0 | 0 | Constrained, otherwise capacity available =113 kVA | --> | 0.19 | 0 | 0.01 | 0 | 0 | Constrained, otherwise capacity available =194 kW | --> | E14 ex COLLOONEY | Collooney [T421,T422] | SLIGO |  | 54.1822 | -8.4845
MV/LV Substation BA***4075 |  | 20 kV | _ | LV | 100 kVA :Pole Substation | 0.1 | --> | 0.1 | 0 | 0 | Constrained, otherwise capacity available =84 kVA | --> | 0.095 | 0 | 0.005 | 0 | 0 | Constrained, otherwise capacity available =93 kW | --> | E22 ex COLLOONEY | Collooney [T421,T422] | SLIGO |  | 54.1901 | -8.4475
MV/LV Substation HS***4084 |  | 10 kV | _ | LV | 200 kVA :Pole Substation | 0.2 | --> | 0.2 | 0.187 | 0.32 |  | --> | 0.19 | 0 | 0 | 0.192 | 0 |  | --> | C18 ex BALLYMOTE | Ballymote [T41] | SLIGO |  | 54.0947 | -8.5167
MV/LV Substation NU***4099 |  | 20 kV | _ | LV | 200 kVA :Pole Substation | 0.2 | --> | 0.2 | 0 | 0 | Constrained, otherwise capacity available =200 kVA | --> | 0.19 | 0 | 0 | 0.19 | 0 |  | --> | E17 ex MANORHAMILTON | Manorhamilton [T422] | SLIGO |  | 54.221 | -8.2949
MV/LV Substation DR***409X |  | 10 kV | _ | LV | 100 kVA :Pole Substation | 0.1 | --> | 0.1 | 0.091 | 5.78 |  | --> | 0.095 | 0 | 0 | 0.096 | 0 |  | --> | C14 ex OAKFIELD | Oakfield [T41,T42] | SLIGO |  | 54.2243 | -8.496
MV/LV Substation EM***410X |  | 10 kV | _ | LV | 200 kVA :Pole Substation | 0.2 | --> | 0.2 | 0 | 0.32 |  | --> | 0.19 | 0 | 0.108 | 0.138 | 0 |  | --> | C18 ex BALLYMOTE | Ballymote [T41] | SLIGO |  | 54.0894 | -8.5121
MV/LV Substation OW***4111 |  | 20 kV | _ | LV | 200 kVA :Kiosk Substation | 0.2 | --> | 0.2 | 0 | 0 | Constrained, otherwise capacity available =199 kVA | --> | 0.19 | 0 | 0 | 0 | 0 | Constrained, otherwise capacity available =190 kW | --> | E14 ex COLLOONEY | Collooney [T421,T422] | SLIGO |  | 54.1772 | -8.492
MV/LV Substation RO***4114 |  | 20 kV | _ | LV | 50 kVA :Pole Substation | 0.05 | --> | 0.05 | 0 | 0 | Constrained, otherwise capacity available =50 kVA | --> | 0.048 | 0 | 0 | 0 | 0 | Constrained, otherwise capacity available =48 kW | --> | E18 ex COLLOONEY | Collooney [T421,T422] | SLIGO |  | 54.1231 | -8.4407
MV/LV Substation BA***4115 |  | 10 kV | _ | LV | 100 kVA :Pole Substation | 0.1 | --> | 0.1 | 0.095 | 5.78 |  | --> | 0.095 | 0 | 0.008 | 0.09 | 0 |  | --> | C14 ex OAKFIELD | Oakfield [T41,T42] | SLIGO |  | 54.213 | -8.4947
MV/LV Substation CA***4121 |  | 20 kV | _ | LV | 50 kVA :Pole Substation | 0.05 | --> | 0.05 | 0 | 0 | Constrained, otherwise capacity available =50 kVA | --> | 0.048 | 0 | 0 | 0 | 0 | Constrained, otherwise capacity available =48 kW | --> | E20 ex COLLOONEY | Collooney [T421,T422] | SLIGO |  | 54.2385 | -8.6874
MV/LV Substation BA***4156 |  | 10 kV | _ | LV | 50 kVA :Pole Substation | 0.05 | --> | 0.05 | 0 | 0 | Constrained, otherwise capacity available =50 kVA | --> | 0.048 | 0 | 0 | 0 | 0 | Constrained, otherwise capacity available =48 kW | --> | E14 ex COLLOONEY | Collooney [T421,T422] | SLIGO |  | 54.0947 | -8.6689
MV/LV Substation AU***4165 |  | 20 kV | _ | LV | 50 kVA :Pole Substation | 0.05 | --> | 0.05 | 0 | 0 | Constrained, otherwise capacity available =50 kVA | --> | 0.048 | 0 | 0 | 0 | 0 | Constrained, otherwise capacity available =48 kW | --> | E20 ex COLLOONEY | Collooney [T421,T422] | SLIGO |  | 54.2713 | -8.7639
MV/LV Substation AR***4169 |  | 20 kV | _ | LV | 50 kVA :Pole Substation | 0.05 | --> | 0.05 | 0 | 0 | Constrained, otherwise capacity available =50 kVA | --> | 0.048 | 0 | 0 | 0.048 | 0 |  | --> | E17 ex MANORHAMILTON | Manorhamilton [T422] | SLIGO |  | 54.2239 | -8.3014
MV/LV Substation OA***4177 |  | 20 kV | _ | LV | 200 kVA :Kiosk Substation | 0.2 | --> | 0.2 | 0 | 0 | Constrained, otherwise capacity available =200 kVA | --> | 0.19 | 0 | 0 | 0 | 0 | Constrained, otherwise capacity available =190 kW | --> | E20 ex COLLOONEY | Collooney [T421,T422] | SLIGO |  | 54.2089 | -8.5113
MV/LV Substation ES***4201 |  | 20 kV | _ | LV | 200 kVA :Building Structure | 0.2 | --> | 0.2 | 0 | 0 | Constrained, otherwise capacity available =200 kVA | --> | 0.19 | 0 | 0 | 0 | 0 | Constrained, otherwise capacity available =190 kW | --> | E14 ex COLLOONEY | Collooney [T421,T422] | SLIGO |  | 54.1826 | -8.4857
MV/LV Substation JU***4207 |  | 10 kV | _ | LV | 50 kVA :Pole Substation | 0.05 | --> | 0.05 | 0.05 | 0.32 |  | --> | 0.048 | 0 | 0 | 0.048 | 0 |  | --> | C18 ex BALLYMOTE | Ballymote [T41] | SLIGO |  | 54.1148 | -8.4628
MV/LV Substation CO***4213 |  | 20 kV | _ | LV | 50 kVA :Pole Substation | 0.05 | --> | 0.05 | 0 | 0 | Constrained, otherwise capacity available =50 kVA | --> | 0.048 | 0 | 0 | 0 | 0 | Constrained, otherwise capacity available =48 kW | --> | E20 ex COLLOONEY | Collooney [T421,T422] | SLIGO |  | 54.2088 | -8.535
MV/LV Substation RI***422 |  | 20 kV | _ | LV | 200 kVA :Pole Substation | 0.2 | --> | 0.2 | 0 | 0 | Constrained, otherwise capacity available =102 kVA | --> | 0.19 | 0 | 0.039 | 0 | 0 | Constrained, otherwise capacity available =174 kW | --> | E18 ex COLLOONEY | Collooney [T421,T422] | SLIGO |  | 54.1303 | -8.3971
MV/LV Substation BU***4222 |  | 10 kV | _ | LV | 50 kVA :Pole Substation | 0.05 | --> | 0.05 | 0.05 | 0.32 |  | --> | 0.048 | 0 | 0 | 0.048 | 0 |  | --> | C11 ex BALLYMOTE | Ballymote [T41] | SLIGO |  | 54.0527 | -8.6072
MV/LV Substation WO***424Y |  | 20 kV | _ | LV | 400 kVA :Kiosk Substation | 0.4 | --> | 0.4 | 0 | 0 | Constrained, otherwise capacity available =340 kVA | --> | 0.38 | 0 | 0.038 | 0 | 0 | Constrained, otherwise capacity available =360 kW | --> | E14 ex COLLOONEY | Collooney [T421,T422] | SLIGO |  | 54.1672 | -8.6085
MV/LV Substation PH***430Y |  | 20 kV | _ | LV | 50 kVA :Pole Substation | 0.05 | --> | 0.05 | 0 | 0 | Constrained, otherwise capacity available =50 kVA | --> | 0.048 | 0 | 0 | 0 | 0 | Constrained, otherwise capacity available =48 kW | --> | E20 ex COLLOONEY | Collooney [T421,T422] | SLIGO |  | 54.2253 | -8.6363
MV/LV Substation HI***435Y |  | 20 kV | _ | LV | 400 kVA :Kiosk Substation | 0.4 | --> | 0.4 | 0 | 0 | Constrained, otherwise capacity available =324 kVA | --> | 0.38 | 0 | 0.003 | 0 | 0 | Constrained, otherwise capacity available =388 kW | --> | E14 ex COLLOONEY | Collooney [T421,T422] | SLIGO |  | 54.1797 | -8.4901
MV/LV Substation DE***437 |  | 20 kV | _ | LV | 50 kVA :Pole Substation | 0.05 | --> | 0.05 | 0 | 0 | Constrained, otherwise capacity available =47 kVA | --> | 0.048 | 0 | 0 | 0 | 0 | Constrained, otherwise capacity available =48 kW | --> | E18 ex COLLOONEY | Collooney [T421,T422] | SLIGO |  | 54.0879 | -8.3276
MV/LV Substation PA***440 |  | 20 kV | _ | LV | 50 kVA :Pole Substation | 0.05 | --> | 0.05 | 0 | 0 | Constrained, otherwise capacity available =44 kVA | --> | 0.048 | 0 | 0 | 0 | 0 | Constrained, otherwise capacity available =48 kW | --> | E20 ex COLLOONEY | Collooney [T421,T422] | SLIGO |  | 54.2027 | -8.5
MV/LV Substation KI***442 |  | 20 kV | _ | LV | 200 kVA :Pole Substation | 0.2 | --> | 0.2 | 0 | 0 | Constrained, otherwise capacity available =158 kVA | --> | 0.19 | 0 | 0.019 | 0 | 0 | Constrained, otherwise capacity available =182 kW | --> | E18 ex COLLOONEY | Collooney [T421,T422] | SLIGO |  | 54.1334 | -8.3952
MV/LV Substation FO***443Y |  | 20 kV | _ | LV | 400 kVA :Kiosk Substation | 0.4 | --> | 0.4 | 0 | 0 | Constrained, otherwise capacity available =361 kVA | --> | 0.38 | 0 | 0.022 | 0 | 0 | Constrained, otherwise capacity available =369 kW | --> | E14 ex COLLOONEY | Collooney [T421,T422] | SLIGO |  | 54.1688 | -8.6096
MV/LV Substation TA***446 |  | 10 kV | _ | LV | 200 kVA :Pole Substation | 0.2 | --> | 0.2 | 0.172 | 5.78 |  | --> | 0.19 | 0 | 0.005 | 0.19 | 0 |  | --> | C14 ex OAKFIELD | Oakfield [T41,T42] | SLIGO |  | 54.2134 | -8.5039
MV/LV Substation BA***447 |  | 10 kV | _ | LV | 400 kVA :Kiosk Substation | 0.4 | --> | 0.4 | 0.258 | 5.78 |  | --> | 0.38 | 0 | 0.025 | 0.38 | 0 |  | --> | C14 ex OAKFIELD | Oakfield [T41,T42] | SLIGO |  | 54.2099 | -8.5077
MV/LV Substation BA***449 |  | 10 kV | _ | LV | 50 kVA :Pole Substation | 0.05 | --> | 0.05 | 0.047 | 5.78 |  | --> | 0.048 | 0 | 0 | 0.048 | 0 |  | --> | C14 ex OAKFIELD | Oakfield [T41,T42] | SLIGO |  | 54.219 | -8.5013
MV/LV Substation AS***451Y |  | 20 kV | _ | LV | 400 kVA :Kiosk Substation | 0.4 | --> | 0.4 | 0 | 0 | Constrained, otherwise capacity available =340 kVA | --> | 0.38 | 0 | 0.016 | 0 | 0 | Constrained, otherwise capacity available =376 kW | --> | E14 ex COLLOONEY | Collooney [T421,T422] | SLIGO |  | 54.1807 | -8.4998
MV/LV Substation ST***455 |  | 20 kV | _ | LV | 100 kVA :Pole Substation | 0.1 | --> | 0.1 | 0 | 0 | Constrained, otherwise capacity available =58 kVA | --> | 0.095 | 0 | 0.027 | 0 | 0 | Constrained, otherwise capacity available =81 kW | --> | E20 ex COLLOONEY | Collooney [T421,T422] | SLIGO |  | 54.2108 | -8.5174
MV/LV Substation SP***456 |  | 20 kV | _ | LV | 100 kVA :Pole Substation | 0.1 | --> | 0.1 | 0 | 0 | Constrained, otherwise capacity available =79 kVA | --> | 0.095 | 0 | 0 | 0 | 0 | Constrained, otherwise capacity available =98 kW | --> | E20 ex COLLOONEY | Collooney [T421,T422] | SLIGO |  | 54.2089 | -8.5257
MV/LV Substation QU***459X |  | 20 kV | _ | LV | 50 kVA :Pole Substation | 0.05 | --> | 0.05 | 0 | 0 | Constrained, otherwise capacity available =50 kVA | --> | 0.048 | 0 | 0 | 0 | 0 | Constrained, otherwise capacity available =48 kW | --> | E20 ex COLLOONEY | Collooney [T421,T422] | SLIGO |  | 54.2141 | -8.5127
MV/LV Substation KE***459Y |  | 10 kV | _ | LV | 400 kVA :Building Structure | 0.4 | --> | 0.4 | 0.315 | 0.32 | Constrained, otherwise capacity available =362 kVA | --> | 0.38 | 0 | 0 | 0.385 | 0 |  | --> | C18 ex BALLYMOTE | Ballymote [T41] | SLIGO |  | 54.0896 | -8.5143
MV/LV Substation SE***461X |  | 20 kV | _ | LV | 100 kVA :Pole Substation | 0.1 | --> | 0.1 | 0 | 0 | Constrained, otherwise capacity available =80 kVA | --> | 0.095 | 0 | 0 | 0 | 0 | Constrained, otherwise capacity available =98 kW | --> | E20 ex COLLOONEY | Collooney [T421,T422] | SLIGO |  | 54.1865 | -8.4862
MV/LV Substation CO***468X |  | 20 kV | _ | LV | 400 kVA :Kiosk Substation | 0.4 | --> | 0.4 | 0 | 0 | Constrained, otherwise capacity available =330 kVA | --> | 0.38 | 0 | 0.012 | 0 | 0 | Constrained, otherwise capacity available =381 kW | --> | E14 ex COLLOONEY | Collooney [T421,T422] | SLIGO |  | 54.1707 | -8.606
MV/LV Substation FL***468Y |  | 10 kV | _ | LV | 100 kVA :Pole Substation | 0.1 | --> | 0.1 | 0.082 | 0.32 |  | --> | 0.095 | 0 | 0.02 | 0.083 | 0 |  | --> | C11 ex BALLYMOTE | Ballymote [T41] | SLIGO |  | 54.0561 | -8.6019
MV/LV Substation HA***469X |  | 20 kV | _ | LV | 630 kVA :Kiosk Substation | 0.63 | --> | 0.63 | 0 | 0 | Constrained, otherwise capacity available =471 kVA | --> | 0.598 | 0 | 0 | 0 | 0 | Constrained, otherwise capacity available =620 kW | --> | E20 ex COLLOONEY | Collooney [T421,T422] | SLIGO |  | 54.2143 | -8.5189
MV/LV Substation MA***472Y |  | 20 kV | _ | LV | 50 kVA :Pole Substation | 0.05 | --> | 0.05 | 0 | 0 | Constrained, otherwise capacity available =45 kVA | --> | 0.048 | 0 | 0 | 0 | 0 | Constrained, otherwise capacity available =48 kW | --> | E22 ex COLLOONEY | Collooney [T421,T422] | SLIGO |  | 54.1998 | -8.4381
MV/LV Substation BR***474Y |  | 20 kV | _ | LV | 200 kVA :Kiosk Substation | 0.2 | --> | 0.2 | 0 | 0 | Constrained, otherwise capacity available =199 kVA | --> | 0.19 | 0 | 0 | 0 | 0 | Constrained, otherwise capacity available =190 kW | --> | E14 ex COLLOONEY | Collooney [T421,T422] | SLIGO |  | 54.1789 | -8.4919
MV/LV Substation CA***479X |  | 20 kV | _ | LV | 200 kVA :Pole Substation | 0.2 | --> | 0.2 | 0 | 0 | Constrained, otherwise capacity available =176 kVA | --> | 0.19 | 0 | 0.014 | 0 | 0 | Constrained, otherwise capacity available =183 kW | --> | E14 ex COLLOONEY | Collooney [T421,T422] | SLIGO |  | 54.1822 | -8.4881
MV/LV Substation SP***480X |  | 20 kV | _ | LV | 100 kVA :Pole Substation | 0.1 | --> | 0.1 | 0 | 0 | Constrained, otherwise capacity available =83 kVA | --> | 0.095 | 0 | 0 | 0 | 0 | Constrained, otherwise capacity available =97 kW | --> | E20 ex COLLOONEY | Collooney [T421,T422] | SLIGO |  | 54.2124 | -8.5202
MV/LV Substation FA***481 |  | 20 kV | _ | LV | 400 kVA :Kiosk Substation | 0.4 | --> | 0.4 | 0 | 0 | Constrained, otherwise capacity available =313 kVA | --> | 0.38 | 0 | 0.035 | 0 | 0 | Constrained, otherwise capacity available =366 kW | --> | E14 ex COLLOONEY | Collooney [T421,T422] | SLIGO |  | 54.174 | -8.6016
MV/LV Substation GW***481Y |  | 20 kV | _ | LV | 630 kVA :Kiosk Substation | 0.63 | --> | 0.63 | 0 | 0 | Constrained, otherwise capacity available =562 kVA | --> | 0.598 | 0 | 0.04 | 0 | 0 | Constrained, otherwise capacity available =578 kW | --> | E20 ex COLLOONEY | Collooney [T421,T422] | SLIGO |  | 54.1843 | -8.4842
MV/LV Substation KI***491X |  | 20 kV | _ | LV | 100 kVA :Pole Substation | 0.1 | --> | 0.1 | 0 | 0 | Constrained, otherwise capacity available =65 kVA | --> | 0.095 | 0 | 0 | 0 | 0 | Constrained, otherwise capacity available =100 kW | --> | E14 ex COLLOONEY | Collooney [T421,T422] | SLIGO |  | 54.1814 | -8.4943
MV/LV Substation TE***491Y |  | 20 kV | _ | LV | 200 kVA :Kiosk Substation | 0.2 | --> | 0.2 | 0 | 0 | Constrained, otherwise capacity available =171 kVA | --> | 0.19 | 0 | 0.005 | 0 | 0 | Constrained, otherwise capacity available =190 kW | --> | E14 ex COLLOONEY | Collooney [T421,T422] | SLIGO |  | 54.1302 | -8.565
MV/LV Substation KI***496Y |  | 20 kV | _ | LV | 200 kVA :Kiosk Substation | 0.2 | --> | 0.2 | 0 | 0 | Constrained, otherwise capacity available =170 kVA | --> | 0.19 | 0 | 0.006 | 0 | 0 | Constrained, otherwise capacity available =190 kW | --> | E22 ex COLLOONEY | Collooney [T421,T422] | SLIGO |  | 54.1989 | -8.3679
MV/LV Substation CO***501 |  | 20 kV | _ | LV | 100 kVA :Pole Substation | 0.1 | --> | 0.1 | 0 | 0 | Constrained, otherwise capacity available =49 kVA | --> | 0.095 | 0 | 0 | 0 | 0 | Constrained, otherwise capacity available =102 kW | --> | E18 ex COLLOONEY | Collooney [T421,T422] | SLIGO |  | 54.1538 | -8.3742
MV/LV Substation DR***512Y |  | 20 kV | _ | LV | 400 kVA :Kiosk Substation | 0.4 | --> | 0.4 | 0 | 0 | Constrained, otherwise capacity available =380 kVA | --> | 0.38 | 0 | 0.011 | 0 | 0 | Constrained, otherwise capacity available =374 kW | --> | E18 ex COLLOONEY | Collooney [T421,T422] | SLIGO |  | 54.0789 | -8.379
MV/LV Substation ER***524Y |  | 20 kV | _ | LV | 630 kVA :Building Structure | 0.63 | --> | 0.63 | 0 | 0 | Constrained, otherwise capacity available =627 kVA | --> | 0.598 | 0 | 0 | 0 | 0 | Constrained, otherwise capacity available =599 kW | --> | E18 ex COLLOONEY | Collooney [T421,T422] | SLIGO |  | 54.1784 | -8.4831
MV/LV Substation LA***526Y |  | 20 kV | _ | LV | 1000 kVA :Building Structure | 1 | --> | 1 | 0 | 0 | Constrained, otherwise capacity available =962 kVA | --> | 0.95 | 0 | 0.02 | 0 | 0 | Constrained, otherwise capacity available =940 kW | --> | E18 ex COLLOONEY | Collooney [T421,T422] | SLIGO |  | 54.1757 | -8.4828
MV/LV Substation MC***527X |  | 20 kV | _ | LV | 50 kVA :Pole Substation | 0.05 | --> | 0.05 | 0 | 0 | Constrained, otherwise capacity available =49 kVA | --> | 0.048 | 0 | 0.005 | 0 | 0 | Constrained, otherwise capacity available =44 kW | --> | E20 ex COLLOONEY | Collooney [T421,T422] | SLIGO |  | 54.2349 | -8.7717
MV/LV Substation KN***529Y |  | 20 kV | _ | LV | 200 kVA :Kiosk Substation | 0.2 | --> | 0.2 | 0 | 0 | Constrained, otherwise capacity available =184 kVA | --> | 0.19 | 0 | 0 | 0 | 0 | Constrained, otherwise capacity available =192 kW | --> | E14 ex COLLOONEY | Collooney [T421,T422] | SLIGO |  | 54.1783 | -8.5043
MV/LV Substation MA***533X |  | 10 kV | _ | LV | 200 kVA :Pole Substation | 0.2 | --> | 0.2 | 0.077 | 0.32 |  | --> | 0.19 | 0 | 0.051 | 0.168 | 0 |  | --> | C18 ex BALLYMOTE | Ballymote [T41] | SLIGO |  | 54.0917 | -8.5143
MV/LV Substation BA***533Y |  | 10 kV | _ | LV | 630 kVA :Building Structure | 0.63 | --> | 0.63 | 0.472 | 5.78 |  | --> | 0.598 | 0 | 0 | 0.5 | 0 |  | --> | C14 ex OAKFIELD | Oakfield [T41,T42] | SLIGO |  | 54.2107 | -8.5068
MV/LV Substation RA***534X |  | 10 kV | _ | LV | 400 kVA :Kiosk Substation | 0.4 | --> | 0.4 | 0.147 | 0.32 |  | --> | 0.38 | 0 | 0.115 | 0.328 | 0 |  | --> | C18 ex BALLYMOTE | Ballymote [T41] | SLIGO |  | 54.0884 | -8.5218
MV/LV Substation BA***534Y |  | 10 kV | _ | LV | 200 kVA :Building Structure | 0.2 | --> | 0.2 | 0.2 | 5.78 |  | --> | 0.19 | 0 | 0 | 0.19 | 0 |  | --> | C14 ex OAKFIELD | Oakfield [T41,T42] | SLIGO |  | 54.2116 | -8.5067
MV/LV Substation NT***539Y |  | 20 kV | _ | LV | 630 kVA :Building Structure | 0.63 | --> | 0.63 | 0 | 0 | Constrained, otherwise capacity available =547 kVA | --> | 0.598 | 0 | 0.096 | 0 | 0 | Constrained, otherwise capacity available =539 kW | --> | E18 ex COLLOONEY | Collooney [T421,T422] | SLIGO |  | 54.1813 | -8.4828
MV/LV Substation K ***553Y |  | 20 kV | _ | LV | 200 kVA :Kiosk Substation | 0.2 | --> | 0.2 | 0 | 0 | Constrained, otherwise capacity available =200 kVA | --> | 0.19 | 0 | 0 | 0 | 0 | Constrained, otherwise capacity available =190 kW | --> | E22 ex COLLOONEY | Collooney [T421,T422] | SLIGO |  | 54.1826 | -8.4839
MV/LV Substation CO***555X |  | 10 kV | _ | LV | 100 kVA :Pole Substation | 0.1 | --> | 0.1 | 0.072 | 5.78 |  | --> | 0.095 | 0 | 0.017 | 0.086 | 0 |  | --> | C14 ex OAKFIELD | Oakfield [T41,T42] | SLIGO |  | 54.2272 | -8.4907
MV/LV Substation CA***562 |  | 20 kV | _ | LV | 50 kVA :Pole Substation | 0.05 | --> | 0.05 | 0 | 0 | Constrained, otherwise capacity available =44 kVA | --> | 0.048 | 0 | 0.01 | 0 | 0 | Constrained, otherwise capacity available =41 kW | --> | E20 ex COLLOONEY | Collooney [T421,T422] | SLIGO |  | 54.25 | -8.6954
MV/LV Substation KI***565 |  | 20 kV | _ | LV | 100 kVA :Pole Substation | 0.1 | --> | 0.1 | 0 | 0 | Constrained, otherwise capacity available =78 kVA | --> | 0.095 | 0 | 0 | 0 | 0 | Constrained, otherwise capacity available =98 kW | --> | E20 ex COLLOONEY | Collooney [T421,T422] | SLIGO |  | 54.254 | -8.6698
MV/LV Substation CR***565X |  | 20 kV | _ | LV | 1000 kVA :Building Structure | 1 | --> | 1 | 0 | 0 | Constrained, otherwise capacity available =938 kVA | --> | 0.95 | 0 | 0 | 0 | 0 | Constrained, otherwise capacity available =958 kW | --> | E20 ex COLLOONEY | Collooney [T421,T422] | SLIGO |  | 54.2154 | -8.5286
MV/LV Substation MO***567Y |  | 10 kV | _ | LV | 50 kVA :Pole Substation | 0.05 | --> | 0.05 | 0.049 | 0.32 |  | --> | 0.048 | 0 | 0 | 0.048 | 0 |  | --> | C11 ex BALLYMOTE | Ballymote [T41] | SLIGO |  | 54.055 | -8.6224
MV/LV Substation HU***577X |  | 20 kV | _ | LV | 50 kVA :Pole Substation | 0.05 | --> | 0.05 | 0 | 0 | Constrained, otherwise capacity available =49 kVA | --> | 0.048 | 0 | 0 | 0 | 0 | Constrained, otherwise capacity available =48 kW | --> | E14 ex COLLOONEY | Collooney [T421,T422] | SLIGO |  | 54.1361 | -8.6439
MV/LV Substation RO***584X |  | 20 kV | _ | LV | 100 kVA :Pole Substation | 0.1 | --> | 0.1 | 0 | 0 | Constrained, otherwise capacity available =86 kVA | --> | 0.095 | 0 | 0 | 0 | 0 | Constrained, otherwise capacity available =97 kW | --> | E18 ex COLLOONEY | Collooney [T421,T422] | SLIGO |  | 54.1329 | -8.3917
MV/LV Substation BE***587Y |  | 20 kV | _ | LV | 50 kVA :Pole Substation | 0.05 | --> | 0.05 | 0 | 0 | Constrained, otherwise capacity available =50 kVA | --> | 0.048 | 0 | 0 | 0 | 0 | Constrained, otherwise capacity available =48 kW | --> | E20 ex COLLOONEY | Collooney [T421,T422] | SLIGO |  | 54.2694 | -8.759
MV/LV Substation AR***589 |  | 20 kV | _ | LV | 100 kVA :Pole Substation | 0.1 | --> | 0.1 | 0 | 0 | Constrained, otherwise capacity available =97 kVA | --> | 0.095 | 0 | 0 | 0 | 0 | Constrained, otherwise capacity available =96 kW | --> | E20 ex COLLOONEY | Collooney [T421,T422] | SLIGO |  | 54.2551 | -8.7217
MV/LV Substation RA***590Y |  | 20 kV | _ | LV | 630 kVA :Building Structure | 0.63 | --> | 0.63 | 0 | 0 | Constrained, otherwise capacity available =541 kVA | --> | 0.598 | 0 | 0 | 0 | 0 | Constrained, otherwise capacity available =610 kW | --> | E20 ex COLLOONEY | Collooney [T421,T422] | SLIGO |  | 54.1856 | -8.4808
MV/LV Substation TO***595Y |  | 20 kV | _ | LV | 50 kVA :Pole Substation | 0.05 | --> | 0.05 | 0 | 0 | Constrained, otherwise capacity available =50 kVA | --> | 0.048 | 0 | 0 | 0 | 0 | Constrained, otherwise capacity available =48 kW | --> | E14 ex COLLOONEY | Collooney [T421,T422] | SLIGO |  | 54.1733 | -8.4872
MV/LV Substation G ***596X |  | 20 kV | _ | LV | 630 kVA :Building Structure | 0.63 | --> | 0.63 | 0 | 0 | Constrained, otherwise capacity available =524 kVA | --> | 0.598 | 0 | 0 | 0 | 0 | Constrained, otherwise capacity available =602 kW | --> | E14 ex COLLOONEY | Collooney [T421,T422] | SLIGO |  | 54.1795 | -8.4874
MV/LV Substation GD***596Y |  | 10 kV | _ | LV | 630 kVA :Building Structure | 0.63 | --> | 0.63 | 0.315 | 0.32 | Constrained, otherwise capacity available =566 kVA | --> | 0.598 | 0 | 0.012 | 0.5 | 0 | Constrained, otherwise capacity available =598 kW | --> | C18 ex BALLYMOTE | Ballymote [T41] | SLIGO |  | 54.0872 | -8.5156
MV/LV Substation RI***623X |  | 20 kV | _ | LV | 50 kVA :Pole Substation | 0.05 | --> | 0.05 | 0 | 0 | Constrained, otherwise capacity available =28 kVA | --> | 0.048 | 0 | 0 | 0 | 0 | Constrained, otherwise capacity available =50 kW | --> | E18 ex COLLOONEY | Collooney [T421,T422] | SLIGO |  | 54.1307 | -8.4007
MV/LV Substation WO***628 |  | 20 kV | _ | LV | 50 kVA :Pole Substation | 0.05 | --> | 0.05 | 0 | 0 | Constrained, otherwise capacity available =47 kVA | --> | 0.048 | 0 | 0 | 0 | 0 | Constrained, otherwise capacity available =48 kW | --> | E22 ex COLLOONEY | Collooney [T421,T422] | SLIGO |  | 54.183 | -8.4682
MV/LV Substation LO***629X |  | 20 kV | _ | LV | 50 kVA :Pole Substation | 0.05 | --> | 0.05 | 0 | 0 | Constrained, otherwise capacity available =49 kVA | --> | 0.048 | 0 | 0 | 0 | 0 | Constrained, otherwise capacity available =48 kW | --> | E22 ex COLLOONEY | Collooney [T421,T422] | SLIGO |  | 54.2033 | -8.4232
MV/LV Substation KI***637X |  | 20 kV | _ | LV | 50 kVA :Pole Substation | 0.05 | --> | 0.05 | 0 | 0 | Constrained, otherwise capacity available =39 kVA | --> | 0.048 | 0 | 0 | 0 | 0 | Constrained, otherwise capacity available =49 kW | --> | E22 ex COLLOONEY | Collooney [T421,T422] | SLIGO |  | 54.2018 | -8.4363
MV/LV Substation O ***642X |  | 20 kV | _ | LV | 100 kVA :Pole Substation | 0.1 | --> | 0.1 | 0 | 0 | Constrained, otherwise capacity available =78 kVA | --> | 0.095 | 0 | 0 | 0.098 | 0 |  | --> | E17 ex MANORHAMILTON | Manorhamilton [T422] | SLIGO |  | 54.2325 | -8.3089
MV/LV Substation DR***648X |  | 20 kV | _ | LV | 50 kVA :Pole Substation | 0.05 | --> | 0.05 | 0 | 0 | Constrained, otherwise capacity available =44 kVA | --> | 0.048 | 0 | 0.005 | 0 | 0 | Constrained, otherwise capacity available =44 kW | --> | E20 ex COLLOONEY | Collooney [T421,T422] | SLIGO |  | 54.2385 | -8.6792
MV/LV Substation DR***661X |  | 20 kV | _ | LV | 100 kVA :Pole Substation | 0.1 | --> | 0.1 | 0 | 0 | Constrained, otherwise capacity available =44 kVA | --> | 0.095 | 0 | 0.008 | 0.096 | 0 |  | --> | E17 ex MANORHAMILTON | Manorhamilton [T422] | SLIGO |  | 54.2307 | -8.2934
MV/LV Substation B ***667 |  | 20 kV | _ | LV | 100 kVA :Pole Substation | 0.1 | --> | 0.1 | 0 | 0 | Constrained, otherwise capacity available =80 kVA | --> | 0.095 | 0 | 0.003 | 0 | 0 | Constrained, otherwise capacity available =96 kW | --> | E22 ex COLLOONEY | Collooney [T421,T422] | SLIGO |  | 54.2 | -8.3668
MV/LV Substation N ***681X |  | 10 kV | _ | LV | 100 kVA :Pole Substation | 0.1 | --> | 0.1 | 0.044 | 0.32 |  | --> | 0.095 | 0 | 0 | 0.102 | 0 |  | --> | C18 ex BALLYMOTE | Ballymote [T41] | SLIGO |  | 54.0868 | -8.5174
MV/LV Substation WO***697X |  | 20 kV | _ | LV | 200 kVA :Pole Substation | 0.2 | --> | 0.2 | 0 | 0 | Constrained, otherwise capacity available =153 kVA | --> | 0.19 | 0 | 0.002 | 0 | 0 | Constrained, otherwise capacity available =195 kW | --> | E20 ex COLLOONEY | Collooney [T421,T422] | SLIGO |  | 54.2126 | -8.5145
MV/LV Substation PI***703X |  | 10 kV | _ | LV | 100 kVA :Pole Substation | 0.1 | --> | 0.1 | 0.026 | 0.32 |  | --> | 0.095 | 0 | 0 | 0.105 | 0 |  | --> | C18 ex BALLYMOTE | Ballymote [T41] | SLIGO |  | 54.1226 | -8.5355
MV/LV Substation SE***705X |  | 10 kV | _ | LV | 50 kVA :Pole Substation | 0.05 | --> | 0.05 | 0.006 | 0.32 |  | --> | 0.048 | 0 | 0 | 0.053 | 0 |  | --> | C18 ex BALLYMOTE | Ballymote [T41] | SLIGO |  | 54.0791 | -8.5175
MV/LV Substation C/***715X |  | 20 kV | _ | LV | 50 kVA :Pole Substation | 0.05 | --> | 0.05 | 0 | 0 | Constrained, otherwise capacity available =49 kVA | --> | 0.048 | 0 | 0 | 0 | 0 | Constrained, otherwise capacity available =48 kW | --> | E22 ex COLLOONEY | Collooney [T421,T422] | SLIGO |  | 54.2108 | -8.3796
MV/LV Substation ST***722 |  | 20 kV | _ | LV | 200 kVA :Pole Substation | 0.2 | --> | 0.2 | 0 | 0 |  | --> | 0.19 | 0 | 0.037 | 0 | 0 | Constrained, otherwise capacity available =192 kW | --> | E14 ex COLLOONEY | Collooney [T421,T422] | SLIGO |  | 54.1822 | -8.4915
MV/LV Substation TH***723 |  | 20 kV | _ | LV | 200 kVA :Building Structure | 0.2 | --> | 0.2 | 0 | 0 | Constrained, otherwise capacity available =81 kVA | --> | 0.19 | 0 | 0.026 | 0 | 0 | Constrained, otherwise capacity available =186 kW | --> | E14 ex COLLOONEY | Collooney [T421,T422] | SLIGO |  | 54.1862 | -8.4915
MV/LV Substation SP***745X |  | 20 kV | _ | LV | 50 kVA :Pole Substation | 0.05 | --> | 0.05 | 0 | 0 | Constrained, otherwise capacity available =50 kVA | --> | 0.048 | 0 | 0 | 0 | 0 | Constrained, otherwise capacity available =48 kW | --> | E22 ex COLLOONEY | Collooney [T421,T422] | SLIGO |  | 54.1828 | -8.4833
MV/LV Substation OP***761X |  | 10 kV | _ | LV | 400 kVA :Building Structure | 0.4 | --> | 0.4 | 0.193 | 0.32 |  | --> | 0.38 | 0 | 0 | 0.407 | 0 |  | --> | C15 ex BALLYMOTE | Ballymote [T41] | SLIGO |  | 54.087 | -8.5366
MV/LV Substation DO***768 |  | 20 kV | _ | LV | 100 kVA :Pole Substation | 0.1 | --> | 0.1 | 0 | 0 | Constrained, otherwise capacity available =93 kVA | --> | 0.095 | 0 | 0.005 | 0 | 0 | Constrained, otherwise capacity available =92 kW | --> | E20 ex COLLOONEY | Collooney [T421,T422] | SLIGO |  | 54.2236 | -8.7656
MV/LV Substation RO***768X |  | 20 kV | _ | LV | 400 kVA :Kiosk Substation | 0.4 | --> | 0.4 | 0 | 0 | Constrained, otherwise capacity available =291 kVA | --> | 0.38 | 0 | 0.013 | 0.385 | 0 |  | --> | E17 ex MANORHAMILTON | Manorhamilton [T422] | SLIGO |  | 54.233 | -8.3023
MV/LV Substation CL***771 |  | 20 kV | _ | LV | 400 kVA :Kiosk Substation | 0.4 | --> | 0.4 | 0 | 0 | Constrained, otherwise capacity available =300 kVA | --> | 0.38 | 0 | 0.014 | 0 | 0 | Constrained, otherwise capacity available =383 kW | --> | E20 ex COLLOONEY | Collooney [T421,T422] | SLIGO |  | 54.2093 | -8.5155
MV/LV Substation N4***779 |  | 10 kV | _ | LV | 200 kVA :Pole Substation | 0.2 | --> | 0.2 | 0.123 | 5.78 |  | --> | 0.19 | 0 | 0.05 | 0.163 | 0 |  | --> | C14 ex OAKFIELD | Oakfield [T41,T42] | SLIGO |  | 54.223 | -8.4982
MV/LV Substation CL***787X |  | 20 kV | _ | LV | 50 kVA :Pole Substation | 0.05 | --> | 0.05 | 0 | 0 | Constrained, otherwise capacity available =43 kVA | --> | 0.048 | 0 | 0.005 | 0.045 | 0 |  | --> | E17 ex MANORHAMILTON | Manorhamilton [T422] | SLIGO |  | 54.22 | -8.2771
MV/LV Substation QU***794 |  | 10 kV | _ | LV | 50 kVA :Pole Substation | 0.05 | --> | 0.05 | 0.05 | 0.32 |  | --> | 0.048 | 0 | 0 | 0.048 | 0 |  | --> | C11 ex BALLYMOTE | Ballymote [T41] | SLIGO |  | 54.0509 | -8.6214
MV/LV Substation CO***795X |  | 20 kV | _ | LV | 100 kVA :Pole Substation | 0.1 | --> | 0.1 | 0 | 0 | Constrained, otherwise capacity available =89 kVA | --> | 0.095 | 0 | 0 | 0 | 0 | Constrained, otherwise capacity available =96 kW | --> | E18 ex COLLOONEY | Collooney [T421,T422] | SLIGO |  | 54.0888 | -8.3491
MV/LV Substation MA***800X |  | 20 kV | _ | LV | 200 kVA :Pole Substation | 0.2 | --> | 0.2 | 0 | 0 | Constrained, otherwise capacity available =174 kVA | --> | 0.19 | 0 | 0 | 0 | 0 | Constrained, otherwise capacity available =194 kW | --> | E18 ex COLLOONEY | Collooney [T421,T422] | SLIGO |  | 54.1749 | -8.461
MV/LV Substation GW***802 |  | 10 kV | _ | LV | 50 kVA :Pole Substation | 0.05 | --> | 0.05 | 0.045 | 0.32 |  | --> | 0.048 | 0 | 0 | 0.048 | 0 |  | --> | C11 ex BALLYMOTE | Ballymote [T41] | SLIGO |  | 54.057 | -8.5959
MV/LV Substation BA***803 |  | 10 kV | _ | LV | 50 kVA :Pole Substation | 0.05 | --> | 0.05 | 0.044 | 0.32 |  | --> | 0.048 | 0 | 0 | 0.048 | 0 |  | --> | C11 ex BALLYMOTE | Ballymote [T41] | SLIGO |  | 54.0546 | -8.5999
MV/LV Substation KE***805X |  | 20 kV | _ | LV | 400 kVA :Kiosk Substation | 0.4 | --> | 0.4 | 0 | 0 | Constrained, otherwise capacity available =302 kVA | --> | 0.38 | 0 | 0 | 0.393 | 0 |  | --> | E17 ex MANORHAMILTON | Manorhamilton [T422] | SLIGO |  | 54.2231 | -8.2081
MV/LV Substation B ***820X |  | 20 kV | _ | LV | 100 kVA :Pole Substation | 0.1 | --> | 0.1 | 0 | 0 | Constrained, otherwise capacity available =74 kVA | --> | 0.095 | 0 | 0.01 | 0 | 0 | Constrained, otherwise capacity available =91 kW | --> | E14 ex COLLOONEY | Collooney [T421,T422] | SLIGO |  | 54.1342 | -8.5612
MV/LV Substation MO***851X |  | 20 kV | _ | LV | 50 kVA :Pole Substation | 0.05 | --> | 0.05 | 0 | 0 | Constrained, otherwise capacity available =34 kVA | --> | 0.048 | 0 | 0.011 | 0 | 0 | Constrained, otherwise capacity available =41 kW | --> | E14 ex COLLOONEY | Collooney [T421,T422] | SLIGO |  | 54.166 | -8.6208
MV/LV Substation MU***865X |  | 20 kV | _ | LV | 50 kVA :Pole Substation | 0.05 | --> | 0.05 | 0 | 0 | Constrained, otherwise capacity available =50 kVA | --> | 0.048 | 0 | 0 | 0.048 | 0 |  | --> | E17 ex MANORHAMILTON | Manorhamilton [T422] | SLIGO |  | 54.2316 | -8.324
MV/LV Substation DR***866X |  | 20 kV | _ | LV | 100 kVA :Pole Substation | 0.1 | --> | 0.1 | 0 | 0 | Constrained, otherwise capacity available =95 kVA | --> | 0.095 | 0 | 0 | 0 | 0 | Constrained, otherwise capacity available =96 kW | --> | E18 ex COLLOONEY | Collooney [T421,T422] | SLIGO |  | 54.1317 | -8.4461
MV/LV Substation LO***881X |  | 10 kV | _ | LV | 400 kVA :Kiosk Substation | 0.4 | --> | 0.4 | 0.274 | 0.32 |  | --> | 0.38 | 0 | 0 | 0.397 | 0 |  | --> | C18 ex BALLYMOTE | Ballymote [T41] | SLIGO |  | 54.0898 | -8.5184
MV/LV Substation AR***915 |  | 20 kV | _ | LV | 50 kVA :Pole Substation | 0.05 | --> | 0.05 | 0 | 0 |  | --> | 0.048 | 0 | 0.014 | 0.049 | 0 |  | --> | E17 ex MANORHAMILTON | Manorhamilton [T422] | SLIGO |  | 54.2215 | -8.2968
MV/LV Substation CH***924 |  | 20 kV | _ | LV | 400 kVA :Kiosk Substation | 0.4 | --> | 0.4 | 0 | 0 | Constrained, otherwise capacity available =343 kVA | --> | 0.38 | 0 | 0 | 0.388 | 0 |  | --> | E17 ex MANORHAMILTON | Manorhamilton [T422] | SLIGO |  | 54.2294 | -8.2986
MV/LV Substation DR***925 |  | 20 kV | _ | LV | 200 kVA :Kiosk Substation | 0.2 | --> | 0.2 | 0 | 0 | Constrained, otherwise capacity available =171 kVA | --> | 0.19 | 0 | 0 | 0.194 | 0 |  | --> | E17 ex MANORHAMILTON | Manorhamilton [T422] | SLIGO |  | 54.2307 | -8.2994
MV/LV Substation SR***932 |  | 20 kV | _ | LV | 50 kVA :Pole Substation | 0.05 | --> | 0.05 | 0 | 0 | Constrained, otherwise capacity available =46 kVA | --> | 0.048 | 0 | 0 | 0.048 | 0 |  | --> | E17 ex MANORHAMILTON | Manorhamilton [T422] | SLIGO |  | 54.2534 | -8.3133
MV/LV Substation BA***932X |  | 10 kV | _ | LV | 50 kVA :Pole Substation | 0.05 | --> | 0.05 | 0.05 | 0.32 |  | --> | 0.048 | 0 | 0 | 0.048 | 0 |  | --> | C18 ex BALLYMOTE | Ballymote [T41] | SLIGO |  | 54.0871 | -8.5294
MV/LV Substation GR***933 |  | 20 kV | _ | LV | 100 kVA :Pole Substation | 0.1 | --> | 0.1 | 0 | 0 | Constrained, otherwise capacity available =98 kVA | --> | 0.095 | 0 | 0.006 | 0.091 | 0 |  | --> | E17 ex MANORHAMILTON | Manorhamilton [T422] | SLIGO |  | 54.251 | -8.3215
MV/LV Substation EI***936X |  | 20 kV | _ | LV | 50 kVA :Pole Substation | 0.05 | --> | 0.05 | 0 | 0 | Constrained, otherwise capacity available =44 kVA | --> | 0.048 | 0 | 0 | 0 | 0 | Constrained, otherwise capacity available =48 kW | --> | E18 ex COLLOONEY | Collooney [T421,T422] | SLIGO |  | 54.0798 | -8.3929
MV/LV Substation BA***979 |  | 10 kV | _ | LV | 50 kVA :Pole Substation | 0.05 | --> | 0.05 | 0.044 | 0.32 |  | --> | 0.048 | 0 | 0 | 0.048 | 0 |  | --> | C18 ex BALLYMOTE | Ballymote [T41] | SLIGO |  | 54.0835 | -8.5197
MV/LV Substation BE***980 |  | 20 kV | _ | LV | 50 kVA :Pole Substation | 0.05 | --> | 0.05 | 0 | 0 | Constrained, otherwise capacity available =43 kVA | --> | 0.048 | 0 | 0 | 0 | 0 | Constrained, otherwise capacity available =48 kW | --> | E20 ex COLLOONEY | Collooney [T421,T422] | SLIGO |  | 54.227 | -8.6503
MV/LV Substation CA***983X |  | 20 kV | _ | LV | 100 kVA :Pole Substation | 0.1 | --> | 0.1 | 0 | 0 | Constrained, otherwise capacity available =75 kVA | --> | 0.095 | 0 | 0 | 0 | 0 | Constrained, otherwise capacity available =98 kW | --> | E20 ex COLLOONEY | Collooney [T421,T422] | SLIGO |  | 54.2658 | -8.6743
MV/LV Substation GE***987X |  | 20 kV | _ | LV | 50 kVA :Pole Substation | 0.05 | --> | 0.05 | 0 | 0 | Constrained, otherwise capacity available =42 kVA | --> | 0.048 | 0 | 0 | 0 | 0 | Constrained, otherwise capacity available =49 kW | --> | E20 ex COLLOONEY | Collooney [T421,T422] | SLIGO |  | 54.2426 | -8.7042
MV/LV Substation KE***988 |  | 10 kV | _ | LV | 400 kVA :Kiosk Substation | 0.4 | --> | 0.4 | 0.314 | 0.32 |  | --> | 0.38 | 0 | 0 | 0.392 | 0 |  | --> | C18 ex BALLYMOTE | Ballymote [T41] | SLIGO |  | 54.0856 | -8.5114
MV/LV Substation AD***995 |  | 20 kV | _ | LV | 50 kVA :Pole Substation | 0.05 | --> | 0.05 | 0 | 0 | Constrained, otherwise capacity available =46 kVA | --> | 0.048 | 0 | 0 | 0 | 0 | Constrained, otherwise capacity available =48 kW | --> | E18 ex COLLOONEY | Collooney [T421,T422] | SLIGO |  | 54.1023 | -8.3985
MV/LV Substation C ***997 |  | 20 kV | _ | LV | 50 kVA :Pole Substation | 0.05 | --> | 0.05 | 0 | 0 | Constrained, otherwise capacity available =45 kVA | --> | 0.048 | 0 | 0.005 | 0 | 0 | Constrained, otherwise capacity available =44 kW | --> | E18 ex COLLOONEY | Collooney [T421,T422] | SLIGO |  | 54.069 | -8.394
MV/LV Substation ME***005 |  | 10 kV | _ | LV | 630 kVA :Building Structure | 0.63 | --> | 0.63 | 0.5 | 2 |  | --> | 0.598 | 0 | 0.006 | 0.5 | 0 |  | --> | C11 ex BALLINASLOE | Ballinasloe [T41,T42] | SOMERSET |  | 53.3308 | -8.2046
MV/LV Substation MA***006 |  | 10 kV | _ | LV | 630 kVA :Kiosk Substation | 0.63 | --> | 0.63 | 0.289 | 2 |  | --> | 0.598 | 0 | 0 | 0.5 | 0 |  | --> | C11 ex BALLINASLOE | Ballinasloe [T41,T42] | SOMERSET |  | 53.3296 | -8.2213
MV/LV Substation ST***008 |  | 10 kV | _ | LV | 200 kVA :Pole Substation | 0.2 | --> | 0.2 | 0.172 | 2 |  | --> | 0.19 | 0 | 0.014 | 0.183 | 0 |  | --> | C17 ex BALLINASLOE | Ballinasloe [T41,T42] | SOMERSET |  | 53.324 | -8.2462
MV/LV Substation QU***010 |  | 10 kV | _ | LV | 630 kVA :Building Structure | 0.63 | --> | 0.63 | 0.467 | 2 |  | --> | 0.598 | 0 | 0.015 | 0.5 | 0 |  | --> | C11 ex BALLINASLOE | Ballinasloe [T41,T42] | SOMERSET |  | 53.3323 | -8.2286
MV/LV Substation ME***011 |  | 20 kV | _ | LV | 200 kVA :Pole Substation | 0.2 | --> | 0.2 | 0 | 0 | Constrained, otherwise capacity available =197 kVA | --> | 0.19 | 0 | 0 | 0.19 | 0 |  | --> | E11 ex CREAGH | Creagh [T421,T422] | ATHLONE |  | 53.3349 | -8.1946
MV/LV Substation PO***012 |  | 10 kV | _ | LV | 100 kVA :Pole Substation | 0.1 | --> | 0.1 | 0.073 | 2 |  | --> | 0.095 | 0 | 0.01 | 0.091 | 0 |  | --> | C17 ex BALLINASLOE | Ballinasloe [T41,T42] | SOMERSET |  | 53.3252 | -8.219
MV/LV Substation BR***014 |  | 10 kV | _ | LV | 400 kVA :Kiosk Substation | 0.4 | --> | 0.4 | 0.25 | 2 |  | --> | 0.38 | 0 | 0.017 | 0.387 | 0 |  | --> | C17 ex BALLINASLOE | Ballinasloe [T41,T42] | SOMERSET |  | 53.3234 | -8.2386
MV/LV Substation MA***018 |  | 10 kV | _ | LV | 200 kVA :Pole Substation | 0.2 | --> | 0.2 | 0.117 | 2 |  | --> | 0.19 | 0 | 0.005 | 0.197 | 0 |  | --> | C11 ex BALLINASLOE | Ballinasloe [T41,T42] | SOMERSET |  | 53.3318 | -8.2186
MV/LV Substation RO***023Y |  | 10 kV | _ | LV | 200 kVA :Kiosk Substation | 0.2 | --> | 0.2 | 0.174 | 2 |  | --> | 0.19 | 0 | 0.009 | 0.187 | 0 |  | --> | C11 ex BALLINASLOE | Ballinasloe [T41,T42] | SOMERSET |  | 53.3299 | -8.1959
MV/LV Substation ST***024 |  | 20 kV | _ | LV | 100 kVA :Pole Substation | 0.1 | --> | 0.1 | 0 | 0 | Constrained, otherwise capacity available =39 kVA | --> | 0.095 | 0 | 0.032 | 0.079 | 0 |  | --> | E11 ex CREAGH | Creagh [T421,T422] | ATHLONE |  | 53.3386 | -8.2015
MV/LV Substation TH***026 |  | 10 kV | _ | LV | 400 kVA :Kiosk Substation | 0.4 | --> | 0.4 | 0.271 | 2 |  | --> | 0.38 | 0 | 0.025 | 0.379 | 0 |  | --> | C12 ex BALLINASLOE | Ballinasloe [T41,T42] | SOMERSET |  | 53.3262 | -8.1991
MV/LV Substation LE***030 |  | 10 kV | _ | LV | 400 kVA :Building Structure | 0.4 | --> | 0.4 | 0.254 | 2 |  | --> | 0.38 | 0 | 0.033 | 0.375 | 0 |  | --> | C11 ex BALLINASLOE | Ballinasloe [T41,T42] | SOMERSET |  | 53.3334 | -8.2344
MV/LV Substation CH***031 |  | 10 kV | _ | LV | 200 kVA :Pole Substation | 0.2 | --> | 0.2 | 0.154 | 2 |  | --> | 0.19 | 0 | 0.011 | 0.188 | 0 |  | --> | C11 ex BALLINASLOE | Ballinasloe [T41,T42] | SOMERSET |  | 53.3303 | -8.2118
MV/LV Substation DU***032 |  | 10 kV | _ | LV | 400 kVA :Kiosk Substation | 0.4 | --> | 0.4 | 0.274 | 2 |  | --> | 0.38 | 0 | 0.008 | 0.391 | 0 |  | --> | C12 ex BALLINASLOE | Ballinasloe [T41,T42] | SOMERSET |  | 53.3277 | -8.2237
MV/LV Substation SO***033 |  | 10 kV | _ | LV | 630 kVA :Kiosk Substation | 0.63 | --> | 0.63 | 0.408 | 2 |  | --> | 0.598 | 0 | 0.03 | 0.5 | 0 |  | --> | C11 ex BALLINASLOE | Ballinasloe [T41,T42] | SOMERSET |  | 53.3308 | -8.2259
MV/LV Substation PR***037 |  | 20 kV | _ | LV | 200 kVA :Pole Substation | 0.2 | --> | 0.2 | 0 | 0 | Constrained, otherwise capacity available =192 kVA | --> | 0.19 | 0 | 0 | 0.191 | 0 |  | --> | E18 ex CREAGH | Creagh [T421,T422] | ATHLONE |  | 53.3477 | -8.2491
MV/LV Substation PU***039Y |  | 20 kV | _ | LV | 50 kVA :Pole Substation | 0.05 | --> | 0.05 | 0 | 0 | Constrained, otherwise capacity available =46 kVA | --> | 0.048 | 0 | 0 | 0.048 | 0 |  | --> | E17 ex CREAGH | Creagh [T421,T422] | ATHLONE |  | 53.2901 | -8.1528
MV/LV Substation WO***040 |  | 20 kV | _ | LV | 200 kVA :Pole Substation | 0.2 | --> | 0.2 | 0 | 0 | Constrained, otherwise capacity available =163 kVA | --> | 0.19 | 0 | 0.013 | 0.185 | 0 |  | --> | E17 ex CREAGH | Creagh [T421,T422] | ATHLONE |  | 53.3295 | -8.1933
MV/LV Substation PU***040Y |  | 20 kV | _ | LV | 50 kVA :Pole Substation | 0.05 | --> | 0.05 | 0 | 0 | Constrained, otherwise capacity available =50 kVA | --> | 0.048 | 0 | 0 | 0.048 | 0 |  | --> | E17 ex CREAGH | Creagh [T421,T422] | ATHLONE |  | 53.2906 | -8.1608
MV/LV Substation FA***042Y |  | 10 kV | _ | LV | 630 kVA :Kiosk Substation | 0.63 | --> | 0.63 | 0.5 | 2 |  | --> | 0.598 | 0 | 0 | 0.5 | 0 |  | --> | C11 ex BALLINASLOE | Ballinasloe [T41,T42] | SOMERSET |  | 53.3292 | -8.2245
MV/LV Substation ST***043 |  | 10 kV | _ | LV | 200 kVA :Pole Substation | 0.2 | --> | 0.2 | 0.129 | 2 |  | --> | 0.19 | 0 | 0.061 | 0.154 | 0 |  | --> | C17 ex BALLINASLOE | Ballinasloe [T41,T42] | SOMERSET |  | 53.3265 | -8.2394
MV/LV Substation CL***043Y |  | 20 kV | _ | LV | 50 kVA :Pole Substation | 0.05 | --> | 0.05 | 0 | 0 | Constrained, otherwise capacity available =48 kVA | --> | 0.048 | 0 | 0 | 0.048 | 0 |  | --> | E18 ex CREAGH | Creagh [T421,T422] | ATHLONE |  | 53.4154 | -8.3677
MV/LV Substation RI***046Y |  | 10 kV | _ | LV | 400 kVA :Kiosk Substation | 0.4 | --> | 0.4 | 0.366 | 2 |  | --> | 0.38 | 0 | 0 | 0.384 | 0 |  | --> | C11 ex BALLINASLOE | Ballinasloe [T41,T42] | SOMERSET |  | 53.3317 | -8.2213
MV/LV Substation GA***047Y |  | 10 kV | _ | LV | 400 kVA :Kiosk Substation | 0.4 | --> | 0.4 | 0.35 | 2 |  | --> | 0.38 | 0 | 0.012 | 0.378 | 0 |  | --> | C17 ex BALLINASLOE | Ballinasloe [T41,T42] | SOMERSET |  | 53.3241 | -8.2404
MV/LV Substation AU***049 |  | 20 kV | _ | LV | 50 kVA :Pole Substation | 0.05 | --> | 0.05 | 0 | 0 | Constrained, otherwise capacity available =47 kVA | --> | 0.048 | 0 | 0.01 | 0.041 | 0 |  | --> | E17 ex CREAGH | Creagh [T421,T422] | ATHLONE |  | 53.3048 | -8.3195
MV/LV Substation CH***053Y |  | 10 kV | _ | LV | 400 kVA :Kiosk Substation | 0.4 | --> | 0.4 | 0.329 | 2 |  | --> | 0.38 | 0 | 0 | 0.39 | 0 |  | --> | C12 ex BALLINASLOE | Ballinasloe [T41,T42] | SOMERSET |  | 53.3278 | -8.2192
MV/LV Substation PO***055Y |  | 20 kV | _ | LV | 50 kVA :Pole Substation | 0.05 | --> | 0.05 | 0 | 0 | Constrained, otherwise capacity available =48 kVA | --> | 0.048 | 0 | 0 | 0.048 | 0 |  | --> | E17 ex CREAGH | Creagh [T421,T422] | ATHLONE |  | 53.3134 | -8.1918
MV/LV Substation PO***059 |  | 10 kV | _ | LV | 100 kVA :Pole Substation | 0.1 | --> | 0.1 | 0.024 | 2 |  | --> | 0.095 | 0 | 0 | 0.105 | 0 |  | --> | C17 ex BALLINASLOE | Ballinasloe [T41,T42] | SOMERSET |  | 53.3214 | -8.2107
MV/LV Substation PO***060 |  | 10 kV | _ | LV | 100 kVA :Pole Substation | 0.1 | --> | 0.1 | 0.092 | 2 |  | --> | 0.095 | 0 | 0 | 0.096 | 0 |  | --> | C12 ex BALLINASLOE | Ballinasloe [T41,T42] | SOMERSET |  | 53.3222 | -8.2072
MV/LV Substation LA***067Y |  | 20 kV | _ | LV | 100 kVA :Pole Substation | 0.1 | --> | 0.1 | 0 | 0 | Constrained, otherwise capacity available =56 kVA | --> | 0.095 | 0 | 0.015 | 0.09 | 0 |  | --> | E15 ex CREAGH | Creagh [T421,T422] | ATHLONE |  | 53.3444 | -8.0925
MV/LV Substation KI***072Y |  | 20 kV | _ | LV | 50 kVA :Pole Substation | 0.05 | --> | 0.05 | 0 | 0 | Constrained, otherwise capacity available =45 kVA | --> | 0.048 | 0 | 0 | 0.048 | 0 |  | --> | E18 ex CREAGH | Creagh [T421,T422] | ATHLONE |  | 53.3419 | -8.2649
MV/LV Substation PU***093Y |  | 20 kV | _ | LV | 50 kVA :Pole Substation | 0.05 | --> | 0.05 | 0 | 0 | Constrained, otherwise capacity available =24 kVA | --> | 0.048 | 0 | 0 | 0.051 | 0 |  | --> | E17 ex CREAGH | Creagh [T421,T422] | ATHLONE |  | 53.288 | -8.3861
MV/LV Substation DE***094 |  | 20 kV | _ | LV | 50 kVA :Pole Substation | 0.05 | --> | 0.05 | 0 | 0 | Constrained, otherwise capacity available =41 kVA | --> | 0.048 | 0 | 0.016 | 0.037 | 0 |  | --> | E18 ex CREAGH | Creagh [T421,T422] | ATHLONE |  | 53.342 | -8.2464
MV/LV Substation WE***099 |  | 10 kV | _ | LV | 200 kVA :Pole Substation | 0.2 | --> | 0.2 | 0.175 | 2 |  | --> | 0.19 | 0 | 0.049 | 0.157 | 0 |  | --> | C17 ex BALLINASLOE | Ballinasloe [T41,T42] | SOMERSET |  | 53.321 | -8.2186
MV/LV Substation KI***101 |  | 20 kV | _ | LV | 50 kVA :Pole Substation | 0.05 | --> | 0.05 | 0 | 0 | Constrained, otherwise capacity available =30 kVA | --> | 0.048 | 0 | 0 | 0.05 | 0 |  | --> | E18 ex CREAGH | Creagh [T421,T422] | ATHLONE |  | 53.409 | -8.5056
MV/LV Substation HA***108 |  | 20 kV | _ | LV | 200 kVA :Pole Substation | 0.2 | --> | 0.2 | 0 | 0 | Constrained, otherwise capacity available =144 kVA | --> | 0.19 | 0 | 0.02 | 0.183 | 0 |  | --> | E17 ex CREAGH | Creagh [T421,T422] | ATHLONE |  | 53.327 | -8.192
MV/LV Substation MO***111 |  | 20 kV | _ | LV | 50 kVA :Pole Substation | 0.05 | --> | 0.05 | 0 | 0 | Constrained, otherwise capacity available =44 kVA | --> | 0.048 | 0 | 0 | 0.048 | 0 |  | --> | E15 ex CREAGH | Creagh [T421,T422] | ATHLONE |  | 53.332 | -8.0944
MV/LV Substation TA***125Y |  | 20 kV | _ | LV | 400 kVA :Kiosk Substation | 0.4 | --> | 0.4 | 0 | 0 | Constrained, otherwise capacity available =400 kVA | --> | 0.38 | 0 | 0 | 0.38 | 0 |  | --> | E16 ex CREAGH | Creagh [T421,T422] | ATHLONE |  | 53.3365 | -8.2015
MV/LV Substation ST***126 |  | 10 kV | _ | LV | 200 kVA :Pole Substation | 0.2 | --> | 0.2 | 0.105 | 2 |  | --> | 0.19 | 0 | 0 | 0.203 | 0 |  | --> | C17 ex BALLINASLOE | Ballinasloe [T41,T42] | SOMERSET |  | 53.3244 | -8.2336
MV/LV Substation BN***131Y |  | 20 kV | _ | LV | 50 kVA :Pole Substation | 0.05 | --> | 0.05 | 0 | 0 | Constrained, otherwise capacity available =40 kVA | --> | 0.048 | 0 | 0 | 0.049 | 0 |  | --> | E17 ex CREAGH | Creagh [T421,T422] | ATHLONE |  | 53.2731 | -8.1429
MV/LV Substation GA***133 |  | 20 kV | _ | LV | 400 kVA :Kiosk Substation | 0.4 | --> | 0.4 | 0 | 0 | Constrained, otherwise capacity available =352 kVA | --> | 0.38 | 0 | 0 | 0.386 | 0 |  | --> | E17 ex CREAGH | Creagh [T421,T422] | ATHLONE |  | 53.2958 | -8.2462
MV/LV Substation MO***137 |  | 20 kV | _ | LV | 100 kVA :Pole Substation | 0.1 | --> | 0.1 | 0 | 0 | Constrained, otherwise capacity available =95 kVA | --> | 0.095 | 0 | 0 | 0.096 | 0 |  | --> | E18 ex CREAGH | Creagh [T421,T422] | ATHLONE |  | 53.4742 | -8.493
MV/LV Substation CO***147Y |  | 10 kV | _ | LV | 200 kVA :Kiosk Substation | 0.2 | --> | 0.2 | 0.193 | 2 |  | --> | 0.19 | 0 | 0 | 0.191 | 0 |  | --> | C11 ex BALLINASLOE | Ballinasloe [T41,T42] | SOMERSET |  | 53.3222 | -8.1884
MV/LV Substation BN***157 |  | 20 kV | _ | LV | 50 kVA :Pole Substation | 0.05 | --> | 0.05 | 0 | 0 | Constrained, otherwise capacity available =46 kVA | --> | 0.048 | 0 | 0 | 0.048 | 0 |  | --> | E15 ex CREAGH | Creagh [T421,T422] | ATHLONE |  | 53.2999 | -8.0474
MV/LV Substation BN***158 |  | 20 kV | _ | LV | 50 kVA :Pole Substation | 0.05 | --> | 0.05 | 0 | 0 | Constrained, otherwise capacity available =50 kVA | --> | 0.048 | 0 | 0 | 0.048 | 0 |  | --> | E15 ex CREAGH | Creagh [T421,T422] | ATHLONE |  | 53.3275 | -8.0089
MV/LV Substation CA***159 |  | 20 kV | _ | LV | 200 kVA :Pole Substation | 0.2 | --> | 0.2 | 0 | 0 | Constrained, otherwise capacity available =200 kVA | --> | 0.19 | 0 | 0 | 0.19 | 0 |  | --> | E17 ex CREAGH | Creagh [T421,T422] | ATHLONE |  | 53.3126 | -8.3275
MV/LV Substation BO***160 |  | 20 kV | _ | LV | 50 kVA :Pole Substation | 0.05 | --> | 0.05 | 0 | 0 | Constrained, otherwise capacity available =9 kVA | --> | 0.048 | 0 | 0 | 0.053 | 0 |  | --> | E18 ex CREAGH | Creagh [T421,T422] | ATHLONE |  | 53.4583 | -8.4737
MV/LV Substation ME***166Y |  | 20 kV | _ | LV | 50 kVA :Pole Substation | 0.05 | --> | 0.05 | 0 | 0 | Constrained, otherwise capacity available =48 kVA | --> | 0.048 | 0 | 0 | 0.048 | 0 |  | --> | E18 ex CREAGH | Creagh [T421,T422] | ATHLONE |  | 53.4637 | -8.4941
MV/LV Substation BA***170Y |  | 10 kV | _ | LV | 400 kVA :Kiosk Substation | 0.4 | --> | 0.4 | 0.36 | 2 |  | --> | 0.38 | 0 | 0.01 | 0.378 | 0 |  | --> | C17 ex BALLINASLOE | Ballinasloe [T41,T42] | SOMERSET |  | 53.3299 | -8.2356
MV/LV Substation CA***171Y |  | 20 kV | _ | LV | 50 kVA :Pole Substation | 0.05 | --> | 0.05 | 0 | 0 | Constrained, otherwise capacity available =50 kVA | --> | 0.048 | 0 | 0 | 0.048 | 0 |  | --> | E18 ex CREAGH | Creagh [T421,T422] | ATHLONE |  | 53.4314 | -8.4371
MV/LV Substation LA***173 |  | 20 kV | _ | LV | 50 kVA :Pole Substation | 0.05 | --> | 0.05 | 0.038 | 0.3 |  | --> | 0.048 | 0 | 0.022 | 0.033 | 0 |  | --> | C17 ex BANAGHER | Banagher [T41,T42] | DALLOW |  | 53.241 | -8.1717
MV/LV Substation FR***173Y |  | 20 kV | _ | LV | 50 kVA :Pole Substation | 0.05 | --> | 0.05 | 0 | 0 | Constrained, otherwise capacity available =42 kVA | --> | 0.048 | 0 | 0 | 0.049 | 0 |  | --> | E18 ex CREAGH | Creagh [T421,T422] | ATHLONE |  | 53.4643 | -8.4892
MV/LV Substation BN***177 |  | 20 kV | _ | LV | 50 kVA :Pole Substation | 0.05 | --> | 0.05 | 0 | 0 | Constrained, otherwise capacity available =45 kVA | --> | 0.048 | 0 | 0 | 0.048 | 0 |  | --> | E15 ex CREAGH | Creagh [T421,T422] | ATHLONE |  | 53.2859 | -8.0648
MV/LV Substation OL***178Y |  | 10 kV | _ | LV | 100 kVA :Pole Substation | 0.1 | --> | 0.1 | 0.075 | 2 |  | --> | 0.095 | 0 | 0.022 | 0.082 | 0 |  | --> | C17 ex BALLINASLOE | Ballinasloe [T41,T42] | SOMERSET |  | 53.3189 | -8.2168
MV/LV Substation BA***180 |  | 20 kV | _ | LV | 50 kVA :Pole Substation | 0.05 | --> | 0.05 | 0 | 0 | Constrained, otherwise capacity available =42 kVA | --> | 0.048 | 0 | 0.015 | 0.037 | 0 |  | --> | E18 ex CREAGH | Creagh [T421,T422] | ATHLONE |  | 53.4418 | -8.5107
MV/LV Substation LI***183Y |  | 20 kV | _ | LV | 50 kVA :Pole Substation | 0.05 | --> | 0.05 | 0 | 0 | Constrained, otherwise capacity available =50 kVA | --> | 0.048 | 0 | 0 | 0.048 | 0 |  | --> | E17 ex CREAGH | Creagh [T421,T422] | ATHLONE |  | 53.2792 | -8.1215
MV/LV Substation GR***184 |  | 10 kV | _ | LV | 200 kVA :Kiosk Substation | 0.2 | --> | 0.2 | 0.155 | 2 |  | --> | 0.19 | 0 | 0.033 | 0.172 | 0 |  | --> | C12 ex BALLINASLOE | Ballinasloe [T41,T42] | SOMERSET |  | 53.3244 | -8.2013
MV/LV Substation DU***185Y |  | 20 kV | _ | LV | 100 kVA :Pole Substation | 0.1 | --> | 0.1 | 0 | 0 | Constrained, otherwise capacity available =90 kVA | --> | 0.095 | 0 | 0.006 | 0.092 | 0 |  | --> | E15 ex CREAGH | Creagh [T421,T422] | ATHLONE |  | 53.3496 | -8.0852
MV/LV Substation ST***187Y |  | 20 kV | _ | LV | 200 kVA :Pole Substation | 0.2 | --> | 0.2 | 0 | 0 | Constrained, otherwise capacity available =168 kVA | --> | 0.19 | 0 | 0 | 0.194 | 0 |  | --> | E17 ex CREAGH | Creagh [T421,T422] | ATHLONE |  | 53.287 | -8.24
MV/LV Substation KI***191Y |  | 10 kV | _ | LV | 50 kVA :Pole Substation | 0.05 | --> | 0.05 | 0 | 0 | Constrained, otherwise capacity available =49 kVA | --> | 0.048 | 0 | 0.005 | 0.044 | 0 |  | --> | E18 ex CREAGH | Creagh [T421,T422] | ATHLONE |  | 53.334 | -8.2674
MV/LV Substation DY***192 |  | 20 kV | _ | LV | 50 kVA :Pole Substation | 0.05 | --> | 0.05 | 0 | 0 | Constrained, otherwise capacity available =47 kVA | --> | 0.048 | 0 | 0 | 0.048 | 0 |  | --> | E11 ex CREAGH | Creagh [T421,T422] | ATHLONE |  | 53.464 | -8.2166
MV/LV Substation KI***202 |  | 20 kV | _ | LV | 50 kVA :Pole Substation | 0.05 | --> | 0.05 | 0 | 0 | Constrained, otherwise capacity available =48 kVA | --> | 0.048 | 0 | 0 | 0.048 | 0 |  | --> | E17 ex CREAGH | Creagh [T421,T422] | ATHLONE |  | 53.3297 | -8.3954
MV/LV Substation ME***206Y |  | 20 kV | _ | LV | 50 kVA :Pole Substation | 0.05 | --> | 0.05 | 0 | 0 | Constrained, otherwise capacity available =47 kVA | --> | 0.048 | 0 | 0 | 0.048 | 0 |  | --> | E18 ex CREAGH | Creagh [T421,T422] | ATHLONE |  | 53.4529 | -8.4739
MV/LV Substation DY***209 |  | 20 kV | _ | LV | 50 kVA :Pole Substation | 0.05 | --> | 0.05 | 0 | 0 | Constrained, otherwise capacity available =46 kVA | --> | 0.048 | 0 | 0 | 0.048 | 0 |  | --> | E11 ex CREAGH | Creagh [T421,T422] | ATHLONE |  | 53.4647 | -8.2177
MV/LV Substation BN***209Y |  | 20 kV | _ | LV | 50 kVA :Pole Substation | 0.05 | --> | 0.05 | 0 | 0 | Constrained, otherwise capacity available =50 kVA | --> | 0.048 | 0 | 0 | 0.048 | 0 |  | --> | E15 ex CREAGH | Creagh [T421,T422] | ATHLONE |  | 53.3232 | -8.0418
MV/LV Substation LA***210Y |  | 20 kV | _ | LV | 50 kVA :Pole Substation | 0.05 | --> | 0.05 | 0.05 | 0.3 |  | --> | 0.048 | 0 | 0 | 0.048 | 0 |  | --> | C17 ex BANAGHER | Banagher [T41,T42] | DALLOW |  | 53.2357 | -8.1758
MV/LV Substation BA***215Y |  | 20 kV | _ | LV | 50 kVA :Pole Substation | 0.05 | --> | 0.05 | 0 | 0 | Constrained, otherwise capacity available =33 kVA | --> | 0.048 | 0 | 0 | 0.05 | 0 |  | --> | E15 ex CREAGH | Creagh [T421,T422] | ATHLONE |  | 53.3477 | -8.0886
MV/LV Substation TU***216 |  | 20 kV | _ | LV | 100 kVA :Pole Substation | 0.1 | --> | 0.1 | 0 | 0 | Constrained, otherwise capacity available =72 kVA | --> | 0.095 | 0 | 0.005 | 0.095 | 0 |  | --> | E18 ex CREAGH | Creagh [T421,T422] | ATHLONE |  | 53.4743 | -8.515
MV/LV Substation PO***217Y |  | 10 kV | _ | LV | 100 kVA :Pole Substation | 0.1 | --> | 0.1 | 0.068 | 2 |  | --> | 0.095 | 0 | 0.01 | 0.092 | 0 |  | --> | C12 ex BALLINASLOE | Ballinasloe [T41,T42] | SOMERSET |  | 53.3218 | -8.1939
MV/LV Substation DU***227 |  | 10 kV | _ | LV | 400 kVA :Kiosk Substation | 0.4 | --> | 0.4 | 0.319 | 2 |  | --> | 0.38 | 0 | 0 | 0.391 | 0 |  | --> | C12 ex BALLINASLOE | Ballinasloe [T41,T42] | SOMERSET |  | 53.3266 | -8.2207
MV/LV Substation AU***228Y |  | 20 kV | _ | LV | 100 kVA :Pole Substation | 0.1 | --> | 0.1 | 0 | 0 | Constrained, otherwise capacity available =76 kVA | --> | 0.095 | 0 | 0 | 0.098 | 0 |  | --> | E17 ex CREAGH | Creagh [T421,T422] | ATHLONE |  | 53.3046 | -8.3169
MV/LV Substation CL***238Y |  | 20 kV | _ | LV | 50 kVA :Pole Substation | 0.05 | --> | 0.05 | 0 | 0 | Constrained, otherwise capacity available =50 kVA | --> | 0.048 | 0 | 0 | 0.048 | 0 |  | --> | E15 ex CREAGH | Creagh [T421,T422] | ATHLONE |  | 53.3239 | -8.0353
MV/LV Substation FR***241Y |  | 20 kV | _ | LV | 50 kVA :Pole Substation | 0.05 | --> | 0.05 | 0 | 0 | Constrained, otherwise capacity available =48 kVA | --> | 0.048 | 0 | 0 | 0.048 | 0 |  | --> | E18 ex CREAGH | Creagh [T421,T422] | ATHLONE |  | 53.4697 | -8.4897
MV/LV Substation WA***248Y |  | 20 kV | _ | LV | 100 kVA :Pole Substation | 0.1 | --> | 0.1 | 0 | 0 | Constrained, otherwise capacity available =78 kVA | --> | 0.095 | 0 | 0 | 0.098 | 0 |  | --> | E17 ex CREAGH | Creagh [T421,T422] | ATHLONE |  | 53.3145 | -8.2225
MV/LV Substation GR***258Y |  | 20 kV | _ | LV | 100 kVA :Pole Substation | 0.1 | --> | 0.1 | 0 | 0 | Constrained, otherwise capacity available =76 kVA | --> | 0.095 | 0 | 0.005 | 0.094 | 0 |  | --> | E18 ex CREAGH | Creagh [T421,T422] | ATHLONE |  | 53.3895 | -8.3564
MV/LV Substation OA***272Y |  | 20 kV | _ | LV | 100 kVA :Pole Substation | 0.1 | --> | 0.1 | 0 | 0 | Constrained, otherwise capacity available =74 kVA | --> | 0.095 | 0 | 0.003 | 0.096 | 0 |  | --> | E17 ex CREAGH | Creagh [T421,T422] | ATHLONE |  | 53.3169 | -8.2096
MV/LV Substation GU***304 |  | 10 kV | _ | LV | 400 kVA :Kiosk Substation | 0.4 | --> | 0.4 | 0.242 | 2 |  | --> | 0.38 | 0 | 0 | 0.401 | 0 |  | --> | C11 ex BALLINASLOE | Ballinasloe [T41,T42] | SOMERSET |  | 53.3311 | -8.2221
MV/LV Substation TE***306 |  | 20 kV | _ | LV | 50 kVA :Pole Substation | 0.05 | --> | 0.05 | 0 | 0 | Constrained, otherwise capacity available =33 kVA | --> | 0.048 | 0 | 0.006 | 0.045 | 0 |  | --> | E18 ex CREAGH | Creagh [T421,T422] | ATHLONE |  | 53.4614 | -8.4848
MV/LV Substation BA***307 |  | 20 kV | _ | LV | 100 kVA :Pole Substation | 0.1 | --> | 0.1 | 0 | 0 | Constrained, otherwise capacity available =85 kVA | --> | 0.095 | 0 | 0 | 0.097 | 0 |  | --> | E15 ex CREAGH | Creagh [T421,T422] | ATHLONE |  | 53.3514 | -8.0823
MV/LV Substation MT***308 |  | 20 kV | _ | LV | 100 kVA :Pole Substation | 0.1 | --> | 0.1 | 0 | 0 | Constrained, otherwise capacity available =48 kVA | --> | 0.095 | 0 | 0 | 0.102 | 0 |  | --> | E18 ex CREAGH | Creagh [T421,T422] | ATHLONE |  | 53.4526 | -8.5097
MV/LV Substation MO***320Y |  | 10 kV | _ | LV | 50 kVA :Pole Substation | 0.05 | --> | 0.05 | 0.026 | 2 |  | --> | 0.048 | 0 | 0 | 0.051 | 0 |  | --> | C12 ex BALLINASLOE | Ballinasloe [T41,T42] | SOMERSET |  | 53.3212 | -8.1959
MV/LV Substation PU***325 |  | 20 kV | _ | LV | 50 kVA :Pole Substation | 0.05 | --> | 0.05 | 0 | 0 | Constrained, otherwise capacity available =47 kVA | --> | 0.048 | 0 | 0 | 0.048 | 0 |  | --> | E15 ex CREAGH | Creagh [T421,T422] | ATHLONE |  | 53.2786 | -8.05
MV/LV Substation SH***326 |  | 20 kV | _ | LV | 100 kVA :Pole Substation | 0.1 | --> | 0.1 | 0 | 0 | Constrained, otherwise capacity available =96 kVA | --> | 0.095 | 0 | 0 | 0.096 | 0 |  | --> | E15 ex CREAGH | Creagh [T421,T422] | ATHLONE |  | 53.2794 | -8.0487
MV/LV Substation SH***327 |  | 20 kV | _ | LV | 200 kVA :Pole Substation | 0.2 | --> | 0.2 | 0 | 0 | Constrained, otherwise capacity available =103 kVA | --> | 0.19 | 0 | 0 | 0.203 | 0 |  | --> | E15 ex CREAGH | Creagh [T421,T422] | ATHLONE |  | 53.2793 | -8.0448
MV/LV Substation ST***328 |  | 20 kV | _ | LV | 100 kVA :Pole Substation | 0.1 | --> | 0.1 | 0 | 0 | Constrained, otherwise capacity available =50 kVA | --> | 0.095 | 0 | 0.016 | 0.09 | 0 |  | --> | E15 ex CREAGH | Creagh [T421,T422] | ATHLONE |  | 53.2782 | -8.0388
MV/LV Substation BL***341 |  | 20 kV | _ | LV | 100 kVA :Pole Substation | 0.1 | --> | 0.1 | 0 | 0 | Constrained, otherwise capacity available =66 kVA | --> | 0.095 | 0 | 0 | 0.1 | 0 |  | --> | E15 ex CREAGH | Creagh [T421,T422] | ATHLONE |  | 53.2757 | -8
MV/LV Substation CU***342 |  | 20 kV | _ | LV | 50 kVA :Pole Substation | 0.05 | --> | 0.05 | 0 | 0 | Constrained, otherwise capacity available =48 kVA | --> | 0.048 | 0 | 0 | 0.048 | 0 |  | --> | E15 ex CREAGH | Creagh [T421,T422] | ATHLONE |  | 53.2791 | -8.0086
MV/LV Substation BA***360Y |  | 10 kV | _ | LV | 200 kVA :Kiosk Substation | 0.2 | --> | 0.2 | 0.19 | 2 |  | --> | 0.19 | 0 | 0 | 0.191 | 0 |  | --> | C12 ex BALLINASLOE | Ballinasloe [T41,T42] | SOMERSET |  | 53.3269 | -8.2313
MV/LV Substation DO***361Y |  | 20 kV | _ | LV | 50 kVA :Pole Substation | 0.05 | --> | 0.05 | 0 | 0 | Constrained, otherwise capacity available =32 kVA | --> | 0.048 | 0 | 0 | 0.05 | 0 |  | --> | E18 ex CREAGH | Creagh [T421,T422] | ATHLONE |  | 53.3399 | -8.2376
MV/LV Substation DU***377Y |  | 10 kV | _ | LV | 200 kVA :Kiosk Substation | 0.2 | --> | 0.2 | 0.046 | 2 |  | --> | 0.19 | 0 | 0.014 | 0.2 | 0 |  | --> | C17 ex BALLINASLOE | Ballinasloe [T41,T42] | SOMERSET |  | 53.3213 | -8.2226
MV/LV Substation NE***395Y |  | 20 kV | _ | LV | 50 kVA :Pole Substation | 0.05 | --> | 0.05 | 0 | 0 | Constrained, otherwise capacity available =50 kVA | --> | 0.048 | 0 | 0 | 0.048 | 0 |  | --> | E11 ex CREAGH | Creagh [T421,T422] | ATHLONE |  | 53.3578 | -8.2062
MV/LV Substation KI***401 |  | 20 kV | _ | LV | 50 kVA :Pole Substation | 0.05 | --> | 0.05 | 0 | 0 | Constrained, otherwise capacity available =10 kVA | --> | 0.048 | 0 | 0.008 | 0.047 | 0 |  | --> | E17 ex CREAGH | Creagh [T421,T422] | ATHLONE |  | 53.3313 | -8.401
MV/LV Substation DU***4014 |  | 10 kV | _ | LV | 400 kVA :Building Structure | 0.4 | --> | 0.4 | 0.216 | 2 |  | --> | 0.38 | 0 | 0 | 0.394 | 0 |  | --> | C12 ex BALLINASLOE | Ballinasloe [T41,T42] | SOMERSET |  | 53.3262 | -8.2245
MV/LV Substation PA***401Y |  | 20 kV | _ | LV | 50 kVA :Pole Substation | 0.05 | --> | 0.05 | 0 | 0 | Constrained, otherwise capacity available =35 kVA | --> | 0.048 | 0 | 0 | 0.05 | 0 |  | --> | E18 ex CREAGH | Creagh [T421,T422] | ATHLONE |  | 53.4368 | -8.431
MV/LV Substation CU***4021 |  | 10 kV | _ | LV | 400 kVA :Kiosk Substation | 0.4 | --> | 0.4 | 0.4 | 2 |  | --> | 0.38 | 0 | 0 | 0.38 | 0 |  | --> | C12 ex BALLINASLOE | Ballinasloe [T41,T42] | SOMERSET |  | 53.3261 | -8.2276
MV/LV Substation CR***4022 |  | 20 kV | _ | LV | 200 kVA :Building Structure | 0.2 | --> | 0.2 | 0 | 0 | Constrained, otherwise capacity available =162 kVA | --> | 0.19 | 0 | 0 | 0.195 | 0 |  | --> | E15 ex CREAGH | Creagh [T421,T422] | ATHLONE |  | 53.3342 | -8.1984
MV/LV Substation N6***4033 |  | 20 kV | _ | LV | 200 kVA :Pole Substation | 0.2 | --> | 0.2 | 0 | 0 | Constrained, otherwise capacity available =152 kVA | --> | 0.19 | 0 | 0.12 | 0.108 | 0 |  | --> | E17 ex CREAGH | Creagh [T421,T422] | ATHLONE |  | 53.2811 | -8.4132
MV/LV Substation PL***4038 |  | 20 kV | _ | LV | 50 kVA :Pole Substation | 0.05 | --> | 0.05 | 0 | 0 | Constrained, otherwise capacity available =43 kVA | --> | 0.048 | 0 | 0 | 0.048 | 0 |  | --> | E17 ex CREAGH | Creagh [T421,T422] | ATHLONE |  | 53.3165 | -8.2459
MV/LV Substation BA***4039 |  | 20 kV | _ | LV | 50 kVA :Pole Substation | 0.05 | --> | 0.05 | 0 | 0 | Constrained, otherwise capacity available =50 kVA | --> | 0.048 | 0 | 0 | 0.048 | 0 |  | --> | E17 ex CREAGH | Creagh [T421,T422] | ATHLONE |  | 53.3603 | -8.392
MV/LV Substation AL***403Y |  | 20 kV | _ | LV | 50 kVA :Pole Substation | 0.05 | --> | 0.05 | 0 | 0 | Constrained, otherwise capacity available =46 kVA | --> | 0.048 | 0 | 0 | 0.048 | 0 |  | --> | E18 ex CREAGH | Creagh [T421,T422] | ATHLONE |  | 53.3912 | -8.4793
MV/LV Substation PU***4042 |  | 20 kV | _ | LV | 50 kVA :Pole Substation | 0.05 | --> | 0.05 | 0 | 0 |  | --> | 0.048 | 0 | 0 | 0.055 | 0 |  | --> | E17 ex CREAGH | Creagh [T421,T422] | ATHLONE |  | 53.3715 | -8.4401
MV/LV Substation CO***4044 |  | 10 kV | _ | LV | 100 kVA :Pole Substation | 0.1 | --> | 0.1 | 0.093 | 2 |  | --> | 0.095 | 0 | 0.005 | 0.092 | 0 |  | --> | C17 ex BALLINASLOE | Ballinasloe [T41,T42] | SOMERSET |  | 53.3193 | -8.2169
MV/LV Substation CH***404X |  | 20 kV | _ | LV | 200 kVA :Pole Substation | 0.2 | --> | 0.2 | 0 | 0 | Constrained, otherwise capacity available =105 kVA | --> | 0.19 | 0 | 0.005 | 0.199 | 0 |  | --> | E18 ex CREAGH | Creagh [T421,T422] | ATHLONE |  | 53.3952 | -8.3362
MV/LV Substation KP***4050 |  | 10 kV | _ | LV | 100 kVA :Pole Substation | 0.1 | --> | 0.1 | 0.095 | 2 |  | --> | 0.095 | 0 | 0 | 0.096 | 0 |  | --> | C17 ex BALLINASLOE | Ballinasloe [T41,T42] | SOMERSET |  | 53.3195 | -8.2186
MV/LV Substation DE***4061 |  | 20 kV | _ | LV | 50 kVA :Pole Substation | 0.05 | --> | 0.05 | 0 | 0 | Constrained, otherwise capacity available =41 kVA | --> | 0.048 | 0 | 0 | 0.049 | 0 |  | --> | E11 ex CREAGH | Creagh [T421,T422] | ATHLONE |  | 53.4482 | -8.2548
MV/LV Substation MA***406X |  | 20 kV | _ | LV | 200 kVA :Pole Substation | 0.2 | --> | 0.2 | 0 | 0 | Constrained, otherwise capacity available =117 kVA | --> | 0.19 | 0 | 0.011 | 0.193 | 0 |  | --> | E18 ex CREAGH | Creagh [T421,T422] | ATHLONE |  | 53.3991 | -8.3354
MV/LV Substation OG***4071 |  | 20 kV | _ | LV | 50 kVA :Pole Substation | 0.05 | --> | 0.05 | 0.05 | 0.3 |  | --> | 0.048 | 0 | 0 | 0.048 | 0 |  | --> | C17 ex BANAGHER | Banagher [T41,T42] | DALLOW |  | 53.2453 | -8.1761
MV/LV Substation TO***4088 |  | 20 kV | _ | LV | 400 kVA :Building Structure | 0.4 | --> | 0.4 | 0 | 0 | Constrained, otherwise capacity available =234 kVA | --> | 0.38 | 0 | 0 | 0.402 | 0 |  | --> | E11 ex CREAGH | Creagh [T421,T422] | ATHLONE |  | 53.375 | -8.1892
MV/LV Substation SC***4089 |  | 10 kV | _ | LV | 200 kVA :Kiosk Substation | 0.2 | --> | 0.2 | 0.197 | 2 |  | --> | 0.19 | 0 | 0.006 | 0.186 | 0 |  | --> | C17 ex BALLINASLOE | Ballinasloe [T41,T42] | SOMERSET |  | 53.3274 | -8.2398
MV/LV Substation WA***408X |  | 20 kV | _ | LV | 200 kVA :Pole Substation | 0.2 | --> | 0.2 | 0 | 0 | Constrained, otherwise capacity available =74 kVA | --> | 0.19 | 0 | 0.034 | 0.181 | 0 |  | --> | E18 ex CREAGH | Creagh [T421,T422] | ATHLONE |  | 53.344 | -8.2437
MV/LV Substation PU***4091 |  | 20 kV | _ | LV | 50 kVA :Pole Substation | 0.05 | --> | 0.05 | 0 | 0 | Constrained, otherwise capacity available =44 kVA | --> | 0.048 | 0 | 0 | 0.048 | 0 |  | --> | E17 ex CREAGH | Creagh [T421,T422] | ATHLONE |  | 53.3202 | -8.1904
MV/LV Substation TC***4094 |  | 20 kV | _ | LV | 50 kVA :Pole Substation | 0.05 | --> | 0.05 | 0 | 0 | Constrained, otherwise capacity available =49 kVA | --> | 0.048 | 0 | 0 | 0.048 | 0 |  | --> | E11 ex CREAGH | Creagh [T421,T422] | ATHLONE |  | 53.4032 | -8.1519
MV/LV Substation ST***4097 |  | 20 kV | _ | LV | 100 kVA :Pole Substation | 0.1 | --> | 0.1 | 0 | 0 | Constrained, otherwise capacity available =100 kVA | --> | 0.095 | 0 | 0 | 0.095 | 0 |  | --> | E11 ex CREAGH | Creagh [T421,T422] | ATHLONE |  | 53.471 | -8.2723
MV/LV Substation WA***409X |  | 20 kV | _ | LV | 50 kVA :Pole Substation | 0.05 | --> | 0.05 | 0 | 0 | Constrained, otherwise capacity available =17 kVA | --> | 0.048 | 0 | 0 | 0.052 | 0 |  | --> | E18 ex CREAGH | Creagh [T421,T422] | ATHLONE |  | 53.3927 | -8.3313
MV/LV Substation DA***4107 |  | 20 kV | _ | LV | 50 kVA :Pole Substation | 0.05 | --> | 0.05 | 0 | 0 | Constrained, otherwise capacity available =49 kVA | --> | 0.048 | 0 | 0 | 0.048 | 0 |  | --> | E15 ex CREAGH | Creagh [T421,T422] | ATHLONE |  | 53.2732 | -8.0376
MV/LV Substation KI***4108 |  | 20 kV | _ | LV | 50 kVA :Pole Substation | 0.05 | --> | 0.05 | 0 | 0 | Constrained, otherwise capacity available =49 kVA | --> | 0.048 | 0 | 0 | 0.048 | 0 |  | --> | E15 ex CREAGH | Creagh [T421,T422] | ATHLONE |  | 53.3288 | -8.1883
MV/LV Substation CO***4109 |  | 20 kV | _ | LV | 100 kVA :Pole Substation | 0.1 | --> | 0.1 | 0 | 0 | Constrained, otherwise capacity available =96 kVA | --> | 0.095 | 0 | 0 | 0.096 | 0 |  | --> | E18 ex CREAGH | Creagh [T421,T422] | ATHLONE |  | 53.4354 | -8.4316
MV/LV Substation DR***4112 |  | 20 kV | _ | LV | 50 kVA :Pole Substation | 0.05 | --> | 0.05 | 0 | 0 | Constrained, otherwise capacity available =46 kVA | --> | 0.048 | 0 | 0 | 0.048 | 0 |  | --> | E15 ex CREAGH | Creagh [T421,T422] | ATHLONE |  | 53.3301 | -8.1527
MV/LV Substation AS***4122 |  | 20 kV | _ | LV | 400 kVA :Kiosk Substation | 0.4 | --> | 0.4 | 0 | 0 | Constrained, otherwise capacity available =358 kVA | --> | 0.38 | 0 | 0.02 | 0.371 | 0 |  | --> | E18 ex CREAGH | Creagh [T421,T422] | ATHLONE |  | 53.4736 | -8.5084
MV/LV Substation GL***4123 |  | 20 kV | _ | LV | 200 kVA :Building Structure | 0.2 | --> | 0.2 | 0 | 0 | Constrained, otherwise capacity available =105 kVA | --> | 0.19 | 0 | 0 | 0.2 | 0 |  | --> | E11 ex CREAGH | Creagh [T421,T422] | ATHLONE |  | 53.4148 | -8.1711
MV/LV Substation ST***4127 |  | 20 kV | _ | LV | 50 kVA :Pole Substation | 0.05 | --> | 0.05 | 0 | 0 | Constrained, otherwise capacity available =50 kVA | --> | 0.048 | 0 | 0 | 0.048 | 0 |  | --> | E11 ex CREAGH | Creagh [T421,T422] | ATHLONE |  | 53.3365 | -8.1946
MV/LV Substation SY***4131 |  | 20 kV | _ | LV | 50 kVA :Pole Substation | 0.05 | --> | 0.05 | 0.05 | 0.3 |  | --> | 0.048 | 0 | 0 | 0.048 | 0 |  | --> | C17 ex BANAGHER | Banagher [T41,T42] | DALLOW |  | 53.255 | -8.18
MV/LV Substation BE***4135 |  | 20 kV | _ | LV | 50 kVA :Pole Substation | 0.05 | --> | 0.05 | 0 | 0 | Constrained, otherwise capacity available =50 kVA | --> | 0.048 | 0 | 0 | 0.048 | 0 |  | --> | E17 ex CREAGH | Creagh [T421,T422] | ATHLONE |  | 53.3174 | -8.2272
MV/LV Substation CO***4140 |  | 20 kV | _ | LV | 400 kVA :Building Structure | 0.4 | --> | 0.4 | 0 | 0 | Constrained, otherwise capacity available =240 kVA | --> | 0.38 | 0 | 0.016 | 0.389 | 0 |  | --> | E18 ex CREAGH | Creagh [T421,T422] | ATHLONE |  | 53.4704 | -8.4979
MV/LV Substation SQ***4146 |  | 10 kV | _ | LV | 100 kVA :Pole Substation | 0.1 | --> | 0.1 | 0.1 | 2 |  | --> | 0.095 | 0 | 0 | 0.095 | 0 |  | --> | C17 ex BALLINASLOE | Ballinasloe [T41,T42] | SOMERSET |  | 53.3232 | -8.2164
MV/LV Substation RA***414Y |  | 10 kV | _ | LV | 200 kVA :Kiosk Substation | 0.2 | --> | 0.2 | 0.148 | 2 |  | --> | 0.19 | 0 | 0.01 | 0.19 | 0 |  | --> | C11 ex BALLINASLOE | Ballinasloe [T41,T42] | SOMERSET |  | 53.3251 | -8.1911
MV/LV Substation GL***415Y |  | 20 kV | _ | LV | 400 kVA :Kiosk Substation | 0.4 | --> | 0.4 | 0 | 0 | Constrained, otherwise capacity available =345 kVA | --> | 0.38 | 0 | 0.011 | 0.379 | 0 |  | --> | E15 ex CREAGH | Creagh [T421,T422] | ATHLONE |  | 53.3316 | -8.191
MV/LV Substation QU***4201 |  | 20 kV | _ | LV | 50 kVA :Pole Substation | 0.05 | --> | 0.05 | 0 | 0 | Constrained, otherwise capacity available =50 kVA | --> | 0.048 | 0 | 0 | 0.048 | 0 |  | --> | E18 ex CREAGH | Creagh [T421,T422] | ATHLONE |  | 53.4099 | -8.3409
MV/LV Substation WE***4203 |  | 10 kV | _ | LV | 400 kVA :Kiosk Substation | 0.4 | --> | 0.4 | 0.28 | 2 |  | --> | 0.38 | 0 | 0 | 0.396 | 0 |  | --> | C17 ex BALLINASLOE | Ballinasloe [T41,T42] | SOMERSET |  | 53.3189 | -8.2222
MV/LV Substation FA***422 |  | 20 kV | _ | LV | 50 kVA :Pole Substation | 0.05 | --> | 0.05 | 0 | 0 | Constrained, otherwise capacity available =46 kVA | --> | 0.048 | 0 | 0 | 0.048 | 0 |  | --> | E17 ex CREAGH | Creagh [T421,T422] | ATHLONE |  | 53.3101 | -8.3284
MV/LV Substation HO***4224 |  | 10 kV | _ | LV | 400 kVA :Kiosk Substation | 0.4 | --> | 0.4 | 0.225 | 2 |  | --> | 0.38 | 0 | 0.021 | 0.388 | 0 |  | --> | C17 ex BALLINASLOE | Ballinasloe [T41,T42] | SOMERSET |  | 53.3283 | -8.234
MV/LV Substation EI***4229 |  | 10 kV | _ | LV | 630 kVA :Kiosk Substation | 0.63 | --> | 0.63 | 0.5 | 2 |  | --> | 0.598 | 0 | 0.005 | 0.5 | 0 |  | --> | C17 ex BALLINASLOE | Ballinasloe [T41,T42] | SOMERSET |  | 53.323 | -8.2215
MV/LV Substation AL***4234 |  | 20 kV | _ | LV | 630 kVA :Kiosk Substation | 0.63 | --> | 0.63 | 0 | 0 | Constrained, otherwise capacity available =630 kVA | --> | 0.598 | 0 | 0 | 0.5 | 0 |  | --> | E18 ex CREAGH | Creagh [T421,T422] | ATHLONE |  | 53.4695 | -8.495
MV/LV Substation WA***4251 |  | 20 kV | _ | LV | 100 kVA :Pole Substation | 0.1 | --> | 0.1 | 0 | 0 | Constrained, otherwise capacity available =100 kVA | --> | 0.095 | 0 | 0 | 0.095 | 0 |  | --> | E18 ex CREAGH | Creagh [T421,T422] | ATHLONE |  | 53.3926 | -8.3285
MV/LV Substation AN***4263 |  | 10 kV | _ | LV | 400 kVA :Kiosk Substation | 0.4 | --> | 0.4 | 0.38 | 2 |  | --> | 0.38 | 0 | 0 | 0.383 | 0 |  | --> | C11 ex BALLINASLOE | Ballinasloe [T41,T42] | SOMERSET |  | 53.3294 | -8.1988
MV/LV Substation SH***4294 |  | 20 kV | _ | LV | 50 kVA :Pole Substation | 0.05 | --> | 0.05 | 0 | 0 | Constrained, otherwise capacity available =50 kVA | --> | 0.048 | 0 | 0 | 0.048 | 0 |  | --> | E15 ex CREAGH | Creagh [T421,T422] | ATHLONE |  | 53.2726 | -8.0343
MV/LV Substation LI***430 |  | 20 kV | _ | LV | 50 kVA :Pole Substation | 0.05 | --> | 0.05 | 0 | 0 | Constrained, otherwise capacity available =44 kVA | --> | 0.048 | 0 | 0.006 | 0.044 | 0 |  | --> | E17 ex CREAGH | Creagh [T421,T422] | ATHLONE |  | 53.3088 | -8.2694
MV/LV Substation CU***433Y |  | 20 kV | _ | LV | 50 kVA :Pole Substation | 0.05 | --> | 0.05 | 0 | 0 | Constrained, otherwise capacity available =49 kVA | --> | 0.048 | 0 | 0 | 0.048 | 0 |  | --> | E17 ex CREAGH | Creagh [T421,T422] | ATHLONE |  | 53.3132 | -8.2874
MV/LV Substation MO***436 |  | 20 kV | _ | LV | 50 kVA :Pole Substation | 0.05 | --> | 0.05 | 0 | 0 | Constrained, otherwise capacity available =24 kVA | --> | 0.048 | 0 | 0.006 | 0.046 | 0 |  | --> | E17 ex CREAGH | Creagh [T421,T422] | ATHLONE |  | 53.3128 | -8.2403
MV/LV Substation BR***442Y |  | 20 kV | _ | LV | 50 kVA :Pole Substation | 0.05 | --> | 0.05 | 0 | 0 | Constrained, otherwise capacity available =50 kVA | --> | 0.048 | 0 | 0 | 0.048 | 0 |  | --> | E11 ex CREAGH | Creagh [T421,T422] | ATHLONE |  | 53.3384 | -8.2035
MV/LV Substation ST***443Y |  | 20 kV | _ | LV | 100 kVA :Pole Substation | 0.1 | --> | 0.1 | 0 | 0 | Constrained, otherwise capacity available =98 kVA | --> | 0.095 | 0 | 0 | 0.095 | 0 |  | --> | E11 ex CREAGH | Creagh [T421,T422] | ATHLONE |  | 53.3383 | -8.2046
MV/LV Substation GA***454 |  | 20 kV | _ | LV | 50 kVA :Pole Substation | 0.05 | --> | 0.05 | 0 | 0 | Constrained, otherwise capacity available =46 kVA | --> | 0.048 | 0 | 0 | 0.048 | 0 |  | --> | E18 ex CREAGH | Creagh [T421,T422] | ATHLONE |  | 53.4018 | -8.4281
MV/LV Substation LA***462 |  | 20 kV | _ | LV | 50 kVA :Pole Substation | 0.05 | --> | 0.05 | 0.033 | 0.3 |  | --> | 0.048 | 0 | 0 | 0.05 | 0 |  | --> | C17 ex BANAGHER | Banagher [T41,T42] | DALLOW |  | 53.2362 | -8.1741
MV/LV Substation AN***469 |  | 20 kV | _ | LV | 50 kVA :Pole Substation | 0.05 | --> | 0.05 | 0.037 | 0.3 |  | --> | 0.048 | 0 | 0 | 0.049 | 0 |  | --> | C17 ex BANAGHER | Banagher [T41,T42] | DALLOW |  | 53.2168 | -8.2161
MV/LV Substation I ***482Y |  | 20 kV | _ | LV | 400 kVA :Building Structure | 0.4 | --> | 0.4 | 0 | 0 | Constrained, otherwise capacity available =244 kVA | --> | 0.38 | 0 | 0.006 | 0.396 | 0 |  | --> | E16 ex CREAGH | Creagh [T421,T422] | ATHLONE |  | 53.335 | -8.2027
MV/LV Substation LO***494Y |  | 20 kV | _ | LV | 50 kVA :Pole Substation | 0.05 | --> | 0.05 | 0 | 0 | Constrained, otherwise capacity available =48 kVA | --> | 0.048 | 0 | 0 | 0.048 | 0 |  | --> | E18 ex CREAGH | Creagh [T421,T422] | ATHLONE |  | 53.3943 | -8.3546
MV/LV Substation GR***498Y |  | 20 kV | _ | LV | 50 kVA :Pole Substation | 0.05 | --> | 0.05 | 0 | 0 | Constrained, otherwise capacity available =48 kVA | --> | 0.048 | 0 | 0 | 0.048 | 0 |  | --> | E18 ex CREAGH | Creagh [T421,T422] | ATHLONE |  | 53.4459 | -8.477
MV/LV Substation AL***508X |  | 20 kV | _ | LV | 50 kVA :Pole Substation | 0.05 | --> | 0.05 | 0 | 0 | Constrained, otherwise capacity available =36 kVA | --> | 0.048 | 0 | 0.004 | 0.046 | 0 |  | --> | E18 ex CREAGH | Creagh [T421,T422] | ATHLONE |  | 53.3812 | -8.4863
MV/LV Substation CO***524Y |  | 20 kV | _ | LV | 50 kVA :Pole Substation | 0.05 | --> | 0.05 | 0 | 0 | Constrained, otherwise capacity available =49 kVA | --> | 0.048 | 0 | 0 | 0.048 | 0 |  | --> | E18 ex CREAGH | Creagh [T421,T422] | ATHLONE |  | 53.4699 | -8.4942
MV/LV Substation MO***526 |  | 20 kV | _ | LV | 100 kVA :Pole Substation | 0.1 | --> | 0.1 | 0 | 0 |  | --> | 0.095 | 0 | 0.005 | 0.109 | 0 |  | --> | E18 ex CREAGH | Creagh [T421,T422] | ATHLONE |  | 53.4691 | -8.4947
MV/LV Substation ES***526Y |  | 10 kV | _ | LV | 200 kVA :Kiosk Substation | 0.2 | --> | 0.2 | 0.126 | 2 |  | --> | 0.19 | 0 | 0.009 | 0.193 | 0 |  | --> | C12 ex BALLINASLOE | Ballinasloe [T41,T42] | SOMERSET |  | 53.3247 | -8.2282
MV/LV Substation BA***528 |  | 20 kV | _ | LV | 200 kVA :Kiosk Substation | 0.2 | --> | 0.2 | 0 | 0 | Constrained, otherwise capacity available =27 kVA | --> | 0.19 | 0 | 0.009 | 0.206 | 0 |  | --> | E18 ex CREAGH | Creagh [T421,T422] | ATHLONE |  | 53.4717 | -8.4988
MV/LV Substation KI***528X |  | 20 kV | _ | LV | 50 kVA :Pole Substation | 0.05 | --> | 0.05 | 0 | 0 | Constrained, otherwise capacity available =46 kVA | --> | 0.048 | 0 | 0.005 | 0.044 | 0 |  | --> | E18 ex CREAGH | Creagh [T421,T422] | ATHLONE |  | 53.4135 | -8.3493
MV/LV Substation CA***529 |  | 20 kV | _ | LV | 50 kVA :Pole Substation | 0.05 | --> | 0.05 | 0 | 0 | Constrained, otherwise capacity available =44 kVA | --> | 0.048 | 0 | 0 | 0.048 | 0 |  | --> | E18 ex CREAGH | Creagh [T421,T422] | ATHLONE |  | 53.4756 | -8.4985
MV/LV Substation BA***531 |  | 20 kV | _ | LV | 50 kVA :Pole Substation | 0.05 | --> | 0.05 | 0 | 0 | Constrained, otherwise capacity available =48 kVA | --> | 0.048 | 0 | 0 | 0.048 | 0 |  | --> | E18 ex CREAGH | Creagh [T421,T422] | ATHLONE |  | 53.473 | -8.5057
MV/LV Substation MT***532 |  | 20 kV | _ | LV | 100 kVA :Pole Substation | 0.1 | --> | 0.1 | 0 | 0 | Constrained, otherwise capacity available =28 kVA | --> | 0.095 | 0 | 0.021 | 0.089 | 0 |  | --> | E18 ex CREAGH | Creagh [T421,T422] | ATHLONE |  | 53.4707 | -8.5045
MV/LV Substation PL***534 |  | 20 kV | _ | LV | 200 kVA :Pole Substation | 0.2 | --> | 0.2 | 0 | 0 | Constrained, otherwise capacity available =182 kVA | --> | 0.19 | 0 | 0.005 | 0.189 | 0 |  | --> | E18 ex CREAGH | Creagh [T421,T422] | ATHLONE |  | 53.4725 | -8.5109
MV/LV Substation GR***535 |  | 20 kV | _ | LV | 50 kVA :Pole Substation | 0.05 | --> | 0.05 | 0 | 0 | Constrained, otherwise capacity available =29 kVA | --> | 0.048 | 0 | 0.005 | 0.047 | 0 |  | --> | E18 ex CREAGH | Creagh [T421,T422] | ATHLONE |  | 53.4709 | -8.512
MV/LV Substation MA***536Y |  | 20 kV | _ | LV | 50 kVA :Pole Substation | 0.05 | --> | 0.05 | 0 | 0 | Constrained, otherwise capacity available =50 kVA | --> | 0.048 | 0 | 0 | 0.048 | 0 |  | --> | E17 ex CREAGH | Creagh [T421,T422] | ATHLONE |  | 53.3037 | -8.2464
MV/LV Substation BR***538X |  | 20 kV | _ | LV | 100 kVA :Pole Substation | 0.1 | --> | 0.1 | 0 | 0 | Constrained, otherwise capacity available =100 kVA | --> | 0.095 | 0 | 0 | 0.095 | 0 |  | --> | E17 ex CREAGH | Creagh [T421,T422] | ATHLONE |  | 53.3301 | -8.3047
MV/LV Substation OG***539 |  | 20 kV | _ | LV | 100 kVA :Pole Substation | 0.1 | --> | 0.1 | 0.088 | 0.3 |  | --> | 0.095 | 0 | 0 | 0.097 | 0 |  | --> | C17 ex BANAGHER | Banagher [T41,T42] | DALLOW |  | 53.2433 | -8.1638
MV/LV Substation AS***541X |  | 20 kV | _ | LV | 100 kVA :Pole Substation | 0.1 | --> | 0.1 | 0 | 0 | Constrained, otherwise capacity available =84 kVA | --> | 0.095 | 0 | 0.005 | 0.094 | 0 |  | --> | E18 ex CREAGH | Creagh [T421,T422] | ATHLONE |  | 53.3415 | -8.2425
MV/LV Substation KE***543X |  | 20 kV | _ | LV | 50 kVA :Pole Substation | 0.05 | --> | 0.05 | 0 | 0 | Constrained, otherwise capacity available =47 kVA | --> | 0.048 | 0 | 0 | 0.048 | 0 |  | --> | E17 ex CREAGH | Creagh [T421,T422] | ATHLONE |  | 53.3012 | -8.2453
MV/LV Substation BE***547Y |  | 10 kV | _ | LV | 400 kVA :Kiosk Substation | 0.4 | --> | 0.4 | 0.336 | 2 |  | --> | 0.38 | 0 | 0.035 | 0.363 | 0 |  | --> | C17 ex BALLINASLOE | Ballinasloe [T41,T42] | SOMERSET |  | 53.3207 | -8.2243
MV/LV Substation BA***548Y |  | 20 kV | _ | LV | 50 kVA :Pole Substation | 0.05 | --> | 0.05 | 0 | 0 | Constrained, otherwise capacity available =46 kVA | --> | 0.048 | 0 | 0 | 0.048 | 0 |  | --> | E17 ex CREAGH | Creagh [T421,T422] | ATHLONE |  | 53.3315 | -8.4066
MV/LV Substation HA***550X |  | 20 kV | _ | LV | 50 kVA :Pole Substation | 0.05 | --> | 0.05 | 0 | 0 | Constrained, otherwise capacity available =47 kVA | --> | 0.048 | 0 | 0.005 | 0.044 | 0 |  | --> | E18 ex CREAGH | Creagh [T421,T422] | ATHLONE |  | 53.392 | -8.4818
MV/LV Substation TO***552Y |  | 20 kV | _ | LV | 50 kVA :Pole Substation | 0.05 | --> | 0.05 | 0 | 0 | Constrained, otherwise capacity available =47 kVA | --> | 0.048 | 0 | 0 | 0.048 | 0 |  | --> | E11 ex CREAGH | Creagh [T421,T422] | ATHLONE |  | 53.3674 | -8.1883
MV/LV Substation RA***563Y |  | 10 kV | _ | LV | 400 kVA :Kiosk Substation | 0.4 | --> | 0.4 | 0.383 | 2 |  | --> | 0.38 | 0 | 0.005 | 0.379 | 0 |  | --> | C11 ex BALLINASLOE | Ballinasloe [T41,T42] | SOMERSET |  | 53.3262 | -8.1936
MV/LV Substation KI***567Y |  | 20 kV | _ | LV | 50 kVA :Pole Substation | 0.05 | --> | 0.05 | 0 | 0 | Constrained, otherwise capacity available =47 kVA | --> | 0.048 | 0 | 0 | 0.048 | 0 |  | --> | E11 ex CREAGH | Creagh [T421,T422] | ATHLONE |  | 53.3629 | -8.1904
MV/LV Substation KI***573Y |  | 10 kV | _ | LV | 200 kVA :Pole Substation | 0.2 | --> | 0.2 | 0.199 | 2 |  | --> | 0.19 | 0 | 0 | 0.19 | 0 |  | --> | C11 ex BALLINASLOE | Ballinasloe [T41,T42] | SOMERSET |  | 53.3301 | -8.2094
MV/LV Substation TA***577 |  | 20 kV | _ | LV | 100 kVA :Pole Substation | 0.1 | --> | 0.1 | 0 | 0 | Constrained, otherwise capacity available =96 kVA | --> | 0.095 | 0 | 0 | 0.096 | 0 |  | --> | E18 ex CREAGH | Creagh [T421,T422] | ATHLONE |  | 53.3349 | -8.2038
MV/LV Substation BA***583 |  | 20 kV | _ | LV | 50 kVA :Pole Substation | 0.05 | --> | 0.05 | 0 | 0 |  | --> | 0.048 | 0 | 0.011 | 0.047 | 0 |  | --> | E11 ex CREAGH | Creagh [T421,T422] | ATHLONE |  | 53.4722 | -8.2671
MV/LV Substation CA***585X |  | 20 kV | _ | LV | 100 kVA :Pole Substation | 0.1 | --> | 0.1 | 0 | 0 | Constrained, otherwise capacity available =71 kVA | --> | 0.095 | 0 | 0 | 0.099 | 0 |  | --> | E18 ex CREAGH | Creagh [T421,T422] | ATHLONE |  | 53.4357 | -8.4369
MV/LV Substation SH***585Y |  | 10 kV | _ | LV | 400 kVA :Kiosk Substation | 0.4 | --> | 0.4 | 0.4 | 2 |  | --> | 0.38 | 0 | 0 | 0.38 | 0 |  | --> | C12 ex BALLINASLOE | Ballinasloe [T41,T42] | SOMERSET |  | 53.3267 | -8.2198
MV/LV Substation BA***590X |  | 20 kV | _ | LV | 50 kVA :Pole Substation | 0.05 | --> | 0.05 | 0 | 0 | Constrained, otherwise capacity available =46 kVA | --> | 0.048 | 0 | 0 | 0.048 | 0 |  | --> | E11 ex CREAGH | Creagh [T421,T422] | ATHLONE |  | 53.4712 | -8.265
MV/LV Substation PA***591Y |  | 20 kV | _ | LV | 200 kVA :Kiosk Substation | 0.2 | --> | 0.2 | 0 | 0 | Constrained, otherwise capacity available =182 kVA | --> | 0.19 | 0 | 0.005 | 0.189 | 0 |  | --> | E18 ex CREAGH | Creagh [T421,T422] | ATHLONE |  | 53.4746 | -8.5006
MV/LV Substation OR***597Y |  | 20 kV | _ | LV | 50 kVA :Pole Substation | 0.05 | --> | 0.05 | 0 | 0 | Constrained, otherwise capacity available =49 kVA | --> | 0.048 | 0 | 0 | 0.048 | 0 |  | --> | E18 ex CREAGH | Creagh [T421,T422] | ATHLONE |  | 53.468 | -8.4901
MV/LV Substation AG***598Y |  | 20 kV | _ | LV | 400 kVA :Kiosk Substation | 0.4 | --> | 0.4 | 0 | 0 | Constrained, otherwise capacity available =347 kVA | --> | 0.38 | 0 | 0 | 0.387 | 0 |  | --> | E17 ex CREAGH | Creagh [T421,T422] | ATHLONE |  | 53.3311 | -8.3078
MV/LV Substation FA***605Y |  | 20 kV | _ | LV | 50 kVA :Pole Substation | 0.05 | --> | 0.05 | 0 | 0 | Constrained, otherwise capacity available =50 kVA | --> | 0.048 | 0 | 0 | 0.048 | 0 |  | --> | E17 ex CREAGH | Creagh [T421,T422] | ATHLONE |  | 53.3085 | -8.3348
MV/LV Substation RO***606Y |  | 20 kV | _ | LV | 100 kVA :Pole Substation | 0.1 | --> | 0.1 | 0 | 0 | Constrained, otherwise capacity available =84 kVA | --> | 0.095 | 0 | 0.006 | 0.093 | 0 |  | --> | E18 ex CREAGH | Creagh [T421,T422] | ATHLONE |  | 53.4736 | -8.5114
MV/LV Substation HI***611X |  | 20 kV | _ | LV | 100 kVA :Pole Substation | 0.1 | --> | 0.1 | 0 | 0 | Constrained, otherwise capacity available =68 kVA | --> | 0.095 | 0 | 0.005 | 0.096 | 0 |  | --> | E17 ex CREAGH | Creagh [T421,T422] | ATHLONE |  | 53.3185 | -8.2416
MV/LV Substation MI***611Y |  | 10 kV | _ | LV | 400 kVA :Kiosk Substation | 0.4 | --> | 0.4 | 0.338 | 2 |  | --> | 0.38 | 0 | 0 | 0.388 | 0 |  | --> | C11 ex BALLINASLOE | Ballinasloe [T41,T42] | SOMERSET |  | 53.3307 | -8.2165
MV/LV Substation MA***613Y |  | 20 kV | _ | LV | 50 kVA :Pole Substation | 0.05 | --> | 0.05 | 0 | 0 | Constrained, otherwise capacity available =50 kVA | --> | 0.048 | 0 | 0 | 0.048 | 0 |  | --> | E18 ex CREAGH | Creagh [T421,T422] | ATHLONE |  | 53.469 | -8.4825
MV/LV Substation CU***616Y |  | 10 kV | _ | LV | 200 kVA :Kiosk Substation | 0.2 | --> | 0.2 | 0.168 | 2 |  | --> | 0.19 | 0 | 0.012 | 0.185 | 0 |  | --> | C17 ex BALLINASLOE | Ballinasloe [T41,T42] | SOMERSET |  | 53.3214 | -8.2138
MV/LV Substation LA***631X |  | 20 kV | _ | LV | 100 kVA :Pole Substation | 0.1 | --> | 0.1 | 0.063 | 0.3 |  | --> | 0.095 | 0 | 0.005 | 0.096 | 0 |  | --> | C17 ex BANAGHER | Banagher [T41,T42] | DALLOW |  | 53.2358 | -8.1771
MV/LV Substation RO***632Y |  | 20 kV | _ | LV | 200 kVA :Pole Substation | 0.2 | --> | 0.2 | 0 | 0 | Constrained, otherwise capacity available =183 kVA | --> | 0.19 | 0 | 0 | 0.192 | 0 |  | --> | E11 ex CREAGH | Creagh [T421,T422] | ATHLONE |  | 53.456 | -8.1448
MV/LV Substation FE***636X |  | 20 kV | _ | LV | 100 kVA :Pole Substation | 0.1 | --> | 0.1 | 0.089 | 0.3 |  | --> | 0.095 | 0 | 0 | 0.096 | 0 |  | --> | C17 ex BANAGHER | Banagher [T41,T42] | DALLOW |  | 53.2177 | -8.2288
MV/LV Substation KI***638X |  | 20 kV | _ | LV | 200 kVA :Pole Substation | 0.2 | --> | 0.2 | 0 | 0 | Constrained, otherwise capacity available =135 kVA | --> | 0.19 | 0 | 0 | 0.199 | 0 |  | --> | E15 ex CREAGH | Creagh [T421,T422] | ATHLONE |  | 53.3285 | -8.1857
MV/LV Substation BA***639X |  | 20 kV | _ | LV | 50 kVA :Pole Substation | 0.05 | --> | 0.05 | 0 | 0 | Constrained, otherwise capacity available =47 kVA | --> | 0.048 | 0 | 0 | 0.048 | 0 |  | --> | E18 ex CREAGH | Creagh [T421,T422] | ATHLONE |  | 53.3801 | -8.4887
MV/LV Substation PE***649Y |  | 20 kV | _ | LV | 50 kVA :Pole Substation | 0.05 | --> | 0.05 | 0 | 0 | Constrained, otherwise capacity available =43 kVA | --> | 0.048 | 0 | 0.04 | 0.019 | 0 |  | --> | E17 ex CREAGH | Creagh [T421,T422] | ATHLONE |  | 53.3289 | -8.3135
MV/LV Substation B ***652X |  | 20 kV | _ | LV | 100 kVA :Pole Substation | 0.1 | --> | 0.1 | 0 | 0 | Constrained, otherwise capacity available =77 kVA | --> | 0.095 | 0 | 0 | 0.098 | 0 |  | --> | E11 ex CREAGH | Creagh [T421,T422] | ATHLONE |  | 53.4394 | -8.3021
MV/LV Substation ST***653Y |  | 10 kV | _ | LV | 200 kVA :Pole Substation | 0.2 | --> | 0.2 | 0.158 | 2 |  | --> | 0.19 | 0 | 0 | 0.196 | 0 |  | --> | C11 ex BALLINASLOE | Ballinasloe [T41,T42] | SOMERSET |  | 53.336 | -8.2394
MV/LV Substation PU***664Y |  | 20 kV | _ | LV | 50 kVA :Pole Substation | 0.05 | --> | 0.05 | 0 | 0 | Constrained, otherwise capacity available =24 kVA | --> | 0.048 | 0 | 0 | 0.051 | 0 |  | --> | E11 ex CREAGH | Creagh [T421,T422] | ATHLONE |  | 53.4391 | -8.285
MV/LV Substation PU***665Y |  | 20 kV | _ | LV | 50 kVA :Pole Substation | 0.05 | --> | 0.05 | 0 | 0 | Constrained, otherwise capacity available =50 kVA | --> | 0.048 | 0 | 0 | 0.048 | 0 |  | --> | E11 ex CREAGH | Creagh [T421,T422] | ATHLONE |  | 53.4357 | -8.2656
MV/LV Substation BU***676X |  | 20 kV | _ | LV | 50 kVA :Pole Substation | 0.05 | --> | 0.05 | 0 | 0 | Constrained, otherwise capacity available =50 kVA | --> | 0.048 | 0 | 0 | 0.048 | 0 |  | --> | E18 ex CREAGH | Creagh [T421,T422] | ATHLONE |  | 53.3501 | -8.2548
MV/LV Substation BA***679 |  | 20 kV | _ | LV | 200 kVA :Kiosk Substation | 0.2 | --> | 0.2 | 0 | 0 | Constrained, otherwise capacity available =156 kVA | --> | 0.19 | 0 | 0.025 | 0.177 | 0 |  | --> | E11 ex CREAGH | Creagh [T421,T422] | ATHLONE |  | 53.4707 | -8.2698
MV/LV Substation KI***684X |  | 20 kV | _ | LV | 200 kVA :Pole Substation | 0.2 | --> | 0.2 | 0 | 0 | Constrained, otherwise capacity available =177 kVA | --> | 0.19 | 0 | 0 | 0.191 | 0 |  | --> | E17 ex CREAGH | Creagh [T421,T422] | ATHLONE |  | 53.3317 | -8.3932
MV/LV Substation KI***685X |  | 10 kV | _ | LV | 200 kVA :Pole Substation | 0.2 | --> | 0.2 | 0.15 | 2 |  | --> | 0.19 | 0 | 0.022 | 0.18 | 0 |  | --> | C11 ex BALLINASLOE | Ballinasloe [T41,T42] | SOMERSET |  | 53.3272 | -8.1961
MV/LV Substation FL***689Y |  | 10 kV | _ | LV | 400 kVA :Kiosk Substation | 0.4 | --> | 0.4 | 0.234 | 2 |  | --> | 0.38 | 0 | 0.025 | 0.384 | 0 |  | --> | C17 ex BALLINASLOE | Ballinasloe [T41,T42] | SOMERSET |  | 53.3185 | -8.2194
MV/LV Substation CA***710X |  | 20 kV | _ | LV | 50 kVA :Pole Substation | 0.05 | --> | 0.05 | 0 | 0 | Constrained, otherwise capacity available =49 kVA | --> | 0.048 | 0 | 0 | 0.048 | 0 |  | --> | E18 ex CREAGH | Creagh [T421,T422] | ATHLONE |  | 53.3625 | -8.3212
MV/LV Substation BN***719X |  | 20 kV | _ | LV | 100 kVA :Pole Substation | 0.1 | --> | 0.1 | 0 | 0 | Constrained, otherwise capacity available =99 kVA | --> | 0.095 | 0 | 0 | 0.095 | 0 |  | --> | E15 ex CREAGH | Creagh [T421,T422] | ATHLONE |  | 53.3135 | -8.0552
MV/LV Substation RA***725 |  | 20 kV | _ | LV | 50 kVA :Pole Substation | 0.05 | --> | 0.05 | 0 | 0 | Constrained, otherwise capacity available =41 kVA | --> | 0.048 | 0 | 0 | 0.049 | 0 |  | --> | E15 ex CREAGH | Creagh [T421,T422] | ATHLONE |  | 53.2786 | -8.0519
MV/LV Substation RO***730X |  | 20 kV | _ | LV | 100 kVA :Pole Substation | 0.1 | --> | 0.1 | 0 | 0 | Constrained, otherwise capacity available =87 kVA | --> | 0.095 | 0 | 0 | 0.097 | 0 |  | --> | E18 ex CREAGH | Creagh [T421,T422] | ATHLONE |  | 53.3401 | -8.2412
MV/LV Substation B ***731X |  | 20 kV | _ | LV | 200 kVA :Pole Substation | 0.2 | --> | 0.2 | 0 | 0 | Constrained, otherwise capacity available =200 kVA | --> | 0.19 | 0 | 0 | 0.19 | 0 |  | --> | E11 ex CREAGH | Creagh [T421,T422] | ATHLONE |  | 53.4558 | -8.2747
MV/LV Substation AS***734X |  | 20 kV | _ | LV | 200 kVA :Kiosk Substation | 0.2 | --> | 0.2 | 0 | 0 | Constrained, otherwise capacity available =150 kVA | --> | 0.19 | 0 | 0.01 | 0.189 | 0 |  | --> | E18 ex CREAGH | Creagh [T421,T422] | ATHLONE |  | 53.3387 | -8.2404
MV/LV Substation PO***761 |  | 10 kV | _ | LV | 100 kVA :Pole Substation | 0.1 | --> | 0.1 | 0.039 | 2 |  | --> | 0.095 | 0 | 0.023 | 0.086 | 0 |  | --> | C11 ex BALLINASLOE | Ballinasloe [T41,T42] | SOMERSET |  | 53.3229 | -8.1911
MV/LV Substation KI***761X |  | 20 kV | _ | LV | 200 kVA :Pole Substation | 0.2 | --> | 0.2 | 0 | 0 | Constrained, otherwise capacity available =200 kVA | --> | 0.19 | 0 | 0 | 0.19 | 0 |  | --> | E11 ex CREAGH | Creagh [T421,T422] | ATHLONE |  | 53.4145 | -8.1708
MV/LV Substation KI***768 |  | 20 kV | _ | LV | 630 kVA :Building Structure | 0.63 | --> | 0.63 | 0 | 0 | Constrained, otherwise capacity available =630 kVA | --> | 0.598 | 0 | 0 | 0.5 | 0 |  | --> | E17 ex CREAGH | Creagh [T421,T422] | ATHLONE |  | 53.3338 | -8.3961
MV/LV Substation MT***776X |  | 20 kV | _ | LV | 50 kVA :Pole Substation | 0.05 | --> | 0.05 | 0 | 0 | Constrained, otherwise capacity available =47 kVA | --> | 0.048 | 0 | 0 | 0.048 | 0 |  | --> | E15 ex CREAGH | Creagh [T421,T422] | ATHLONE |  | 53.3187 | -8.0755
MV/LV Substation SK***783X |  | 20 kV | _ | LV | 50 kVA :Pole Substation | 0.05 | --> | 0.05 | 0 | 0 | Constrained, otherwise capacity available =49 kVA | --> | 0.048 | 0 | 0 | 0.048 | 0 |  | --> | E11 ex CREAGH | Creagh [T421,T422] | ATHLONE |  | 53.4084 | -8.1494
MV/LV Substation BI***819X |  | 20 kV | _ | LV | 50 kVA :Pole Substation | 0.05 | --> | 0.05 | 0 | 0 | Constrained, otherwise capacity available =47 kVA | --> | 0.048 | 0 | 0 | 0.048 | 0 |  | --> | E15 ex CREAGH | Creagh [T421,T422] | ATHLONE |  | 53.3286 | -8.1673
MV/LV Substation LO***821 |  | 20 kV | _ | LV | 50 kVA :Pole Substation | 0.05 | --> | 0.05 | 0 | 0 | Constrained, otherwise capacity available =47 kVA | --> | 0.048 | 0 | 0 | 0.048 | 0 |  | --> | E17 ex CREAGH | Creagh [T421,T422] | ATHLONE |  | 53.3464 | -8.4102
MV/LV Substation KI***824X |  | 20 kV | _ | LV | 50 kVA :Pole Substation | 0.05 | --> | 0.05 | 0 | 0 | Constrained, otherwise capacity available =42 kVA | --> | 0.048 | 0 | 0.016 | 0.037 | 0 |  | --> | E17 ex CREAGH | Creagh [T421,T422] | ATHLONE |  | 53.3303 | -8.4039
MV/LV Substation PA***836X |  | 20 kV | _ | LV | 50 kVA :Pole Substation | 0.05 | --> | 0.05 | 0 | 0 | Constrained, otherwise capacity available =47 kVA | --> | 0.048 | 0 | 0 | 0.048 | 0 |  | --> | E18 ex CREAGH | Creagh [T421,T422] | ATHLONE |  | 53.4067 | -8.4132
MV/LV Substation HY***841X |  | 10 kV | _ | LV | 200 kVA :Kiosk Substation | 0.2 | --> | 0.2 | 0.117 | 2 |  | --> | 0.19 | 0 | 0.013 | 0.191 | 0 |  | --> | C12 ex BALLINASLOE | Ballinasloe [T41,T42] | SOMERSET |  | 53.326 | -8.2263
MV/LV Substation FO***846 |  | 20 kV | _ | LV | 50 kVA :Pole Substation | 0.05 | --> | 0.05 | 0 | 0 | Constrained, otherwise capacity available =36 kVA | --> | 0.048 | 0 | 0.005 | 0.046 | 0 |  | --> | E18 ex CREAGH | Creagh [T421,T422] | ATHLONE |  | 53.3867 | -8.3853
MV/LV Substation DY***877X |  | 20 kV | _ | LV | 50 kVA :Pole Substation | 0.05 | --> | 0.05 | 0 | 0 | Constrained, otherwise capacity available =49 kVA | --> | 0.048 | 0 | 0 | 0.048 | 0 |  | --> | E11 ex CREAGH | Creagh [T421,T422] | ATHLONE |  | 53.464 | -8.2102
MV/LV Substation GA***880X |  | 20 kV | _ | LV | 50 kVA :Pole Substation | 0.05 | --> | 0.05 | 0.05 | 0.3 |  | --> | 0.048 | 0 | 0 | 0.048 | 0 |  | --> | C17 ex BANAGHER | Banagher [T41,T42] | DALLOW |  | 53.2158 | -8.2285
MV/LV Substation CL***897 |  | 20 kV | _ | LV | 400 kVA :Kiosk Substation | 0.4 | --> | 0.4 | 0 | 0 | Constrained, otherwise capacity available =220 kVA | --> | 0.38 | 0 | 0 | 0.404 | 0 |  | --> | E18 ex CREAGH | Creagh [T421,T422] | ATHLONE |  | 53.4196 | -8.3819
MV/LV Substation KI***904X |  | 20 kV | _ | LV | 50 kVA :Pole Substation | 0.05 | --> | 0.05 | 0 | 0 | Constrained, otherwise capacity available =39 kVA | --> | 0.048 | 0 | 0 | 0.049 | 0 |  | --> | E17 ex CREAGH | Creagh [T421,T422] | ATHLONE |  | 53.333 | -8.3955
MV/LV Substation BA***907 |  | 10 kV | _ | LV | 200 kVA :Pole Substation | 0.2 | --> | 0.2 | 0.141 | 2 |  | --> | 0.19 | 0 | 0 | 0.198 | 0 |  | --> | C11 ex BALLINASLOE | Ballinasloe [T41,T42] | SOMERSET |  | 53.3317 | -8.2196
MV/LV Substation LE***917X |  | 20 kV | _ | LV | 50 kVA :Pole Substation | 0.05 | --> | 0.05 | 0 | 0 | Constrained, otherwise capacity available =48 kVA | --> | 0.048 | 0 | 0 | 0.048 | 0 |  | --> | E18 ex CREAGH | Creagh [T421,T422] | ATHLONE |  | 53.394 | -8.3781
MV/LV Substation C/***923 |  | 20 kV | _ | LV | 100 kVA :Pole Substation | 0.1 | --> | 0.1 | 0 | 0 | Constrained, otherwise capacity available =78 kVA | --> | 0.095 | 0 | 0.01 | 0.091 | 0 |  | --> | E18 ex CREAGH | Creagh [T421,T422] | ATHLONE |  | 53.4301 | -8.4741
MV/LV Substation CO***930 |  | 20 kV | _ | LV | 50 kVA :Pole Substation | 0.05 | --> | 0.05 | 0 | 0 | Constrained, otherwise capacity available =44 kVA | --> | 0.048 | 0 | 0 | 0.048 | 0 |  | --> | E11 ex CREAGH | Creagh [T421,T422] | ATHLONE |  | 53.471 | -8.2633
MV/LV Substation PA***931X |  | 20 kV | _ | LV | 50 kVA :Pole Substation | 0.05 | --> | 0.05 | 0 | 0 | Constrained, otherwise capacity available =50 kVA | --> | 0.048 | 0 | 0 | 0.048 | 0 |  | --> | E18 ex CREAGH | Creagh [T421,T422] | ATHLONE |  | 53.4104 | -8.4214
MV/LV Substation DU***942X |  | 20 kV | _ | LV | 400 kVA :Building Structure | 0.4 | --> | 0.4 | 0 | 0 | Constrained, otherwise capacity available =379 kVA | --> | 0.38 | 0 | 0 | 0.383 | 0 |  | --> | E15 ex CREAGH | Creagh [T421,T422] | ATHLONE |  | 53.3298 | -8.19
MV/LV Substation SU***943X |  | 20 kV | _ | LV | 50 kVA :Pole Substation | 0.05 | --> | 0.05 | 0 | 0 | Constrained, otherwise capacity available =46 kVA | --> | 0.048 | 0 | 0 | 0.048 | 0 |  | --> | E17 ex CREAGH | Creagh [T421,T422] | ATHLONE |  | 53.3211 | -8.187
MV/LV Substation CA***944 |  | 10 kV | _ | LV | 100 kVA :Pole Substation | 0.1 | --> | 0.1 | 0 | 0 | Constrained, otherwise capacity available =67 kVA | --> | 0.095 | 0 | 0.019 | 0.085 | 0 |  | --> | E18 ex CREAGH | Creagh [T421,T422] | ATHLONE |  | 53.335 | -8.2477
MV/LV Substation LO***945 |  | 20 kV | _ | LV | 50 kVA :Pole Substation | 0.05 | --> | 0.05 | 0 | 0 | Constrained, otherwise capacity available =43 kVA | --> | 0.048 | 0 | 0 | 0.048 | 0 |  | --> | E17 ex CREAGH | Creagh [T421,T422] | ATHLONE |  | 53.3127 | -8.2614
MV/LV Substation DU***955X |  | 10 kV | _ | LV | 200 kVA :Pole Substation | 0.2 | --> | 0.2 | 0.178 | 2 |  | --> | 0.19 | 0 | 0 | 0.193 | 0 |  | --> | C17 ex BALLINASLOE | Ballinasloe [T41,T42] | SOMERSET |  | 53.3259 | -8.2172
MV/LV Substation CA***956X |  | 20 kV | _ | LV | 50 kVA :Pole Substation | 0.05 | --> | 0.05 | 0 | 0 | Constrained, otherwise capacity available =50 kVA | --> | 0.048 | 0 | 0 | 0.048 | 0 |  | --> | E18 ex CREAGH | Creagh [T421,T422] | ATHLONE |  | 53.4356 | -8.4347
MV/LV Substation GA***963X |  | 10 kV | _ | LV | 100 kVA :Pole Substation | 0.1 | --> | 0.1 | 0.046 | 2 |  | --> | 0.095 | 0 | 0 | 0.102 | 0 |  | --> | C17 ex BALLINASLOE | Ballinasloe [T41,T42] | SOMERSET |  | 53.3209 | -8.2427
MV/LV Substation BR***973X |  | 10 kV | _ | LV | 200 kVA :Pole Substation | 0.2 | --> | 0.2 | 0.176 | 2 |  | --> | 0.19 | 0 | 0 | 0.193 | 0 |  | --> | C12 ex BALLINASLOE | Ballinasloe [T41,T42] | SOMERSET |  | 53.3293 | -8.2175
MV/LV Substation CL***975 |  | 20 kV | _ | LV | 50 kVA :Pole Substation | 0.05 | --> | 0.05 | 0 | 0 | Constrained, otherwise capacity available =41 kVA | --> | 0.048 | 0 | 0.005 | 0.045 | 0 |  | --> | E15 ex CREAGH | Creagh [T421,T422] | ATHLONE |  | 53.3118 | -8.0484
MV/LV Substation BE***981 |  | 20 kV | _ | LV | 50 kVA :Pole Substation | 0.05 | --> | 0.05 | 0 | 0 | Constrained, otherwise capacity available =43 kVA | --> | 0.048 | 0 | 0 | 0.048 | 0 |  | --> | E15 ex CREAGH | Creagh [T421,T422] | ATHLONE |  | 53.3346 | -8.1399
MV/LV Substation BR***983X |  | 20 kV | _ | LV | 50 kVA :Pole Substation | 0.05 | --> | 0.05 | 0 | 0 | Constrained, otherwise capacity available =41 kVA | --> | 0.048 | 0 | 0.01 | 0.041 | 0 |  | --> | E15 ex CREAGH | Creagh [T421,T422] | ATHLONE |  | 53.3269 | -8.1691
MV/LV Substation ME***993 |  | 20 kV | _ | LV | 50 kVA :Pole Substation | 0.05 | --> | 0.05 | 0 | 0 | Constrained, otherwise capacity available =46 kVA | --> | 0.048 | 0 | 0 | 0.048 | 0 |  | --> | E17 ex CREAGH | Creagh [T421,T422] | ATHLONE |  | 53.3045 | -8.3055
MV/LV Substation NO***994 |  | 20 kV | _ | LV | 100 kVA :Pole Substation | 0.1 | --> | 0.1 | 0 | 0 | Constrained, otherwise capacity available =94 kVA | --> | 0.095 | 0 | 0 | 0.096 | 0 |  | --> | E17 ex CREAGH | Creagh [T421,T422] | ATHLONE |  | 53.3251 | -8.3558
MV/LV Substation O/***001 |  | 10 kV | _ | LV | 400 kVA :Kiosk Substation | 0.4 | --> | 0.4 | 0 | 0 | Constrained, otherwise capacity available =178 kVA | --> | 0.38 | 0 | 0.036 | 0.382 | 0 |  | --> | C12 ex KANTURK | Kanturk [T41,T42] | GLENLARA |  | 52.1776 | -8.9049
MV/LV Substation HI***002 |  | 10 kV | _ | LV | 200 kVA :Pole Substation | 0.2 | --> | 0.2 | 0.148 | 4.16 |  | --> | 0.19 | 0 | 0 | 0.197 | 0 |  | --> | C22 ex NEWMARKET (SR) | Newmarket (sr) [T41,T42] | GLENLARA |  | 52.2139 | -8.9991
MV/LV Substation DI***003 |  | 10 kV | _ | LV | 400 kVA :Kiosk Substation | 0.4 | --> | 0.4 | 0 | 0 | Constrained, otherwise capacity available =315 kVA | --> | 0.38 | 0 | 0.009 | 0.385 | 0 |  | --> | C16 ex KANTURK | Kanturk [T41,T42] | GLENLARA |  | 52.1756 | -8.9154
MV/LV Substation BL***004 |  | 10 kV | _ | LV | 630 kVA :Kiosk Substation | 0.63 | --> | 0.63 | 0 | 0 | Constrained, otherwise capacity available =499 kVA | --> | 0.598 | 0 | 0.01 | 0.5 | 0 |  | --> | C12 ex KANTURK | Kanturk [T41,T42] | GLENLARA |  | 52.1754 | -8.9049
MV/LV Substation PR***005 |  | 10 kV | _ | LV | 200 kVA :Pole Substation | 0.2 | --> | 0.2 | 0.145 | 4.16 |  | --> | 0.19 | 0 | 0.005 | 0.194 | 0 |  | --> | C20 ex NEWMARKET (SR) | Newmarket (sr) [T41,T42] | GLENLARA |  | 52.2142 | -8.9922
MV/LV Substation CA***005Y |  | 20 kV | _ | LV | 50 kVA :Pole Substation | 0.05 | --> | 0.05 | 0 | 0 | Constrained, otherwise capacity available =47 kVA | --> | 0.048 | 0 | 0.01 | 0.041 | 0 |  | --> | C15 ex KANTURK | Kanturk [T41,T42] | GLENLARA |  | 52.1193 | -8.791
MV/LV Substation AL***006 |  | 10 kV | _ | LV | 100 kVA :Pole Substation | 0.1 | --> | 0.1 | 0.09 | 4.16 |  | --> | 0.095 | 0 | 0 | 0.096 | 0 |  | --> | C22 ex NEWMARKET (SR) | Newmarket (sr) [T41,T42] | GLENLARA |  | 52.1904 | -8.9658
MV/LV Substation CO***007 |  | 10 kV | _ | LV | 400 kVA :Kiosk Substation | 0.4 | --> | 0.4 | 0.293 | 4.16 |  | --> | 0.38 | 0 | 0.005 | 0.391 | 0 |  | --> | C22 ex NEWMARKET (SR) | Newmarket (sr) [T41,T42] | GLENLARA |  | 52.2103 | -8.9951
MV/LV Substation NE***008 |  | 10 kV | _ | LV | 200 kVA :Pole Substation | 0.2 | --> | 0.2 | 0 | 0 | Constrained, otherwise capacity available =94 kVA | --> | 0.19 | 0 | 0.021 | 0.188 | 0 |  | --> | C16 ex KANTURK | Kanturk [T41,T42] | GLENLARA |  | 52.1818 | -8.9117
MV/LV Substation GR***010 |  | 10 kV | _ | LV | 400 kVA :Kiosk Substation | 0.4 | --> | 0.4 | 0 | 0 | Constrained, otherwise capacity available =265 kVA | --> | 0.38 | 0 | 0.032 | 0.374 | 0 |  | --> | C12 ex KANTURK | Kanturk [T41,T42] | GLENLARA |  | 52.1787 | -8.9017
MV/LV Substation LO***014 |  | 20 kV | _ | LV | 200 kVA :Pole Substation | 0.2 | --> | 0.2 | 0 | 0 | Constrained, otherwise capacity available =173 kVA | --> | 0.19 | 0 | 0 | 0.194 | 0 |  | --> | C15 ex KANTURK | Kanturk [T41,T42] | GLENLARA |  | 52.1174 | -8.781
MV/LV Substation AN***015Y |  | 10 kV | _ | LV | 50 kVA :Pole Substation | 0.05 | --> | 0.05 | 0.05 | 4.16 |  | --> | 0.048 | 0 | 0 | 0.048 | 0 |  | --> | C15 ex NEWMARKET (SR) | Newmarket (sr) [T41,T42] | GLENLARA |  | 52.2099 | -9.0112
MV/LV Substation BA***018 |  | 10 kV | _ | LV | 200 kVA :Building Structure | 0.2 | --> | 0.2 | 0 | 0 | Constrained, otherwise capacity available =33 kVA | --> | 0.19 | 0 | 0.016 | 0.2 | 0 |  | --> | C12 ex KANTURK | Kanturk [T41,T42] | GLENLARA |  | 52.1749 | -8.9034
MV/LV Substation SC***019 |  | 10 kV | _ | LV | 100 kVA :Pole Substation | 0.1 | --> | 0.1 | 0.022 | 4.16 |  | --> | 0.095 | 0 | 0.015 | 0.094 | 0 |  | --> | C20 ex NEWMARKET (SR) | Newmarket (sr) [T41,T42] | GLENLARA |  | 52.2162 | -9.0004
MV/LV Substation PE***023 |  | 10 kV | _ | LV | 630 kVA :Building Structure | 0.63 | --> | 0.63 | 0 | 0 | Constrained, otherwise capacity available =448 kVA | --> | 0.598 | 0 | 0.011 | 0.5 | 0 |  | --> | C12 ex KANTURK | Kanturk [T41,T42] | GLENLARA |  | 52.1757 | -8.9116
MV/LV Substation GO***024 |  | 10 kV | _ | LV | 50 kVA :Pole Substation | 0.05 | --> | 0.05 | 0 | 0 | Constrained, otherwise capacity available =47 kVA | --> | 0.048 | 0 | 0.004 | 0.045 | 0 |  | --> | C11 ex KANTURK | Kanturk [T41,T42] | GLENLARA |  | 52.1688 | -8.8858
MV/LV Substation AL***025 |  | 10 kV | _ | LV | 100 kVA :Pole Substation | 0.1 | --> | 0.1 | 0.07 | 4.16 |  | --> | 0.095 | 0 | 0.013 | 0.089 | 0 |  | --> | C20 ex NEWMARKET (SR) | Newmarket (sr) [T41,T42] | GLENLARA |  | 52.2182 | -8.9964
MV/LV Substation BA***026 |  | 20 kV | _ | LV | 630 kVA :Building Structure | 0.63 | --> | 0.63 | 0 | 0 | Constrained, otherwise capacity available =602 kVA | --> | 0.598 | 0 | 0.25 | 0.417 | 0 |  | --> | C18 ex KANTURK | Kanturk [T41,T42] | GLENLARA |  | 52.1431 | -8.9069
MV/LV Substation DO***037Y |  | 20 kV | _ | LV | 50 kVA :Pole Substation | 0.05 | --> | 0.05 | 0 | 0 | Constrained, otherwise capacity available =49 kVA | --> | 0.048 | 0 | 0 | 0.048 | 0 |  | --> | C18 ex KANTURK | Kanturk [T41,T42] | GLENLARA |  | 52.0802 | -8.8735
MV/LV Substation IN***050Y |  | 10 kV | _ | LV | 400 kVA :Building Structure | 0.4 | --> | 0.4 | 0.4 | 4.16 |  | --> | 0.38 | 0 | 0 | 0.38 | 0 |  | --> | C20 ex NEWMARKET (SR) | Newmarket (sr) [T41,T42] | GLENLARA |  | 52.2224 | -8.9942
MV/LV Substation BL***063 |  | 20 kV | _ | LV | 100 kVA :Pole Substation | 0.1 | --> | 0.1 | 0 | 0 | Constrained, otherwise capacity available =86 kVA | --> | 0.095 | 0 | 0 | 0.097 | 0 |  | --> | C18 ex KANTURK | Kanturk [T41,T42] | GLENLARA |  | 52.1461 | -8.9081
MV/LV Substation EG***064Y |  | 10 kV | _ | LV | 400 kVA :Kiosk Substation | 0.4 | --> | 0.4 | 0 | 0 | Constrained, otherwise capacity available =369 kVA | --> | 0.38 | 0 | 0 | 0.384 | 0 |  | --> | C12 ex KANTURK | Kanturk [T41,T42] | GLENLARA |  | 52.1787 | -8.9056
MV/LV Substation PA***068Y |  | 10 kV | _ | LV | 100 kVA :Pole Substation | 0.1 | --> | 0.1 | 0 | 0 | Constrained, otherwise capacity available =91 kVA | --> | 0.095 | 0 | 0.014 | 0.086 | 0 |  | --> | C16 ex KANTURK | Kanturk [T41,T42] | GLENLARA |  | 52.2817 | -8.8826
MV/LV Substation CL***088Y |  | 10 kV | _ | LV | 50 kVA :Pole Substation | 0.05 | --> | 0.05 | 0.05 | 4.16 |  | --> | 0.048 | 0 | 0 | 0.048 | 0 |  | --> | C15 ex NEWMARKET (SR) | Newmarket (sr) [T41,T42] | GLENLARA |  | 52.2467 | -9.0585
MV/LV Substation DU***091Y |  | 10 kV | _ | LV | 630 kVA :Kiosk Substation | 0.63 | --> | 0.63 | 0 | 0 | Constrained, otherwise capacity available =543 kVA | --> | 0.598 | 0 | 0.025 | 0.5 | 0 |  | --> | C16 ex KANTURK | Kanturk [T41,T42] | GLENLARA |  | 52.1827 | -8.9093
MV/LV Substation FR***093 |  | 10 kV | _ | LV | 200 kVA :Pole Substation | 0.2 | --> | 0.2 | 0 | 0 | Constrained, otherwise capacity available =130 kVA | --> | 0.19 | 0 | 0 | 0.199 | 0 |  | --> | C16 ex KANTURK | Kanturk [T41,T42] | GLENLARA |  | 52.275 | -8.8861
MV/LV Substation AR***093Y |  | 20 kV | _ | LV | 200 kVA :Kiosk Substation | 0.2 | --> | 0.2 | 0 | 0 | Constrained, otherwise capacity available =170 kVA | --> | 0.19 | 0 | 0.012 | 0.185 | 0 |  | --> | C18 ex KANTURK | Kanturk [T41,T42] | GLENLARA |  | 52.1313 | -8.8966
MV/LV Substation CH***099Y |  | 20 kV | _ | LV | 200 kVA :Kiosk Substation | 0.2 | --> | 0.2 | 0 | 0 | Constrained, otherwise capacity available =150 kVA | --> | 0.19 | 0 | 0.025 | 0.178 | 0 |  | --> | C15 ex KANTURK | Kanturk [T41,T42] | GLENLARA |  | 52.1663 | -8.8269
MV/LV Substation BO***112Y |  | 10 kV | _ | LV | 50 kVA :Pole Substation | 0.05 | --> | 0.05 | 0 | 0 | Constrained, otherwise capacity available =42 kVA | --> | 0.048 | 0 | 0.01 | 0.041 | 0 |  | --> | C11 ex KANTURK | Kanturk [T41,T42] | GLENLARA |  | 52.1763 | -8.8778
MV/LV Substation AL***119Y |  | 10 kV | _ | LV | 50 kVA :Pole Substation | 0.05 | --> | 0.05 | 0 | 0 | Constrained, otherwise capacity available =44 kVA | --> | 0.048 | 0 | 0 | 0.048 | 0 |  | --> | C11 ex KANTURK | Kanturk [T41,T42] | GLENLARA |  | 52.1984 | -8.8703
MV/LV Substation LA***129Y |  | 10 kV | _ | LV | 200 kVA :Pole Substation | 0.2 | --> | 0.2 | 0 | 0 | Constrained, otherwise capacity available =200 kVA | --> | 0.19 | 0 | 0 | 0.19 | 0 |  | --> | C11 ex KANTURK | Kanturk [T41,T42] | GLENLARA |  | 52.1684 | -8.802
MV/LV Substation BR***130Y |  | 20 kV | _ | LV | 50 kVA :Pole Substation | 0.05 | --> | 0.05 | 0 | 0 | Constrained, otherwise capacity available =50 kVA | --> | 0.048 | 0 | 0 | 0.048 | 0 |  | --> | C18 ex KANTURK | Kanturk [T41,T42] | GLENLARA |  | 52.0436 | -8.9679
MV/LV Substation KL***132 |  | 10 kV | _ | LV | 200 kVA :Pole Substation | 0.2 | --> | 0.2 | 0 | 0 | Constrained, otherwise capacity available =191 kVA | --> | 0.19 | 0 | 0 | 0.191 | 0 |  | --> | C12 ex KANTURK | Kanturk [T41,T42] | GLENLARA |  | 52.1608 | -8.9058
MV/LV Substation GA***143Y |  | 10 kV | _ | LV | 200 kVA :Kiosk Substation | 0.2 | --> | 0.2 | 0 | 0 | Constrained, otherwise capacity available =166 kVA | --> | 0.19 | 0 | 0.012 | 0.186 | 0 |  | --> | C11 ex KANTURK | Kanturk [T41,T42] | GLENLARA |  | 52.2127 | -8.8304
MV/LV Substation RI***146Y |  | 20 kV | _ | LV | 50 kVA :Pole Substation | 0.05 | --> | 0.05 | 0 | 0 | Constrained, otherwise capacity available =34 kVA | --> | 0.048 | 0 | 0 | 0.05 | 0 |  | --> | C15 ex KANTURK | Kanturk [T41,T42] | GLENLARA |  | 52.1392 | -8.8549
MV/LV Substation BA***149 |  | 10 kV | _ | LV | 100 kVA :Pole Substation | 0.1 | --> | 0.1 | 0.06 | 4.16 |  | --> | 0.095 | 0 | 0 | 0.1 | 0 |  | --> | C15 ex NEWMARKET (SR) | Newmarket (sr) [T41,T42] | GLENLARA |  | 52.213 | -9.0576
MV/LV Substation CH***150Y |  | 10 kV | _ | LV | 50 kVA :Pole Substation | 0.05 | --> | 0.05 | 0 | 0 | Constrained, otherwise capacity available =43 kVA | --> | 0.048 | 0 | 0 | 0.048 | 0 |  | --> | C11 ex KANTURK | Kanturk [T41,T42] | GLENLARA |  | 52.1745 | -8.806
MV/LV Substation KN***151 |  | 10 kV | _ | LV | 100 kVA :Pole Substation | 0.1 | --> | 0.1 | 0 | 0 | Constrained, otherwise capacity available =94 kVA | --> | 0.095 | 0 | 0 | 0.096 | 0 |  | --> | C11 ex KANTURK | Kanturk [T41,T42] | GLENLARA |  | 52.1927 | -8.8861
MV/LV Substation KI***157 |  | 20 kV | _ | LV | 200 kVA :Kiosk Substation | 0.2 | --> | 0.2 | 0 | 0 | Constrained, otherwise capacity available =154 kVA | --> | 0.19 | 0 | 0.005 | 0.192 | 0 |  | --> | C15 ex KANTURK | Kanturk [T41,T42] | GLENLARA |  | 52.12 | -8.7877
MV/LV Substation CU***166 |  | 10 kV | _ | LV | 50 kVA :Pole Substation | 0.05 | --> | 0.05 | 0.047 | 4.16 |  | --> | 0.048 | 0 | 0 | 0.048 | 0 |  | --> | C15 ex NEWMARKET (SR) | Newmarket (sr) [T41,T42] | GLENLARA |  | 52.2071 | -9.0337
MV/LV Substation DU***166Y |  | 10 kV | _ | LV | 200 kVA :Pole Substation | 0.2 | --> | 0.2 | 0 | 0 | Constrained, otherwise capacity available =140 kVA | --> | 0.19 | 0 | 0 | 0.198 | 0 |  | --> | C11 ex KANTURK | Kanturk [T41,T42] | GLENLARA |  | 52.1986 | -8.82
MV/LV Substation CU***167Y |  | 20 kV | _ | LV | 50 kVA :Pole Substation | 0.05 | --> | 0.05 | 0 | 0 | Constrained, otherwise capacity available =48 kVA | --> | 0.048 | 0 | 0 | 0.048 | 0 |  | --> | C18 ex KANTURK | Kanturk [T41,T42] | GLENLARA |  | 52.0869 | -8.9374
MV/LV Substation DE***168 |  | 10 kV | _ | LV | 400 kVA :Kiosk Substation | 0.4 | --> | 0.4 | 0.356 | 4.16 |  | --> | 0.38 | 0 | 0.038 | 0.358 | 0 |  | --> | C22 ex NEWMARKET (SR) | Newmarket (sr) [T41,T42] | GLENLARA |  | 52.2121 | -8.9948
MV/LV Substation PU***169 |  | 10 kV | _ | LV | 50 kVA :Pole Substation | 0.05 | --> | 0.05 | 0 | 0 | Constrained, otherwise capacity available =43 kVA | --> | 0.048 | 0 | 0.01 | 0.041 | 0 |  | --> | C11 ex KANTURK | Kanturk [T41,T42] | GLENLARA |  | 52.17 | -8.8889
MV/LV Substation CO***170 |  | 20 kV | _ | LV | 100 kVA :Pole Substation | 0.1 | --> | 0.1 | 0 | 0 | Constrained, otherwise capacity available =99 kVA | --> | 0.095 | 0 | 0 | 0.095 | 0 |  | --> | C18 ex KANTURK | Kanturk [T41,T42] | GLENLARA |  | 52.0987 | -8.8695
MV/LV Substation LO***173 |  | 10 kV | _ | LV | 200 kVA :Pole Substation | 0.2 | --> | 0.2 | 0.187 | 4.16 |  | --> | 0.19 | 0 | 0.003 | 0.19 | 0 |  | --> | C22 ex NEWMARKET (SR) | Newmarket (sr) [T41,T42] | GLENLARA |  | 52.2083 | -8.9985
MV/LV Substation AR***180Y |  | 20 kV | _ | LV | 400 kVA :Kiosk Substation | 0.4 | --> | 0.4 | 0 | 0 | Constrained, otherwise capacity available =378 kVA | --> | 0.38 | 0 | 0.014 | 0.373 | 0 |  | --> | C18 ex KANTURK | Kanturk [T41,T42] | GLENLARA |  | 52.0828 | -8.861
MV/LV Substation CU***185 |  | 10 kV | _ | LV | 50 kVA :Pole Substation | 0.05 | --> | 0.05 | 0 | 0 | Constrained, otherwise capacity available =31 kVA | --> | 0.048 | 0 | 0 | 0.05 | 0 |  | --> | C16 ex KANTURK | Kanturk [T41,T42] | GLENLARA |  | 52.1936 | -8.9045
MV/LV Substation GL***187Y |  | 20 kV | _ | LV | 50 kVA :Pole Substation | 0.05 | --> | 0.05 | 0 | 0 | Constrained, otherwise capacity available =45 kVA | --> | 0.048 | 0 | 0 | 0.048 | 0 |  | --> | C18 ex KANTURK | Kanturk [T41,T42] | GLENLARA |  | 52.0804 | -8.8479
MV/LV Substation CU***196Y |  | 20 kV | _ | LV | 50 kVA :Pole Substation | 0.05 | --> | 0.05 | 0 | 0 | Constrained, otherwise capacity available =41 kVA | --> | 0.048 | 0 | 0 | 0.049 | 0 |  | --> | C15 ex KANTURK | Kanturk [T41,T42] | GLENLARA |  | 52.1363 | -8.8386
MV/LV Substation RA***202Y |  | 20 kV | _ | LV | 200 kVA :Kiosk Substation | 0.2 | --> | 0.2 | 0 | 0 | Constrained, otherwise capacity available =159 kVA | --> | 0.19 | 0 | 0.01 | 0.188 | 0 |  | --> | C18 ex KANTURK | Kanturk [T41,T42] | GLENLARA |  | 52.0971 | -8.9774
MV/LV Substation KN***206 |  | 20 kV | _ | LV | 50 kVA :Pole Substation | 0.05 | --> | 0.05 | 0 | 0 | Constrained, otherwise capacity available =48 kVA | --> | 0.048 | 0 | 0 | 0.048 | 0 |  | --> | C18 ex KANTURK | Kanturk [T41,T42] | GLENLARA |  | 52.1201 | -8.8975
MV/LV Substation LY***214Y |  | 20 kV | _ | LV | 50 kVA :Pole Substation | 0.05 | --> | 0.05 | 0 | 0 | Constrained, otherwise capacity available =46 kVA | --> | 0.048 | 0 | 0 | 0.048 | 0 |  | --> | C18 ex KANTURK | Kanturk [T41,T42] | GLENLARA |  | 52.0821 | -8.8666
MV/LV Substation MA***215Y |  | 10 kV | _ | LV | 200 kVA :Kiosk Substation | 0.2 | --> | 0.2 | 0 | 0 | Constrained, otherwise capacity available =154 kVA | --> | 0.19 | 0 | 0 | 0.196 | 0 |  | --> | C12 ex KANTURK | Kanturk [T41,T42] | GLENLARA |  | 52.1747 | -8.9076
MV/LV Substation GL***229 |  | 10 kV | _ | LV | 50 kVA :Pole Substation | 0.05 | --> | 0.05 | 0.028 | 4.16 |  | --> | 0.048 | 0 | 0.005 | 0.047 | 0 |  | --> | C15 ex NEWMARKET (SR) | Newmarket (sr) [T41,T42] | GLENLARA |  | 52.2063 | -9.106
MV/LV Substation LI***240Y |  | 10 kV | _ | LV | 200 kVA :Kiosk Substation | 0.2 | --> | 0.2 | 0.193 | 4.16 |  | --> | 0.19 | 0 | 0 | 0.191 | 0 |  | --> | C20 ex NEWMARKET (SR) | Newmarket (sr) [T41,T42] | GLENLARA |  | 52.2274 | -8.9421
MV/LV Substation CO***241Y |  | 20 kV | _ | LV | 50 kVA :Pole Substation | 0.05 | --> | 0.05 | 0.05 | 2.24 |  | --> | 0.048 | 0 | 0 | 0.048 | 0 |  | --> | E11 ex CLOONBANNIN | Cloonbannin [T421] | GLENLARA |  | 52.0784 | -9.0316
MV/LV Substation AL***242Y |  | 10 kV | _ | LV | 200 kVA :Kiosk Substation | 0.2 | --> | 0.2 | 0 | 0 | Constrained, otherwise capacity available =174 kVA | --> | 0.19 | 0 | 0.004 | 0.191 | 0 |  | --> | C16 ex KANTURK | Kanturk [T41,T42] | GLENLARA |  | 52.2777 | -8.8854
MV/LV Substation WA***246Y |  | 10 kV | _ | LV | 50 kVA :Pole Substation | 0.05 | --> | 0.05 | 0 | 0 | Constrained, otherwise capacity available =40 kVA | --> | 0.048 | 0 | 0 | 0.049 | 0 |  | --> | C16 ex KANTURK | Kanturk [T41,T42] | GLENLARA |  | 52.2729 | -8.8882
MV/LV Substation CO***248Y |  | 20 kV | _ | LV | 50 kVA :Pole Substation | 0.05 | --> | 0.05 | 0 | 0 | Constrained, otherwise capacity available =43 kVA | --> | 0.048 | 0 | 0 | 0.048 | 0 |  | --> | C18 ex KANTURK | Kanturk [T41,T42] | GLENLARA |  | 52.0962 | -8.9929
MV/LV Substation AS***254 |  | 10 kV | _ | LV | 50 kVA :Pole Substation | 0.05 | --> | 0.05 | 0 | 0 | Constrained, otherwise capacity available =42 kVA | --> | 0.048 | 0 | 0.009 | 0.042 | 0 |  | --> | C16 ex KANTURK | Kanturk [T41,T42] | GLENLARA |  | 52.189 | -8.905
MV/LV Substation CU***255 |  | 10 kV | _ | LV | 400 kVA :Kiosk Substation | 0.4 | --> | 0.4 | 0 | 0 | Constrained, otherwise capacity available =362 kVA | --> | 0.38 | 0 | 0.042 | 0.354 | 0 |  | --> | C16 ex KANTURK | Kanturk [T41,T42] | GLENLARA |  | 52.1894 | -8.9109
MV/LV Substation HE***255Y |  | 20 kV | _ | LV | 50 kVA :Pole Substation | 0.05 | --> | 0.05 | 0 | 0 | Constrained, otherwise capacity available =50 kVA | --> | 0.048 | 0 | 0 | 0.048 | 0 |  | --> | C18 ex KANTURK | Kanturk [T41,T42] | GLENLARA |  | 52.1147 | -8.8927
MV/LV Substation LI***256 |  | 10 kV | _ | LV | 75 kVA :Pole Substation | 0.075 | --> | 0.075 | 0 | 0 | Constrained, otherwise capacity available =42 kVA | --> | 0.071 | 0 | 0.006 | 0.071 | 0 |  | --> | C16 ex KANTURK | Kanturk [T41,T42] | GLENLARA |  | 52.261 | -8.8026
MV/LV Substation IS***258 |  | 20 kV | _ | LV | 100 kVA :Pole Substation | 0.1 | --> | 0.1 | 0 | 0 | Constrained, otherwise capacity available =99 kVA | --> | 0.095 | 0 | 0 | 0.095 | 0 |  | --> | C15 ex KANTURK | Kanturk [T41,T42] | GLENLARA |  | 52.1416 | -8.892
MV/LV Substation KE***260Y |  | 20 kV | _ | LV | 50 kVA :Pole Substation | 0.05 | --> | 0.05 | 0.05 | 4.16 |  | --> | 0.048 | 0 | 0 | 0.048 | 0 |  | --> | C15 ex NEWMARKET (SR) | Newmarket (sr) [T41,T42] | GLENLARA |  | 52.2972 | -9.1361
MV/LV Substation CA***267Y |  | 10 kV | _ | LV | 50 kVA :Pole Substation | 0.05 | --> | 0.05 | 0 | 0 | Constrained, otherwise capacity available =49 kVA | --> | 0.048 | 0 | 0 | 0.048 | 0 |  | --> | C16 ex KANTURK | Kanturk [T41,T42] | GLENLARA |  | 52.2702 | -8.8289
MV/LV Substation RE***272Y |  | 10 kV | _ | LV | 100 kVA :Pole Substation | 0.1 | --> | 0.1 | 0 | 0 | Constrained, otherwise capacity available =92 kVA | --> | 0.095 | 0 | 0 | 0.096 | 0 |  | --> | C11 ex KANTURK | Kanturk [T41,T42] | GLENLARA |  | 52.1751 | -8.8997
MV/LV Substation DE***276Y |  | 10 kV | _ | LV | 50 kVA :Pole Substation | 0.05 | --> | 0.05 | 0.05 | 4.16 |  | --> | 0.048 | 0 | 0 | 0.048 | 0 |  | --> | C22 ex NEWMARKET (SR) | Newmarket (sr) [T41,T42] | GLENLARA |  | 52.1818 | -8.9424
MV/LV Substation NA***283Y |  | 20 kV | _ | LV | 50 kVA :Pole Substation | 0.05 | --> | 0.05 | 0 | 0 | Constrained, otherwise capacity available =46 kVA | --> | 0.048 | 0 | 0 | 0.048 | 0 |  | --> | C18 ex KANTURK | Kanturk [T41,T42] | GLENLARA |  | 52.0713 | -8.8359
MV/LV Substation LI***292Y |  | 10 kV | _ | LV | 50 kVA :Pole Substation | 0.05 | --> | 0.05 | 0.047 | 4.16 |  | --> | 0.048 | 0 | 0 | 0.048 | 0 |  | --> | C22 ex NEWMARKET (SR) | Newmarket (sr) [T41,T42] | GLENLARA |  | 52.1931 | -8.9792
MV/LV Substation GR***296Y |  | 10 kV | _ | LV | 100 kVA :Pole Substation | 0.1 | --> | 0.1 | 0 | 0 | Constrained, otherwise capacity available =89 kVA | --> | 0.095 | 0 | 0 | 0.096 | 0 |  | --> | C11 ex KANTURK | Kanturk [T41,T42] | GLENLARA |  | 52.2142 | -8.8051
MV/LV Substation KE***298Y |  | 10 kV | _ | LV | 50 kVA :Pole Substation | 0.05 | --> | 0.05 | 0.05 | 4.16 |  | --> | 0.048 | 0 | 0 | 0.048 | 0 |  | --> | C20 ex NEWMARKET (SR) | Newmarket (sr) [T41,T42] | GLENLARA |  | 52.24 | -8.982
MV/LV Substation TO***303Y |  | 10 kV | _ | LV | 50 kVA :Pole Substation | 0.05 | --> | 0.05 | 0.047 | 4.16 |  | --> | 0.048 | 0 | 0 | 0.048 | 0 |  | --> | C20 ex NEWMARKET (SR) | Newmarket (sr) [T41,T42] | GLENLARA |  | 52.2756 | -9.0635
MV/LV Substation CO***316Y |  | 10 kV | _ | LV | 200 kVA :Pole Substation | 0.2 | --> | 0.2 | 0 | 0 | Constrained, otherwise capacity available =200 kVA | --> | 0.19 | 0 | 0 | 0.19 | 0 |  | --> | C11 ex KANTURK | Kanturk [T41,T42] | GLENLARA |  | 52.1989 | -8.867
MV/LV Substation WA***326 |  | 10 kV | _ | LV | 50 kVA :Pole Substation | 0.05 | --> | 0.05 | 0 | 0 | Constrained, otherwise capacity available =47 kVA | --> | 0.048 | 0 | 0 | 0.048 | 0 |  | --> | C16 ex KANTURK | Kanturk [T41,T42] | GLENLARA |  | 52.2725 | -8.8898
MV/LV Substation LI***357 |  | 10 kV | _ | LV | 100 kVA :Pole Substation | 0.1 | --> | 0.1 | 0 | 0 | Constrained, otherwise capacity available =53 kVA | --> | 0.095 | 0 | 0.01 | 0.094 | 0 |  | --> | C16 ex KANTURK | Kanturk [T41,T42] | GLENLARA |  | 52.2605 | -8.8056
MV/LV Substation LI***358 |  | 10 kV | _ | LV | 100 kVA :Pole Substation | 0.1 | --> | 0.1 | 0 | 0 | Constrained, otherwise capacity available =84 kVA | --> | 0.095 | 0 | 0.01 | 0.09 | 0 |  | --> | C16 ex KANTURK | Kanturk [T41,T42] | GLENLARA |  | 52.2632 | -8.8077
MV/LV Substation BR***370 |  | 10 kV | _ | LV | 100 kVA :Pole Substation | 0.1 | --> | 0.1 | 0 | 0 | Constrained, otherwise capacity available =93 kVA | --> | 0.095 | 0 | 0.006 | 0.092 | 0 |  | --> | C12 ex KANTURK | Kanturk [T41,T42] | GLENLARA |  | 52.1699 | -8.9147
MV/LV Substation FR***376 |  | 10 kV | _ | LV | 100 kVA :Pole Substation | 0.1 | --> | 0.1 | 0 | 0 | Constrained, otherwise capacity available =30 kVA | --> | 0.095 | 0 | 0 | 0.104 | 0 |  | --> | C16 ex KANTURK | Kanturk [T41,T42] | GLENLARA |  | 52.2738 | -8.8887
MV/LV Substation KN***377 |  | 10 kV | _ | LV | 100 kVA :Pole Substation | 0.1 | --> | 0.1 | 0.037 | 4.16 |  | --> | 0.095 | 0 | 0 | 0.103 | 0 |  | --> | C20 ex NEWMARKET (SR) | Newmarket (sr) [T41,T42] | GLENLARA |  | 52.2577 | -9.05
MV/LV Substation DR***379 |  | 20 kV | _ | LV | 50 kVA :Pole Substation | 0.05 | --> | 0.05 | 0 | 0 | Constrained, otherwise capacity available =16 kVA | --> | 0.048 | 0 | 0.008 | 0.046 | 0 |  | --> | C15 ex KANTURK | Kanturk [T41,T42] | GLENLARA |  | 52.1441 | -8.8671
MV/LV Substation BA***380 |  | 20 kV | _ | LV | 100 kVA :Pole Substation | 0.1 | --> | 0.1 | 0 | 0 | Constrained, otherwise capacity available =84 kVA | --> | 0.095 | 0 | 0.02 | 0.082 | 0 |  | --> | C18 ex KANTURK | Kanturk [T41,T42] | GLENLARA |  | 52.1292 | -8.8998
MV/LV Substation PI***382 |  | 20 kV | _ | LV | 50 kVA :Pole Substation | 0.05 | --> | 0.05 | 0 | 0 | Constrained, otherwise capacity available =44 kVA | --> | 0.048 | 0 | 0 | 0.048 | 0 |  | --> | C18 ex KANTURK | Kanturk [T41,T42] | GLENLARA |  | 52.1031 | -8.9744
MV/LV Substation ST***4003 |  | 20 kV | _ | LV | 50 kVA :Pole Substation | 0.05 | --> | 0.05 | 0.046 | 4.16 |  | --> | 0.048 | 0 | 0.006 | 0.044 | 0 |  | --> | C15 ex NEWMARKET (SR) | Newmarket (sr) [T41,T42] | GLENLARA |  | 52.2859 | -9.1582
MV/LV Substation BA***4004 |  | 20 kV | _ | LV | 50 kVA :Pole Substation | 0.05 | --> | 0.05 | 0 | 0 | Constrained, otherwise capacity available =50 kVA | --> | 0.048 | 0 | 0 | 0.048 | 0 |  | --> | C15 ex KANTURK | Kanturk [T41,T42] | GLENLARA |  | 52.132 | -8.8911
MV/LV Substation CO***4028 |  | 10 kV | _ | LV | 100 kVA :Pole Substation | 0.1 | --> | 0.1 | 0.098 | 4.16 |  | --> | 0.095 | 0 | 0.005 | 0.092 | 0 |  | --> | C15 ex NEWMARKET (SR) | Newmarket (sr) [T41,T42] | GLENLARA |  | 52.23 | -9.0625
MV/LV Substation PA***405X |  | 10 kV | _ | LV | 50 kVA :Pole Substation | 0.05 | --> | 0.05 | 0 | 0 | Constrained, otherwise capacity available =43 kVA | --> | 0.048 | 0 | 0.003 | 0.046 | 0 |  | --> | C16 ex KANTURK | Kanturk [T41,T42] | GLENLARA |  | 52.1651 | -8.9185
MV/LV Substation EQ***406 |  | 10 kV | _ | LV | 200 kVA :Pole Substation | 0.2 | --> | 0.2 | 0 | 0 | Constrained, otherwise capacity available =170 kVA | --> | 0.19 | 0 | 0.012 | 0.185 | 0 |  | --> | C16 ex KANTURK | Kanturk [T41,T42] | GLENLARA |  | 52.1838 | -8.9053
MV/LV Substation BR***4060 |  | 20 kV | _ | LV | 50 kVA :Pole Substation | 0.05 | --> | 0.05 | 0 | 0 | Constrained, otherwise capacity available =50 kVA | --> | 0.048 | 0 | 0 | 0.048 | 0 |  | --> | C15 ex KANTURK | Kanturk [T41,T42] | GLENLARA |  | 52.1151 | -8.7751
MV/LV Substation GU***4077 |  | 20 kV | _ | LV | 50 kVA :Pole Substation | 0.05 | --> | 0.05 | 0 | 0 | Constrained, otherwise capacity available =46 kVA | --> | 0.048 | 0 | 0 | 0.048 | 0 |  | --> | C18 ex KANTURK | Kanturk [T41,T42] | GLENLARA |  | 52.1185 | -8.9212
MV/LV Substation KN***4079 |  | 10 kV | _ | LV | 50 kVA :Pole Substation | 0.05 | --> | 0.05 | 0 | 0 | Constrained, otherwise capacity available =41 kVA | --> | 0.048 | 0 | 0 | 0.049 | 0 |  | --> | C11 ex KANTURK | Kanturk [T41,T42] | GLENLARA |  | 52.1919 | -8.8907
MV/LV Substation TR***4087 |  | 10 kV | _ | LV | 50 kVA :Pole Substation | 0.05 | --> | 0.05 | 0 | 0 | Constrained, otherwise capacity available =46 kVA | --> | 0.048 | 0 | 0 | 0.048 | 0 |  | --> | C16 ex KANTURK | Kanturk [T41,T42] | GLENLARA |  | 52.2623 | -8.8024
MV/LV Substation SP***409 |  | 10 kV | _ | LV | 100 kVA :Pole Substation | 0.1 | --> | 0.1 | 0 | 0 | Constrained, otherwise capacity available =97 kVA | --> | 0.095 | 0 | 0 | 0.095 | 0 |  | --> | C11 ex KANTURK | Kanturk [T41,T42] | GLENLARA |  | 52.1832 | -8.8847
MV/LV Substation SC***4111 |  | 10 kV | _ | LV | 100 kVA :Pole Substation | 0.1 | --> | 0.1 | 0 | 0 | Constrained, otherwise capacity available =100 kVA | --> | 0.095 | 0 | 0 | 0.095 | 0 |  | --> | C16 ex KANTURK | Kanturk [T41,T42] | GLENLARA |  | 52.1788 | -8.9115
MV/LV Substation KA***4129 |  | 10 kV | _ | LV | 400 kVA :Kiosk Substation | 0.4 | --> | 0.4 | 0 | 0 | Constrained, otherwise capacity available =375 kVA | --> | 0.38 | 0 | 0.021 | 0.368 | 0 |  | --> | C12 ex KANTURK | Kanturk [T41,T42] | GLENLARA |  | 52.174 | -8.9118
MV/LV Substation KI***417 |  | 10 kV | _ | LV | 50 kVA :Pole Substation | 0.05 | --> | 0.05 | 0 | 0 | Constrained, otherwise capacity available =29 kVA | --> | 0.048 | 0 | 0.02 | 0.036 | 0 |  | --> | C11 ex KANTURK | Kanturk [T41,T42] | GLENLARA |  | 52.211 | -8.8326
MV/LV Substation PA***4174 |  | 10 kV | _ | LV | 100 kVA :Pole Substation | 0.1 | --> | 0.1 | 0 | 0 | Constrained, otherwise capacity available =70 kVA | --> | 0.095 | 0 | 0 | 0.099 | 0 |  | --> | C16 ex KANTURK | Kanturk [T41,T42] | GLENLARA |  | 52.1729 | -8.9178
MV/LV Substation CO***417X |  | 10 kV | _ | LV | 100 kVA :Pole Substation | 0.1 | --> | 0.1 | 0 | 0 | Constrained, otherwise capacity available =92 kVA | --> | 0.095 | 0 | 0 | 0.096 | 0 |  | --> | C16 ex KANTURK | Kanturk [T41,T42] | GLENLARA |  | 52.218 | -8.9016
MV/LV Substation CA***4188 |  | 10 kV | _ | LV | 400 kVA :Kiosk Substation | 0.4 | --> | 0.4 | 0.4 | 4.16 |  | --> | 0.38 | 0 | 0 | 0.38 | 0 |  | --> | C22 ex NEWMARKET (SR) | Newmarket (sr) [T41,T42] | GLENLARA |  | 52.2134 | -9.0016
MV/LV Substation SC***4193 |  | 10 kV | _ | LV | 50 kVA :Pole Substation | 0.05 | --> | 0.05 | 0.05 | 4.16 |  | --> | 0.048 | 0 | 0 | 0.048 | 0 |  | --> | C20 ex NEWMARKET (SR) | Newmarket (sr) [T41,T42] | GLENLARA |  | 52.2374 | -9.0197
MV/LV Substation CA***4204 |  | 20 kV | _ | LV | 50 kVA :Pole Substation | 0.05 | --> | 0.05 | 0 | 0 | Constrained, otherwise capacity available =33 kVA | --> | 0.048 | 0 | 0 | 0.05 | 0 |  | --> | C15 ex KANTURK | Kanturk [T41,T42] | GLENLARA |  | 52.1692 | -8.8278
MV/LV Substation LI***4208 |  | 10 kV | _ | LV | 100 kVA :Pole Substation | 0.1 | --> | 0.1 | 0.094 | 4.16 |  | --> | 0.095 | 0 | 0 | 0.096 | 0 |  | --> | C20 ex NEWMARKET (SR) | Newmarket (sr) [T41,T42] | GLENLARA |  | 52.2384 | -8.9513
MV/LV Substation CA***4210 |  | 20 kV | _ | LV | 100 kVA :Pole Substation | 0.1 | --> | 0.1 | 0 | 0 | Constrained, otherwise capacity available =100 kVA | --> | 0.095 | 0 | 0 | 0.095 | 0 |  | --> | C15 ex KANTURK | Kanturk [T41,T42] | GLENLARA |  | 52.1169 | -8.778
MV/LV Substation LI***4212 |  | 10 kV | _ | LV | 400 kVA :Kiosk Substation | 0.4 | --> | 0.4 | 0 | 0 | Constrained, otherwise capacity available =400 kVA | --> | 0.38 | 0 | 0 | 0.38 | 0 |  | --> | C12 ex KANTURK | Kanturk [T41,T42] | GLENLARA |  | 52.1712 | -8.9037
MV/LV Substation LI***4213 |  | 10 kV | _ | LV | 400 kVA :Kiosk Substation | 0.4 | --> | 0.4 | 0 | 0 | Constrained, otherwise capacity available =398 kVA | --> | 0.38 | 0 | 0 | 0.38 | 0 |  | --> | C12 ex KANTURK | Kanturk [T41,T42] | GLENLARA |  | 52.1723 | -8.9028
MV/LV Substation MA***4219 |  | 10 kV | _ | LV | 100 kVA :Pole Substation | 0.1 | --> | 0.1 | 0 | 0 | Constrained, otherwise capacity available =100 kVA | --> | 0.095 | 0 | 0 | 0.095 | 0 |  | --> | C11 ex KANTURK | Kanturk [T41,T42] | GLENLARA |  | 52.1942 | -8.8355
MV/LV Substation RA***421X |  | 20 kV | _ | LV | 200 kVA :Pole Substation | 0.2 | --> | 0.2 | 0 | 0 | Constrained, otherwise capacity available =180 kVA | --> | 0.19 | 0 | 0.014 | 0.182 | 0 |  | --> | C18 ex KANTURK | Kanturk [T41,T42] | GLENLARA |  | 52.0952 | -8.9757
MV/LV Substation CE***4220 |  | 10 kV | _ | LV | 100 kVA :Pole Substation | 0.1 | --> | 0.1 | 0 | 0 | Constrained, otherwise capacity available =100 kVA | --> | 0.095 | 0 | 0 | 0.095 | 0 |  | --> | C16 ex KANTURK | Kanturk [T41,T42] | GLENLARA |  | 52.2111 | -8.9023
MV/LV Substation TW***4265 |  | 20 kV | _ | LV | 100 kVA :Pole Substation | 0.1 | --> | 0.1 | 0 | 0 | Constrained, otherwise capacity available =100 kVA | --> | 0.095 | 0 | 0 | 0.095 | 0 |  | --> | C15 ex KANTURK | Kanturk [T41,T42] | GLENLARA |  | 52.1278 | -8.8112
MV/LV Substation DE***4268 |  | 20 kV | _ | LV | 50 kVA :Pole Substation | 0.05 | --> | 0.05 | 0 | 0 | Constrained, otherwise capacity available =50 kVA | --> | 0.048 | 0 | 0 | 0.048 | 0 |  | --> | C18 ex KANTURK | Kanturk [T41,T42] | GLENLARA |  | 52.1137 | -8.9283
MV/LV Substation GR***426X |  | 10 kV | _ | LV | 400 kVA :Kiosk Substation | 0.4 | --> | 0.4 | 0 | 0 | Constrained, otherwise capacity available =303 kVA | --> | 0.38 | 0 | 0.017 | 0.38 | 0 |  | --> | C12 ex KANTURK | Kanturk [T41,T42] | GLENLARA |  | 52.1807 | -8.8998
MV/LV Substation GL***4290 |  | 10 kV | _ | LV | 50 kVA :Pole Substation | 0.05 | --> | 0.05 | 0 | 0 | Constrained, otherwise capacity available =44 kVA | --> | 0.048 | 0 | 0.02 | 0.033 | 0 |  | --> | C16 ex KANTURK | Kanturk [T41,T42] | GLENLARA |  | 52.27 | -8.8974
MV/LV Substation CL***431X |  | 20 kV | _ | LV | 100 kVA :Pole Substation | 0.1 | --> | 0.1 | 0 | 0 | Constrained, otherwise capacity available =95 kVA | --> | 0.095 | 0 | 0 | 0.096 | 0 |  | --> | C15 ex KANTURK | Kanturk [T41,T42] | GLENLARA |  | 52.1376 | -8.8582
MV/LV Substation JO***4323 |  | 20 kV | _ | LV | 50 kVA :Pole Substation | 0.05 | --> | 0.05 | 0 | 0 | Constrained, otherwise capacity available =50 kVA | --> | 0.048 | 0 | 0 | 0.048 | 0 |  | --> | C18 ex KANTURK | Kanturk [T41,T42] | GLENLARA |  | 52.1246 | -8.9103
MV/LV Substation CA***438 |  | 10 kV | _ | LV | 100 kVA :Pole Substation | 0.1 | --> | 0.1 | 0 | 0 | Constrained, otherwise capacity available =94 kVA | --> | 0.095 | 0 | 0 | 0.096 | 0 |  | --> | C12 ex KANTURK | Kanturk [T41,T42] | GLENLARA |  | 52.1642 | -8.9118
MV/LV Substation GU***445 |  | 10 kV | _ | LV | 100 kVA :Pole Substation | 0.1 | --> | 0.1 | 0 | 0 | Constrained, otherwise capacity available =96 kVA | --> | 0.095 | 0 | 0 | 0.096 | 0 |  | --> | C11 ex KANTURK | Kanturk [T41,T42] | GLENLARA |  | 52.1661 | -8.8893
MV/LV Substation BA***469 |  | 20 kV | _ | LV | 100 kVA :Pole Substation | 0.1 | --> | 0.1 | 0 | 0 | Constrained, otherwise capacity available =31 kVA | --> | 0.095 | 0 | 0.02 | 0.089 | 0 |  | --> | C15 ex KANTURK | Kanturk [T41,T42] | GLENLARA |  | 52.1306 | -8.8941
MV/LV Substation FA***476 |  | 10 kV | _ | LV | 50 kVA :Pole Substation | 0.05 | --> | 0.05 | 0 | 0 | Constrained, otherwise capacity available =25 kVA | --> | 0.048 | 0 | 0.016 | 0.039 | 0 |  | --> | C16 ex KANTURK | Kanturk [T41,T42] | GLENLARA |  | 52.1578 | -8.9277
MV/LV Substation RH***487 |  | 20 kV | _ | LV | 400 kVA :Kiosk Substation | 0.4 | --> | 0.4 | 0 | 0 | Constrained, otherwise capacity available =340 kVA | --> | 0.38 | 0 | 0.033 | 0.364 | 0 |  | --> | C15 ex KANTURK | Kanturk [T41,T42] | GLENLARA |  | 52.131 | -8.8913
MV/LV Substation LA***492 |  | 10 kV | _ | LV | 200 kVA :Pole Substation | 0.2 | --> | 0.2 | 0 | 0 | Constrained, otherwise capacity available =196 kVA | --> | 0.19 | 0 | 0.02 | 0.176 | 0 |  | --> | C11 ex KANTURK | Kanturk [T41,T42] | GLENLARA |  | 52.1836 | -8.8417
MV/LV Substation SC***502 |  | 10 kV | _ | LV | 50 kVA :Pole Substation | 0.05 | --> | 0.05 | 0.028 | 4.16 |  | --> | 0.048 | 0 | 0 | 0.05 | 0 |  | --> | C20 ex NEWMARKET (SR) | Newmarket (sr) [T41,T42] | GLENLARA |  | 52.2197 | -8.9972
MV/LV Substation AL***523X |  | 10 kV | _ | LV | 100 kVA :Pole Substation | 0.1 | --> | 0.1 | 0.098 | 4.16 |  | --> | 0.095 | 0 | 0 | 0.095 | 0 |  | --> | C22 ex NEWMARKET (SR) | Newmarket (sr) [T41,T42] | GLENLARA |  | 52.1927 | -8.969
MV/LV Substation KI***539 |  | 20 kV | _ | LV | 100 kVA :Pole Substation | 0.1 | --> | 0.1 | 0 | 0 | Constrained, otherwise capacity available =99 kVA | --> | 0.095 | 0 | 0 | 0.095 | 0 |  | --> | C18 ex KANTURK | Kanturk [T41,T42] | GLENLARA |  | 52.079 | -8.9815
MV/LV Substation KN***577X |  | 10 kV | _ | LV | 50 kVA :Pole Substation | 0.05 | --> | 0.05 | 0 | 0 | Constrained, otherwise capacity available =41 kVA | --> | 0.048 | 0 | 0 | 0.049 | 0 |  | --> | C16 ex KANTURK | Kanturk [T41,T42] | GLENLARA |  | 52.2765 | -8.8704
MV/LV Substation SY***579X |  | 10 kV | _ | LV | 400 kVA :Building Structure | 0.4 | --> | 0.4 | 0 | 0 | Constrained, otherwise capacity available =384 kVA | --> | 0.38 | 0 | 0 | 0.382 | 0 |  | --> | C12 ex KANTURK | Kanturk [T41,T42] | GLENLARA |  | 52.1604 | -8.9075
MV/LV Substation CO***607 |  | 20 kV | _ | LV | 50 kVA :Pole Substation | 0.05 | --> | 0.05 | 0.041 | 2.24 |  | --> | 0.048 | 0 | 0 | 0.049 | 0 |  | --> | E11 ex CLOONBANNIN | Cloonbannin [T421] | GLENLARA |  | 52.0785 | -9.0276
MV/LV Substation NE***610 |  | 10 kV | _ | LV | 200 kVA :Pole Substation | 0.2 | --> | 0.2 | 0.095 | 4.16 |  | --> | 0.19 | 0 | 0.005 | 0.2 | 0 |  | --> | C22 ex NEWMARKET (SR) | Newmarket (sr) [T41,T42] | GLENLARA |  | 52.2136 | -9.0031
MV/LV Substation CA***613 |  | 10 kV | _ | LV | 200 kVA :Kiosk Substation | 0.2 | --> | 0.2 | 0 | 0 | Constrained, otherwise capacity available =146 kVA | --> | 0.19 | 0 | 0.003 | 0.195 | 0 |  | --> | C12 ex KANTURK | Kanturk [T41,T42] | GLENLARA |  | 52.172 | -8.9111
MV/LV Substation LI***645 |  | 10 kV | _ | LV | 50 kVA :Pole Substation | 0.05 | --> | 0.05 | 0.034 | 4.16 |  | --> | 0.048 | 0 | 0 | 0.05 | 0 |  | --> | C22 ex NEWMARKET (SR) | Newmarket (sr) [T41,T42] | GLENLARA |  | 52.1922 | -8.9806
MV/LV Substation KA***692X |  | 10 kV | _ | LV | 200 kVA :Pole Substation | 0.2 | --> | 0.2 | 0 | 0 | Constrained, otherwise capacity available =146 kVA | --> | 0.19 | 0 | 0 | 0.197 | 0 |  | --> | C11 ex KANTURK | Kanturk [T41,T42] | GLENLARA |  | 52.1706 | -8.8988
MV/LV Substation PO***696X |  | 20 kV | _ | LV | 50 kVA :Pole Substation | 0.05 | --> | 0.05 | 0 | 0 | Constrained, otherwise capacity available =18 kVA | --> | 0.048 | 0 | 0 | 0.052 | 0 |  | --> | C15 ex KANTURK | Kanturk [T41,T42] | GLENLARA |  | 52.1371 | -8.8764
MV/LV Substation GO***703X |  | 20 kV | _ | LV | 50 kVA :Pole Substation | 0.05 | --> | 0.05 | 0 | 0 | Constrained, otherwise capacity available =46 kVA | --> | 0.048 | 0 | 0.005 | 0.044 | 0 |  | --> | C15 ex KANTURK | Kanturk [T41,T42] | GLENLARA |  | 52.1352 | -8.8229
MV/LV Substation GL***711X |  | 10 kV | _ | LV | 50 kVA :Pole Substation | 0.05 | --> | 0.05 | 0 | 0 | Constrained, otherwise capacity available =42 kVA | --> | 0.048 | 0 | 0 | 0.049 | 0 |  | --> | C11 ex KANTURK | Kanturk [T41,T42] | GLENLARA |  | 52.1743 | -8.799
MV/LV Substation MU***719X |  | 10 kV | _ | LV | 50 kVA :Pole Substation | 0.05 | --> | 0.05 | 0 | 0 | Constrained, otherwise capacity available =24 kVA | --> | 0.048 | 0 | 0.01 | 0.044 | 0 |  | --> | C12 ex KANTURK | Kanturk [T41,T42] | GLENLARA |  | 52.1739 | -8.9145
MV/LV Substation RO***721X |  | 10 kV | _ | LV | 200 kVA :Kiosk Substation | 0.2 | --> | 0.2 | 0.046 | 4.16 |  | --> | 0.19 | 0 | 0.058 | 0.167 | 0 |  | --> | C22 ex NEWMARKET (SR) | Newmarket (sr) [T41,T42] | GLENLARA |  | 52.2137 | -8.9943
MV/LV Substation KI***728X |  | 20 kV | _ | LV | 50 kVA :Pole Substation | 0.05 | --> | 0.05 | 0 | 0 | Constrained, otherwise capacity available =39 kVA | --> | 0.048 | 0 | 0 | 0.049 | 0 |  | --> | C18 ex KANTURK | Kanturk [T41,T42] | GLENLARA |  | 52.0635 | -8.9604
MV/LV Substation ST***749X |  | 10 kV | _ | LV | 200 kVA :Pole Substation | 0.2 | --> | 0.2 | 0 | 0 | Constrained, otherwise capacity available =143 kVA | --> | 0.19 | 0 | 0.005 | 0.194 | 0 |  | --> | C11 ex KANTURK | Kanturk [T41,T42] | GLENLARA |  | 52.1767 | -8.898
MV/LV Substation ST***756X |  | 10 kV | _ | LV | 400 kVA :Building Structure | 0.4 | --> | 0.4 | 0 | 0 | Constrained, otherwise capacity available =237 kVA | --> | 0.38 | 0 | 0 | 0.402 | 0 |  | --> | C12 ex KANTURK | Kanturk [T41,T42] | GLENLARA |  | 52.1756 | -8.9047
MV/LV Substation DR***762X |  | 10 kV | _ | LV | 200 kVA :Kiosk Substation | 0.2 | --> | 0.2 | 0 | 0 | Constrained, otherwise capacity available =186 kVA | --> | 0.19 | 0 | 0.011 | 0.184 | 0 |  | --> | C12 ex KANTURK | Kanturk [T41,T42] | GLENLARA |  | 52.1602 | -8.909
MV/LV Substation LI***765 |  | 10 kV | _ | LV | 50 kVA :Pole Substation | 0.05 | --> | 0.05 | 0.046 | 4.16 |  | --> | 0.048 | 0 | 0 | 0.048 | 0 |  | --> | C20 ex NEWMARKET (SR) | Newmarket (sr) [T41,T42] | GLENLARA |  | 52.2329 | -8.9258
MV/LV Substation BA***766X |  | 10 kV | _ | LV | 50 kVA :Pole Substation | 0.05 | --> | 0.05 | 0.044 | 4.16 |  | --> | 0.048 | 0 | 0 | 0.048 | 0 |  | --> | C15 ex NEWMARKET (SR) | Newmarket (sr) [T41,T42] | GLENLARA |  | 52.2104 | -9.0617
MV/LV Substation CO***768X |  | 20 kV | _ | LV | 50 kVA :Pole Substation | 0.05 | --> | 0.05 | 0 | 0 | Constrained, otherwise capacity available =47 kVA | --> | 0.048 | 0 | 0 | 0.048 | 0 |  | --> | C15 ex KANTURK | Kanturk [T41,T42] | GLENLARA |  | 52.1604 | -8.8153
MV/LV Substation CO***769X |  | 10 kV | _ | LV | 100 kVA :Pole Substation | 0.1 | --> | 0.1 | 0 | 0 | Constrained, otherwise capacity available =92 kVA | --> | 0.095 | 0 | 0 | 0.096 | 0 |  | --> | C11 ex KANTURK | Kanturk [T41,T42] | GLENLARA |  | 52.1996 | -8.8622
MV/LV Substation BA***770X |  | 20 kV | _ | LV | 50 kVA :Pole Substation | 0.05 | --> | 0.05 | 0 | 0 | Constrained, otherwise capacity available =37 kVA | --> | 0.048 | 0 | 0 | 0.049 | 0 |  | --> | C15 ex KANTURK | Kanturk [T41,T42] | GLENLARA |  | 52.1345 | -8.8897
MV/LV Substation CU***776X |  | 10 kV | _ | LV | 200 kVA :Kiosk Substation | 0.2 | --> | 0.2 | 0 | 0 | Constrained, otherwise capacity available =179 kVA | --> | 0.19 | 0 | 0.005 | 0.189 | 0 |  | --> | C16 ex KANTURK | Kanturk [T41,T42] | GLENLARA |  | 52.1881 | -8.9132
MV/LV Substation RO***804 |  | 10 kV | _ | LV | 50 kVA :Pole Substation | 0.05 | --> | 0.05 | 0.048 | 4.16 |  | --> | 0.048 | 0 | 0 | 0.048 | 0 |  | --> | C20 ex NEWMARKET (SR) | Newmarket (sr) [T41,T42] | GLENLARA |  | 52.2957 | -9.0073
MV/LV Substation RA***804X |  | 20 kV | _ | LV | 50 kVA :Pole Substation | 0.05 | --> | 0.05 | 0 | 0 | Constrained, otherwise capacity available =46 kVA | --> | 0.048 | 0 | 0 | 0.048 | 0 |  | --> | C18 ex KANTURK | Kanturk [T41,T42] | GLENLARA |  | 52.0967 | -8.9714
MV/LV Substation SY***817X |  | 10 kV | _ | LV | 630 kVA :Building Structure | 0.63 | --> | 0.63 | 0.5 | 4.16 |  | --> | 0.598 | 0 | 0 | 0.5 | 0 |  | --> | C22 ex NEWMARKET (SR) | Newmarket (sr) [T41,T42] | GLENLARA |  | 52.2085 | -8.9979
MV/LV Substation BA***821X |  | 10 kV | _ | LV | 200 kVA :Pole Substation | 0.2 | --> | 0.2 | 0 | 0 | Constrained, otherwise capacity available =194 kVA | --> | 0.19 | 0 | 0 | 0.191 | 0 |  | --> | C11 ex KANTURK | Kanturk [T41,T42] | GLENLARA |  | 52.1791 | -8.794
MV/LV Substation SC***826X |  | 10 kV | _ | LV | 200 kVA :Pole Substation | 0.2 | --> | 0.2 | 0.2 | 4.16 |  | --> | 0.19 | 0 | 0 | 0.19 | 0 |  | --> | C20 ex NEWMARKET (SR) | Newmarket (sr) [T41,T42] | GLENLARA |  | 52.2164 | -9.0035
MV/LV Substation MA***829X |  | 10 kV | _ | LV | 50 kVA :Pole Substation | 0.05 | --> | 0.05 | 0 | 0 | Constrained, otherwise capacity available =30 kVA | --> | 0.048 | 0 | 0.015 | 0.039 | 0 |  | --> | C11 ex KANTURK | Kanturk [T41,T42] | GLENLARA |  | 52.1692 | -8.8018
MV/LV Substation ME***854 |  | 10 kV | _ | LV | 50 kVA :Pole Substation | 0.05 | --> | 0.05 | 0.007 | 4.16 |  | --> | 0.048 | 0 | 0.01 | 0.046 | 0 |  | --> | C20 ex NEWMARKET (SR) | Newmarket (sr) [T41,T42] | GLENLARA |  | 52.2642 | -9.0314
MV/LV Substation RO***874 |  | 20 kV | _ | LV | 50 kVA :Pole Substation | 0.05 | --> | 0.05 | 0.01 | 4.16 |  | --> | 0.048 | 0 | 0.005 | 0.049 | 0 |  | --> | C15 ex NEWMARKET (SR) | Newmarket (sr) [T41,T42] | GLENLARA |  | 52.2897 | -9.1451
MV/LV Substation DR***880X |  | 20 kV | _ | LV | 50 kVA :Pole Substation | 0.05 | --> | 0.05 | 0 | 0 | Constrained, otherwise capacity available =49 kVA | --> | 0.048 | 0 | 0 | 0.048 | 0 |  | --> | C18 ex KANTURK | Kanturk [T41,T42] | GLENLARA |  | 52.0988 | -8.9727
MV/LV Substation GL***895 |  | 20 kV | _ | LV | 50 kVA :Pole Substation | 0.05 | --> | 0.05 | 0.047 | 4.16 |  | --> | 0.048 | 0 | 0 | 0.048 | 0 |  | --> | C15 ex NEWMARKET (SR) | Newmarket (sr) [T41,T42] | GLENLARA |  | 52.2797 | -9.1821
MV/LV Substation GL***895X |  | 20 kV | _ | LV | 50 kVA :Pole Substation | 0.05 | --> | 0.05 | 0 | 0 | Constrained, otherwise capacity available =46 kVA | --> | 0.048 | 0 | 0.005 | 0.044 | 0 |  | --> | C15 ex KANTURK | Kanturk [T41,T42] | GLENLARA |  | 52.1077 | -8.7627
MV/LV Substation GL***899 |  | 20 kV | _ | LV | 50 kVA :Pole Substation | 0.05 | --> | 0.05 | 0 | 0 | Constrained, otherwise capacity available =44 kVA | --> | 0.048 | 0 | 0 | 0.048 | 0 |  | --> | C18 ex KANTURK | Kanturk [T41,T42] | GLENLARA |  | 52.0915 | -8.8526
MV/LV Substation AV***900 |  | 20 kV | _ | LV | 630 kVA :Building Structure | 0.63 | --> | 0.63 | 0 | 0 | Constrained, otherwise capacity available =576 kVA | --> | 0.598 | 0 | 0 | 0.5 | 0 |  | --> | C15 ex KANTURK | Kanturk [T41,T42] | GLENLARA |  | 52.1455 | -8.8446
MV/LV Substation BA***908 |  | 20 kV | _ | LV | 50 kVA :Pole Substation | 0.05 | --> | 0.05 | 0 | 0 | Constrained, otherwise capacity available =47 kVA | --> | 0.048 | 0 | 0 | 0.048 | 0 |  | --> | C15 ex KANTURK | Kanturk [T41,T42] | GLENLARA |  | 52.16 | -8.8357
MV/LV Substation NE***938X |  | 10 kV | _ | LV | 400 kVA :Building Structure | 0.4 | --> | 0.4 | 0.359 | 4.16 |  | --> | 0.38 | 0 | 0 | 0.386 | 0 |  | --> | C20 ex NEWMARKET (SR) | Newmarket (sr) [T41,T42] | GLENLARA |  | 52.2153 | -9
MV/LV Substation BA***944X |  | 10 kV | _ | LV | 50 kVA :Pole Substation | 0.05 | --> | 0.05 | 0 | 0 | Constrained, otherwise capacity available =43 kVA | --> | 0.048 | 0 | 0.056 | 0.007 | 0 |  | --> | C11 ex KANTURK | Kanturk [T41,T42] | GLENLARA |  | 52.2059 | -8.8464
MV/LV Substation CO***946X |  | 10 kV | _ | LV | 50 kVA :Pole Substation | 0.05 | --> | 0.05 | 0.047 | 4.16 |  | --> | 0.048 | 0 | 0 | 0.048 | 0 |  | --> | C15 ex NEWMARKET (SR) | Newmarket (sr) [T41,T42] | GLENLARA |  | 52.2262 | -9.0456
MV/LV Substation TH***965 |  | 20 kV | _ | LV | 100 kVA :Pole Substation | 0.1 | --> | 0.1 | 0 | 0 | Constrained, otherwise capacity available =82 kVA | --> | 0.095 | 0 | 0 | 0.097 | 0 |  | --> | C15 ex KANTURK | Kanturk [T41,T42] | GLENLARA |  | 52.1661 | -8.8202
MV/LV Substation CA***966 |  | 20 kV | _ | LV | 100 kVA :Pole Substation | 0.1 | --> | 0.1 | 0 | 0 | Constrained, otherwise capacity available =60 kVA | --> | 0.095 | 0 | 0.015 | 0.089 | 0 |  | --> | C15 ex KANTURK | Kanturk [T41,T42] | GLENLARA |  | 52.1672 | -8.8243
MV/LV Substation JO***976 |  | 10 kV | _ | LV | 50 kVA :Pole Substation | 0.05 | --> | 0.05 | 0 | 0 | Constrained, otherwise capacity available =48 kVA | --> | 0.048 | 0 | 0 | 0.048 | 0 |  | --> | C16 ex KANTURK | Kanturk [T41,T42] | GLENLARA |  | 52.2342 | -8.8841
MV/LV Substation SC***999X |  | 10 kV | _ | LV | 50 kVA :Pole Substation | 0.05 | --> | 0.05 | 0.033 | 4.16 |  | --> | 0.048 | 0 | 0.005 | 0.046 | 0 |  | --> | C20 ex NEWMARKET (SR) | Newmarket (sr) [T41,T42] | GLENLARA |  | 52.2255 | -8.9912
MV/LV Substation CH***006 |  | 20 kV | _ | LV | 200 kVA :Kiosk Substation | 0.2 | --> | 0.2 | 0 | 0 | Constrained, otherwise capacity available =75 kVA | --> | 0.19 | 0 | 0.025 | 0.188 | 0 |  | --> | E18 ex EDENDERRY | Edenderry [T421,T422] | BLAKE |  | 53.3419 | -7.0524
MV/LV Substation FE***009 |  | 20 kV | _ | LV | 400 kVA :Kiosk Substation | 0.4 | --> | 0.4 | 0 | 0 | Constrained, otherwise capacity available =348 kVA | --> | 0.38 | 0 | 0.021 | 0.372 | 0 |  | --> | E20 ex EDENDERRY | Edenderry [T421,T422] | BLAKE |  | 53.3502 | -7.2032
MV/LV Substation FE***012 |  | 20 kV | _ | LV | 400 kVA :Kiosk Substation | 0.4 | --> | 0.4 | 0 | 0 | Constrained, otherwise capacity available =314 kVA | --> | 0.38 | 0 | 0 | 0.392 | 0 |  | --> | E20 ex EDENDERRY | Edenderry [T421,T422] | BLAKE |  | 53.3505 | -7.1994
MV/LV Substation GI***013 |  | 20 kV | _ | LV | 200 kVA :Pole Substation | 0.2 | --> | 0.2 | 0 | 0 | Constrained, otherwise capacity available =109 kVA | --> | 0.19 | 0 | 0.006 | 0.198 | 0 |  | --> | E11 ex EDENDERRY | Edenderry [T421,T422] | BLAKE |  | 53.3396 | -7.067
MV/LV Substation BL***016 |  | 20 kV | _ | LV | 200 kVA :Pole Substation | 0.2 | --> | 0.2 | 0 | 0 | Constrained, otherwise capacity available =22 kVA | --> | 0.19 | 0 | 0.008 | 0.207 | 0 |  | --> | E18 ex EDENDERRY | Edenderry [T421,T422] | BLAKE |  | 53.3422 | -7.0475
MV/LV Substation TH***017 |  | 20 kV | _ | LV | 400 kVA :Building Structure | 0.4 | --> | 0.4 | 0 | 0 | Constrained, otherwise capacity available =172 kVA | --> | 0.38 | 0 | 0.084 | 0.348 | 0 |  | --> | E18 ex EDENDERRY | Edenderry [T421,T422] | BLAKE |  | 53.3404 | -7.0566
MV/LV Substation AB***017Y |  | 20 kV | _ | LV | 200 kVA :Kiosk Substation | 0.2 | --> | 0.2 | 0 | 0 | Constrained, otherwise capacity available =130 kVA | --> | 0.19 | 0 | 0.011 | 0.191 | 0 |  | --> | E19 ex EDENDERRY | Edenderry [T421,T422] | BLAKE |  | 53.4533 | -7.0217
MV/LV Substation TH***020Y |  | 10 kV | _ | LV | 50 kVA :Pole Substation | 0.05 | --> | 0.05 | 0 | 0 | Constrained, otherwise capacity available =25 kVA | --> | 0.048 | 0 | 0 | 0.051 | 0 |  | --> | C18 ex BLAKE | Blake [T41,T42] | BLAKE |  | 53.2712 | -6.8202
MV/LV Substation ST***022 |  | 20 kV | _ | LV | 400 kVA :Kiosk Substation | 0.4 | --> | 0.4 | 0 | 0 | Constrained, otherwise capacity available =295 kVA | --> | 0.38 | 0 | 0.002 | 0.393 | 0 |  | --> | E17 ex EDENDERRY | Edenderry [T421,T422] | BLAKE |  | 53.3453 | -7.0402
MV/LV Substation GR***025 |  | 20 kV | _ | LV | 200 kVA :Kiosk Substation | 0.2 | --> | 0.2 | 0 | 0 | Constrained, otherwise capacity available =147 kVA | --> | 0.19 | 0 | 0 | 0.197 | 0 |  | --> | E18 ex EDENDERRY | Edenderry [T421,T422] | BLAKE |  | 53.3403 | -7.0465
MV/LV Substation FR***029 |  | 20 kV | _ | LV | 200 kVA :Pole Substation | 0.2 | --> | 0.2 | 0 | 0 | Constrained, otherwise capacity available =155 kVA | --> | 0.19 | 0 | 0 | 0.196 | 0 |  | --> | E18 ex EDENDERRY | Edenderry [T421,T422] | BLAKE |  | 53.3372 | -7.0435
MV/LV Substation O ***030 |  | 20 kV | _ | LV | 200 kVA :Pole Substation | 0.2 | --> | 0.2 | 0 | 0 | Constrained, otherwise capacity available =200 kVA | --> | 0.19 | 0 | 0 | 0.19 | 0 |  | --> | E18 ex EDENDERRY | Edenderry [T421,T422] | BLAKE |  | 53.3414 | -7.0505
MV/LV Substation MO***033 |  | 20 kV | _ | LV | 200 kVA :Pole Substation | 0.2 | --> | 0.2 | 0 | 0 | Constrained, otherwise capacity available =158 kVA | --> | 0.19 | 0 | 0 | 0.196 | 0 |  | --> | E11 ex EDENDERRY | Edenderry [T421,T422] | BLAKE |  | 53.3432 | -7.0716
MV/LV Substation LA***034Y |  | 20 kV | _ | LV | 200 kVA :Pole Substation | 0.2 | --> | 0.2 | 0 | 0 | Constrained, otherwise capacity available =139 kVA | --> | 0.19 | 0 | 0 | 0.198 | 0 |  | --> | E11 ex EDENDERRY | Edenderry [T421,T422] | BLAKE |  | 53.345 | -7.0509
MV/LV Substation BL***039 |  | 20 kV | _ | LV | 400 kVA :Kiosk Substation | 0.4 | --> | 0.4 | 0 | 0 | Constrained, otherwise capacity available =340 kVA | --> | 0.38 | 0 | 0.02 | 0.373 | 0 |  | --> | E18 ex EDENDERRY | Edenderry [T421,T422] | BLAKE |  | 53.3403 | -7.0558
MV/LV Substation RO***043Y |  | 20 kV | _ | LV | 50 kVA :Pole Substation | 0.05 | --> | 0.05 | 0.037 | 3.5 |  | --> | 0.048 | 0 | 0 | 0 | 0 | Constrained, otherwise capacity available =49 kW | --> | E12 ex DUNFIRTH | Dunfirth [T122] | DUNFIRTH |  | 53.4755 | -6.9567
MV/LV Substation MA***047 |  | 20 kV | _ | LV | 400 kVA :Kiosk Substation | 0.4 | --> | 0.4 | 0 | 0 | Constrained, otherwise capacity available =358 kVA | --> | 0.38 | 0 | 0 | 0.386 | 0 |  | --> | E11 ex EDENDERRY | Edenderry [T421,T422] | BLAKE |  | 53.3427 | -7.0716
MV/LV Substation CO***053Y |  | 20 kV | _ | LV | 400 kVA :Kiosk Substation | 0.4 | --> | 0.4 | 0.337 | 3.5 |  | --> | 0.38 | 0 | 0 | 0 | 0 | Constrained, otherwise capacity available =388 kW | --> | E11 ex DUNFIRTH | Dunfirth [T122] | DUNFIRTH |  | 53.4138 | -6.8291
MV/LV Substation FR***054 |  | 20 kV | _ | LV | 200 kVA :Pole Substation | 0.2 | --> | 0.2 | 0 | 0 | Constrained, otherwise capacity available =113 kVA | --> | 0.19 | 0 | 0.01 | 0.194 | 0 |  | --> | E11 ex EDENDERRY | Edenderry [T421,T422] | BLAKE |  | 53.3417 | -7.0606
MV/LV Substation GR***056 |  | 20 kV | _ | LV | 200 kVA :Kiosk Substation | 0.2 | --> | 0.2 | 0 | 0 | Constrained, otherwise capacity available =110 kVA | --> | 0.19 | 0 | 0 | 0.202 | 0 |  | --> | E18 ex EDENDERRY | Edenderry [T421,T422] | BLAKE |  | 53.3409 | -7.0487
MV/LV Substation CH***057 |  | 20 kV | _ | LV | 200 kVA :Pole Substation | 0.2 | --> | 0.2 | 0 | 0 | Constrained, otherwise capacity available =106 kVA | --> | 0.19 | 0 | 0.014 | 0.192 | 0 |  | --> | E18 ex EDENDERRY | Edenderry [T421,T422] | BLAKE |  | 53.3394 | -7.0504
MV/LV Substation AB***079Y |  | 10 kV | _ | LV | 50 kVA :Pole Substation | 0.05 | --> | 0.05 | 0 | 0 | Constrained, otherwise capacity available =44 kVA | --> | 0.048 | 0 | 0 | 0.048 | 0 |  | --> | C18 ex BLAKE | Blake [T41,T42] | BLAKE |  | 53.2649 | -6.8479
MV/LV Substation RH***083 |  | 20 kV | _ | LV | 200 kVA :Pole Substation | 0.2 | --> | 0.2 | 0 | 0 | Constrained, otherwise capacity available =148 kVA | --> | 0.19 | 0 | 0 | 0.197 | 0 |  | --> | E20 ex EDENDERRY | Edenderry [T421,T422] | BLAKE |  | 53.3334 | -7.2242
MV/LV Substation TA***085Y |  | 10 kV | _ | LV | 630 kVA :Building Structure | 0.63 | --> | 0.63 | 0 | 0 | Constrained, otherwise capacity available =630 kVA | --> | 0.598 | 0 | 0 | 0.5 | 0 |  | --> | C16 ex BLAKE | Blake [T41,T42] | BLAKE |  | 53.2268 | -6.9281
MV/LV Substation RO***086Y |  | 10 kV | _ | LV | 50 kVA :Pole Substation | 0.05 | --> | 0.05 | 0 | 0 | Constrained, otherwise capacity available =31 kVA | --> | 0.048 | 0 | 0 | 0.05 | 0 |  | --> | C18 ex BLAKE | Blake [T41,T42] | BLAKE |  | 53.2719 | -6.8216
MV/LV Substation RI***092Y |  | 20 kV | _ | LV | 200 kVA :Pole Substation | 0.2 | --> | 0.2 | 0.137 | 3.5 |  | --> | 0.19 | 0 | 0.057 | 0 | 0 | Constrained, otherwise capacity available =156 kW | --> | E12 ex DUNFIRTH | Dunfirth [T122] | DUNFIRTH |  | 53.4519 | -6.9298
MV/LV Substation AS***094Y |  | 20 kV | _ | LV | 100 kVA :Pole Substation | 0.1 | --> | 0.1 | 0 | 0 | Constrained, otherwise capacity available =90 kVA | --> | 0.095 | 0 | 0 | 0.096 | 0 |  | --> | E14 ex EDENDERRY | Edenderry [T421,T422] | BLAKE |  | 53.3414 | -6.9432
MV/LV Substation HA***101 |  | 20 kV | _ | LV | 630 kVA :Kiosk Substation | 0.63 | --> | 0.63 | 0 | 0 | Constrained, otherwise capacity available =599 kVA | --> | 0.598 | 0 | 0.005 | 0.5 | 0 |  | --> | E19 ex EDENDERRY | Edenderry [T421,T422] | BLAKE |  | 53.4514 | -7.0946
MV/LV Substation PR***101Y |  | 20 kV | _ | LV | 100 kVA :Pole Substation | 0.1 | --> | 0.1 | 0 | 0 | Constrained, otherwise capacity available =64 kVA | --> | 0.095 | 0 | 0.019 | 0.086 | 0 |  | --> | E20 ex EDENDERRY | Edenderry [T421,T422] | BLAKE |  | 53.3483 | -7.2044
MV/LV Substation CR***103Y |  | 20 kV | _ | LV | 50 kVA :Pole Substation | 0.05 | --> | 0.05 | 0 | 0 | Constrained, otherwise capacity available =44 kVA | --> | 0.048 | 0 | 0 | 0.048 | 0 |  | --> | E19 ex EDENDERRY | Edenderry [T421,T422] | BLAKE |  | 53.4236 | -7.0813
MV/LV Substation ED***105Y |  | 20 kV | _ | LV | 100 kVA :Pole Substation | 0.1 | --> | 0.1 | 0 | 0 | Constrained, otherwise capacity available =62 kVA | --> | 0.095 | 0 | 0 | 0.1 | 0 |  | --> | E20 ex EDENDERRY | Edenderry [T421,T422] | BLAKE |  | 53.2593 | -7.087
MV/LV Substation KI***118Y |  | 20 kV | _ | LV | 200 kVA :Kiosk Substation | 0.2 | --> | 0.2 | 0 | 0 | Constrained, otherwise capacity available =100 kVA | --> | 0.19 | 0 | 0.018 | 0.19 | 0 |  | --> | E11 ex EDENDERRY | Edenderry [T421,T422] | BLAKE |  | 53.3369 | -7.0663
MV/LV Substation KE***121Y |  | 20 kV | _ | LV | 50 kVA :Pole Substation | 0.05 | --> | 0.05 | 0 | 0 | Constrained, otherwise capacity available =44 kVA | --> | 0.048 | 0 | 0 | 0.048 | 0 |  | --> | E20 ex EDENDERRY | Edenderry [T421,T422] | BLAKE |  | 53.2963 | -7.0862
MV/LV Substation MA***129Y |  | 20 kV | _ | LV | 630 kVA :Kiosk Substation | 0.63 | --> | 0.63 | 0 | 0 | Constrained, otherwise capacity available =394 kVA | --> | 0.598 | 0 | 0.036 | 0.5 | 0 |  | --> | E17 ex EDENDERRY | Edenderry [T421,T422] | BLAKE |  | 53.3444 | -7.044
MV/LV Substation TO***134 |  | 20 kV | _ | LV | 100 kVA :Pole Substation | 0.1 | --> | 0.1 | 0 | 0 | Constrained, otherwise capacity available =65 kVA | --> | 0.095 | 0 | 0 | 0.1 | 0 |  | --> | E19 ex EDENDERRY | Edenderry [T421,T422] | BLAKE |  | 53.4527 | -7.0293
MV/LV Substation ME***135 |  | 20 kV | _ | LV | 50 kVA :Pole Substation | 0.05 | --> | 0.05 | 0 | 0 | Constrained, otherwise capacity available =34 kVA | --> | 0.048 | 0 | 0 | 0.05 | 0 |  | --> | E19 ex EDENDERRY | Edenderry [T421,T422] | BLAKE |  | 53.4531 | -7.0273
MV/LV Substation GR***136Y |  | 10 kV | _ | LV | 100 kVA :Pole Substation | 0.1 | --> | 0.1 | 0 | 0 | Constrained, otherwise capacity available =60 kVA | --> | 0.095 | 0 | 0.009 | 0.094 | 0 |  | --> | C18 ex BLAKE | Blake [T41,T42] | BLAKE |  | 53.2706 | -6.8215
MV/LV Substation BO***141Y |  | 20 kV | _ | LV | 200 kVA :Kiosk Substation | 0.2 | --> | 0.2 | 0 | 0 | Constrained, otherwise capacity available =110 kVA | --> | 0.19 | 0 | 0.024 | 0.184 | 0 |  | --> | E11 ex EDENDERRY | Edenderry [T421,T422] | BLAKE |  | 53.3463 | -7.039
MV/LV Substation AC***150Y |  | 10 kV | _ | LV | 400 kVA :Kiosk Substation | 0.4 | --> | 0.4 | 0 | 0 | Constrained, otherwise capacity available =367 kVA | --> | 0.38 | 0 | 0 | 0.384 | 0 |  | --> | C14 ex BLAKE | Blake [T41,T42] | BLAKE |  | 53.2899 | -6.8847
MV/LV Substation FU***152Y |  | 20 kV | _ | LV | 50 kVA :Pole Substation | 0.05 | --> | 0.05 | 0.03 | 3.5 |  | --> | 0.048 | 0 | 0 | 0 | 0 | Constrained, otherwise capacity available =50 kW | --> | E12 ex DUNFIRTH | Dunfirth [T122] | DUNFIRTH |  | 53.4298 | -6.9162
MV/LV Substation RO***163 |  | 20 kV | _ | LV | 50 kVA :Pole Substation | 0.05 | --> | 0.05 | 0 | 0 | Constrained, otherwise capacity available =48 kVA | --> | 0.048 | 0 | 0 | 0.048 | 0 |  | --> | E19 ex EDENDERRY | Edenderry [T421,T422] | BLAKE |  | 53.4448 | -7.0976
MV/LV Substation TA***163Y |  | 20 kV | _ | LV | 50 kVA :Pole Substation | 0.05 | --> | 0.05 | 0 | 0 | Constrained, otherwise capacity available =50 kVA | --> | 0.048 | 0 | 0 | 0.048 | 0 |  | --> | E19 ex EDENDERRY | Edenderry [T421,T422] | BLAKE |  | 53.4505 | -7.0505
MV/LV Substation SA***165Y |  | 20 kV | _ | LV | 50 kVA :Pole Substation | 0.05 | --> | 0.05 | 0 | 0 | Constrained, otherwise capacity available =27 kVA | --> | 0.048 | 0 | 0 | 0.05 | 0 |  | --> | E19 ex EDENDERRY | Edenderry [T421,T422] | BLAKE |  | 53.4243 | -7.0755
MV/LV Substation OB***172Y |  | 10 kV | _ | LV | 50 kVA :Pole Substation | 0.05 | --> | 0.05 | 0 | 0 | Constrained, otherwise capacity available =50 kVA | --> | 0.048 | 0 | 0 | 0.048 | 0 |  | --> | C16 ex BLAKE | Blake [T41,T42] | BLAKE |  | 53.2608 | -6.8768
MV/LV Substation RE***176Y |  | 20 kV | _ | LV | 200 kVA :Kiosk Substation | 0.2 | --> | 0.2 | 0 | 0 | Constrained, otherwise capacity available =141 kVA | --> | 0.19 | 0 | 0.038 | 0.17 | 0 |  | --> | E11 ex EDENDERRY | Edenderry [T421,T422] | BLAKE |  | 53.3394 | -7.0738
MV/LV Substation BR***184Y |  | 20 kV | _ | LV | 630 kVA :Kiosk Substation | 0.63 | --> | 0.63 | 0.5 | 3.5 |  | --> | 0.598 | 0 | 0.017 | 0 | 0 | Constrained, otherwise capacity available =589 kW | --> | E11 ex DUNFIRTH | Dunfirth [T122] | DUNFIRTH |  | 53.4016 | -6.8527
MV/LV Substation CA***201Y |  | 20 kV | _ | LV | 400 kVA :Kiosk Substation | 0.4 | --> | 0.4 | 0 | 0 | Constrained, otherwise capacity available =324 kVA | --> | 0.38 | 0 | 0.015 | 0.379 | 0 |  | --> | E11 ex EDENDERRY | Edenderry [T421,T422] | BLAKE |  | 53.3498 | -7.0562
MV/LV Substation TH***212Y |  | 20 kV | _ | LV | 200 kVA :Kiosk Substation | 0.2 | --> | 0.2 | 0.133 | 3.5 |  | --> | 0.19 | 0 | 0.052 | 0 | 0 | Constrained, otherwise capacity available =160 kW | --> | E11 ex DUNFIRTH | Dunfirth [T122] | DUNFIRTH |  | 53.4001 | -6.8595
MV/LV Substation MO***213Y |  | 20 kV | _ | LV | 50 kVA :Pole Substation | 0.05 | --> | 0.05 | 0 | 0 | Constrained, otherwise capacity available =50 kVA | --> | 0.048 | 0 | 0 | 0.048 | 0 |  | --> | E19 ex EDENDERRY | Edenderry [T421,T422] | BLAKE |  | 53.4513 | -7.019
MV/LV Substation MA***215Y |  | 10 kV | _ | LV | 50 kVA :Pole Substation | 0.05 | --> | 0.05 | 0.05 | 3.5 |  | --> | 0.048 | 0 | 0 | 0 | 0 | Constrained, otherwise capacity available =48 kW | --> | E14 ex DUNFIRTH | Dunfirth [T122] | DUNFIRTH |  | 53.3609 | -6.8309
MV/LV Substation ED***217 |  | 20 kV | _ | LV | 50 kVA :Pole Substation | 0.05 | --> | 0.05 | 0 | 0 | Constrained, otherwise capacity available =47 kVA | --> | 0.048 | 0 | 0.016 | 0.036 | 0 |  | --> | E13 ex EDENDERRY | Edenderry [T421,T422] | BLAKE |  | 53.3532 | -7.0222
MV/LV Substation JO***218Y |  | 20 kV | _ | LV | 630 kVA :Building Structure | 0.63 | --> | 0.63 | 0.35 | 3.5 |  | --> | 0.598 | 0 | 0.011 | 0 | 0 | Constrained, otherwise capacity available =628 kW | --> | E11 ex DUNFIRTH | Dunfirth [T122] | DUNFIRTH |  | 53.4047 | -6.8365
MV/LV Substation OR***221 |  | 20 kV | _ | LV | 50 kVA :Pole Substation | 0.05 | --> | 0.05 | 0 | 0 | Constrained, otherwise capacity available =48 kVA | --> | 0.048 | 0 | 0 | 0.048 | 0 |  | --> | E19 ex EDENDERRY | Edenderry [T421,T422] | BLAKE |  | 53.4548 | -7.0034
MV/LV Substation PU***223 |  | 10 kV | _ | LV | 100 kVA :Pole Substation | 0.1 | --> | 0.1 | 0 | 0 | Constrained, otherwise capacity available =64 kVA | --> | 0.095 | 0 | 0.025 | 0.081 | 0 |  | --> | C18 ex BLAKE | Blake [T41,T42] | BLAKE |  | 53.2778 | -6.8248
MV/LV Substation JO***224Y |  | 20 kV | _ | LV | 200 kVA :Kiosk Substation | 0.2 | --> | 0.2 | 0.162 | 3.5 |  | --> | 0.19 | 0 | 0.02 | 0 | 0 | Constrained, otherwise capacity available =180 kW | --> | E11 ex DUNFIRTH | Dunfirth [T122] | DUNFIRTH |  | 53.412 | -6.8356
MV/LV Substation BU***225 |  | 20 kV | _ | LV | 200 kVA :Pole Substation | 0.2 | --> | 0.2 | 0 | 0 | Constrained, otherwise capacity available =178 kVA | --> | 0.19 | 0 | 0.015 | 0.182 | 0 |  | --> | E18 ex EDENDERRY | Edenderry [T421,T422] | BLAKE |  | 53.3385 | -7.0566
MV/LV Substation JO***226Y |  | 20 kV | _ | LV | 200 kVA :Pole Substation | 0.2 | --> | 0.2 | 0.118 | 3.5 |  | --> | 0.19 | 0 | 0 | 0 | 0 | Constrained, otherwise capacity available =196 kW | --> | E11 ex DUNFIRTH | Dunfirth [T122] | DUNFIRTH |  | 53.4052 | -6.8519
MV/LV Substation ED***230Y |  | 20 kV | _ | LV | 630 kVA :Kiosk Substation | 0.63 | --> | 0.63 | 0 | 0 | Constrained, otherwise capacity available =579 kVA | --> | 0.598 | 0 | 0.01 | 0.5 | 0 |  | --> | E11 ex EDENDERRY | Edenderry [T421,T422] | BLAKE |  | 53.3431 | -7.0726
MV/LV Substation BA***231Y |  | 20 kV | _ | LV | 50 kVA :Pole Substation | 0.05 | --> | 0.05 | 0.03 | 3.5 |  | --> | 0.048 | 0 | 0.016 | 0 | 0 | Constrained, otherwise capacity available =38 kW | --> | E12 ex DUNFIRTH | Dunfirth [T122] | DUNFIRTH |  | 53.4112 | -6.7894
MV/LV Substation MO***237 |  | 20 kV | _ | LV | 200 kVA :Pole Substation | 0.2 | --> | 0.2 | 0.2 | 3.5 |  | --> | 0.19 | 0 | 0 | 0 | 0 | Constrained, otherwise capacity available =190 kW | --> | E12 ex DUNFIRTH | Dunfirth [T122] | DUNFIRTH |  | 53.4298 | -6.9469
MV/LV Substation FR***243Y |  | 10 kV | _ | LV | 400 kVA :Kiosk Substation | 0.4 | --> | 0.4 | 0 | 0 | Constrained, otherwise capacity available =266 kVA | --> | 0.38 | 0 | 0.013 | 0.388 | 0 |  | --> | C18 ex BLAKE | Blake [T41,T42] | BLAKE |  | 53.27 | -6.8178
MV/LV Substation AB***249 |  | 10 kV | _ | LV | 50 kVA :Pole Substation | 0.05 | --> | 0.05 | 0 | 0 | Constrained, otherwise capacity available =49 kVA | --> | 0.048 | 0 | 0 | 0.048 | 0 |  | --> | C18 ex BLAKE | Blake [T41,T42] | BLAKE |  | 53.2795 | -6.864
MV/LV Substation WO***260Y |  | 20 kV | _ | LV | 200 kVA :Kiosk Substation | 0.2 | --> | 0.2 | 0 | 0 | Constrained, otherwise capacity available =175 kVA | --> | 0.19 | 0 | 0.01 | 0.186 | 0 |  | --> | E20 ex EDENDERRY | Edenderry [T421,T422] | BLAKE |  | 53.3561 | -7.1967
MV/LV Substation DU***261Y |  | 20 kV | _ | LV | 400 kVA :Kiosk Substation | 0.4 | --> | 0.4 | 0.296 | 3.5 |  | --> | 0.38 | 0 | 0.028 | 0 | 0 | Constrained, otherwise capacity available =373 kW | --> | E11 ex DUNFIRTH | Dunfirth [T122] | DUNFIRTH |  | 53.4039 | -6.8484
MV/LV Substation GO***266 |  | 10 kV | _ | LV | 100 kVA :Pole Substation | 0.1 | --> | 0.1 | 0 | 0 | Constrained, otherwise capacity available =98 kVA | --> | 0.095 | 0 | 0 | 0.095 | 0 |  | --> | C16 ex BLAKE | Blake [T41,T42] | BLAKE |  | 53.2501 | -6.9645
MV/LV Substation NE***272 |  | 20 kV | _ | LV | 400 kVA :Kiosk Substation | 0.4 | --> | 0.4 | 0.316 | 3.5 |  | --> | 0.38 | 0 | 0.016 | 0 | 0 | Constrained, otherwise capacity available =379 kW | --> | E11 ex DUNFIRTH | Dunfirth [T122] | DUNFIRTH |  | 53.4156 | -6.8312
MV/LV Substation RO***276 |  | 10 kV | _ | LV | 50 kVA :Pole Substation | 0.05 | --> | 0.05 | 0 | 0 | Constrained, otherwise capacity available =30 kVA | --> | 0.048 | 0 | 0.011 | 0.042 | 0 |  | --> | C18 ex BLAKE | Blake [T41,T42] | BLAKE |  | 53.2688 | -6.8183
MV/LV Substation KI***277 |  | 20 kV | _ | LV | 50 kVA :Pole Substation | 0.05 | --> | 0.05 | 0 | 0 | Constrained, otherwise capacity available =32 kVA | --> | 0.048 | 0 | 0.018 | 0.037 | 0 |  | --> | E20 ex EDENDERRY | Edenderry [T421,T422] | BLAKE |  | 53.332 | -7.071
MV/LV Substation DU***278 |  | 20 kV | _ | LV | 50 kVA :Pole Substation | 0.05 | --> | 0.05 | 0.05 | 3.5 |  | --> | 0.048 | 0 | 0 | 0 | 0 | Constrained, otherwise capacity available =48 kW | --> | E11 ex DUNFIRTH | Dunfirth [T122] | DUNFIRTH |  | 53.3948 | -6.8358
MV/LV Substation LU***282Y |  | 10 kV | _ | LV | 50 kVA :Pole Substation | 0.05 | --> | 0.05 | 0 | 0 | Constrained, otherwise capacity available =47 kVA | --> | 0.048 | 0 | 0 | 0.048 | 0 |  | --> | C14 ex BLAKE | Blake [T41,T42] | BLAKE |  | 53.2774 | -6.9411
MV/LV Substation TH***284 |  | 20 kV | _ | LV | 100 kVA :Pole Substation | 0.1 | --> | 0.1 | 0 | 0 | Constrained, otherwise capacity available =58 kVA | --> | 0.095 | 0 | 0.04 | 0.071 | 0 |  | --> | E11 ex EDENDERRY | Edenderry [T421,T422] | BLAKE |  | 53.3396 | -7.0785
MV/LV Substation BL***296Y |  | 20 kV | _ | LV | 630 kVA :Kiosk Substation | 0.63 | --> | 0.63 | 0.467 | 3.5 |  | --> | 0.598 | 0 | 0.009 | 0 | 0 | Constrained, otherwise capacity available =614 kW | --> | E11 ex DUNFIRTH | Dunfirth [T122] | DUNFIRTH |  | 53.416 | -6.8254
MV/LV Substation ED***308Y |  | 20 kV | _ | LV | 400 kVA :Kiosk Substation | 0.4 | --> | 0.4 | 0.298 | 3.5 |  | --> | 0.38 | 0 | 0.046 | 0 | 0 | Constrained, otherwise capacity available =360 kW | --> | E12 ex DUNFIRTH | Dunfirth [T122] | DUNFIRTH |  | 53.4551 | -6.9266
MV/LV Substation JO***315Y |  | 20 kV | _ | LV | 100 kVA :Pole Substation | 0.1 | --> | 0.1 | 0.096 | 3.5 |  | --> | 0.095 | 0 | 0 | 0 | 0 | Constrained, otherwise capacity available =96 kW | --> | E11 ex DUNFIRTH | Dunfirth [T122] | DUNFIRTH |  | 53.4069 | -6.8435
MV/LV Substation BA***320 |  | 20 kV | _ | LV | 50 kVA :Pole Substation | 0.05 | --> | 0.05 | 0 | 0 | Constrained, otherwise capacity available =49 kVA | --> | 0.048 | 0 | 0 | 0.048 | 0 |  | --> | E19 ex EDENDERRY | Edenderry [T421,T422] | BLAKE |  | 53.3815 | -7.0285
MV/LV Substation WO***321Y |  | 10 kV | _ | LV | 50 kVA :Pole Substation | 0.05 | --> | 0.05 | 0 | 0 | Constrained, otherwise capacity available =50 kVA | --> | 0.048 | 0 | 0 | 0.048 | 0 |  | --> | C15 ex BLAKE | Blake [T41,T42] | BLAKE |  | 53.2961 | -6.8232
MV/LV Substation CR***323 |  | 20 kV | _ | LV | 400 kVA :Building Structure | 0.4 | --> | 0.4 | 0.383 | 3.5 |  | --> | 0.38 | 0 | 0 | 0 | 0 | Constrained, otherwise capacity available =382 kW | --> | E11 ex DUNFIRTH | Dunfirth [T122] | DUNFIRTH |  | 53.3969 | -6.8784
MV/LV Substation T ***337Y |  | 10 kV | _ | LV | 50 kVA :Pole Substation | 0.05 | --> | 0.05 | 0 | 0 | Constrained, otherwise capacity available =50 kVA | --> | 0.048 | 0 | 0 | 0.048 | 0 |  | --> | C15 ex BLAKE | Blake [T41,T42] | BLAKE |  | 53.3014 | -6.8246
MV/LV Substation WO***339Y |  | 10 kV | _ | LV | 200 kVA :Kiosk Substation | 0.2 | --> | 0.2 | 0 | 0 | Constrained, otherwise capacity available =132 kVA | --> | 0.19 | 0 | 0.002 | 0.198 | 0 |  | --> | C15 ex BLAKE | Blake [T41,T42] | BLAKE |  | 53.2908 | -6.8167
MV/LV Substation DR***340 |  | 20 kV | _ | LV | 50 kVA :Pole Substation | 0.05 | --> | 0.05 | 0 | 0 | Constrained, otherwise capacity available =29 kVA | --> | 0.048 | 0 | 0 | 0.05 | 0 |  | --> | E20 ex EDENDERRY | Edenderry [T421,T422] | BLAKE |  | 53.3227 | -7.0639
MV/LV Substation NE***343Y |  | 20 kV | _ | LV | 200 kVA :Kiosk Substation | 0.2 | --> | 0.2 | 0 | 0 | Constrained, otherwise capacity available =139 kVA | --> | 0.19 | 0 | 0.029 | 0.177 | 0 |  | --> | E14 ex EDENDERRY | Edenderry [T421,T422] | BLAKE |  | 53.339 | -6.9337
MV/LV Substation SH***349 |  | 20 kV | _ | LV | 50 kVA :Pole Substation | 0.05 | --> | 0.05 | 0 | 0 | Constrained, otherwise capacity available =20 kVA | --> | 0.048 | 0 | 0.005 | 0.048 | 0 |  | --> | E20 ex EDENDERRY | Edenderry [T421,T422] | BLAKE |  | 53.3008 | -7.0787
MV/LV Substation ST***349Y |  | 20 kV | _ | LV | 200 kVA :Kiosk Substation | 0.2 | --> | 0.2 | 0 | 0 | Constrained, otherwise capacity available =143 kVA | --> | 0.19 | 0 | 0.005 | 0.194 | 0 |  | --> | E11 ex EDENDERRY | Edenderry [T421,T422] | BLAKE |  | 53.3423 | -7.0659
MV/LV Substation CO***350Y |  | 10 kV | _ | LV | 200 kVA :Kiosk Substation | 0.2 | --> | 0.2 | 0 | 0 | Constrained, otherwise capacity available =149 kVA | --> | 0.19 | 0 | 0.004 | 0.194 | 0 |  | --> | C15 ex BLAKE | Blake [T41,T42] | BLAKE |  | 53.3009 | -6.8256
MV/LV Substation WA***353Y |  | 20 kV | _ | LV | 50 kVA :Pole Substation | 0.05 | --> | 0.05 | 0.034 | 3.5 |  | --> | 0.048 | 0 | 0.005 | 0 | 0 | Constrained, otherwise capacity available =46 kW | --> | E12 ex DUNFIRTH | Dunfirth [T122] | DUNFIRTH |  | 53.4554 | -6.9014
MV/LV Substation FE***360Y |  | 20 kV | _ | LV | 200 kVA :Kiosk Substation | 0.2 | --> | 0.2 | 0 | 0 | Constrained, otherwise capacity available =164 kVA | --> | 0.19 | 0 | 0.003 | 0.193 | 0 |  | --> | E11 ex EDENDERRY | Edenderry [T421,T422] | BLAKE |  | 53.3341 | -7.0623
MV/LV Substation NE***379Y |  | 20 kV | _ | LV | 400 kVA :Kiosk Substation | 0.4 | --> | 0.4 | 0 | 0 | Constrained, otherwise capacity available =306 kVA | --> | 0.38 | 0 | 0 | 0.393 | 0 |  | --> | E11 ex EDENDERRY | Edenderry [T421,T422] | BLAKE |  | 53.3423 | -7.0624
MV/LV Substation CL***382 |  | 20 kV | _ | LV | 50 kVA :Pole Substation | 0.05 | --> | 0.05 | 0 | 0 | Constrained, otherwise capacity available =45 kVA | --> | 0.048 | 0 | 0 | 0.048 | 0 |  | --> | E20 ex EDENDERRY | Edenderry [T421,T422] | BLAKE |  | 53.3306 | -7.1749
MV/LV Substation FE***388Y |  | 20 kV | _ | LV | 200 kVA :Kiosk Substation | 0.2 | --> | 0.2 | 0 | 0 | Constrained, otherwise capacity available =73 kVA | --> | 0.19 | 0 | 0.016 | 0.195 | 0 |  | --> | E18 ex EDENDERRY | Edenderry [T421,T422] | BLAKE |  | 53.3323 | -7.0608
MV/LV Substation WO***389Y |  | 10 kV | _ | LV | 400 kVA :Kiosk Substation | 0.4 | --> | 0.4 | 0 | 0 | Constrained, otherwise capacity available =102 kVA | --> | 0.38 | 0 | 0.079 | 0.36 | 0 |  | --> | C15 ex BLAKE | Blake [T41,T42] | BLAKE |  | 53.2844 | -6.8588
MV/LV Substation BL***391Y |  | 20 kV | _ | LV | 200 kVA :Pole Substation | 0.2 | --> | 0.2 | 0 | 0 | Constrained, otherwise capacity available =143 kVA | --> | 0.19 | 0 | 0.003 | 0.195 | 0 |  | --> | E18 ex EDENDERRY | Edenderry [T421,T422] | BLAKE |  | 53.3416 | -7.0486
MV/LV Substation CL***394Y |  | 20 kV | _ | LV | 200 kVA :Kiosk Substation | 0.2 | --> | 0.2 | 0 | 0 | Constrained, otherwise capacity available =162 kVA | --> | 0.19 | 0 | 0.006 | 0.191 | 0 |  | --> | E17 ex EDENDERRY | Edenderry [T421,T422] | BLAKE |  | 53.3477 | -7.0461
MV/LV Substation KI***395 |  | 20 kV | _ | LV | 100 kVA :Pole Substation | 0.1 | --> | 0.1 | 0 | 0 | Constrained, otherwise capacity available =51 kVA | --> | 0.095 | 0 | 0.019 | 0.087 | 0 |  | --> | E20 ex EDENDERRY | Edenderry [T421,T422] | BLAKE |  | 53.3335 | -7.0676
MV/LV Substation ST***398Y |  | 20 kV | _ | LV | 200 kVA :Kiosk Substation | 0.2 | --> | 0.2 | 0 | 0 | Constrained, otherwise capacity available =115 kVA | --> | 0.19 | 0 | 0.009 | 0.195 | 0 |  | --> | E11 ex EDENDERRY | Edenderry [T421,T422] | BLAKE |  | 53.3413 | -7.0655
MV/LV Substation CA***4035 |  | 20 kV | _ | LV | 100 kVA :Pole Substation | 0.1 | --> | 0.1 | 0 | 0 | Constrained, otherwise capacity available =93 kVA | --> | 0.095 | 0 | 0 | 0.096 | 0 |  | --> | E14 ex EDENDERRY | Edenderry [T421,T422] | BLAKE |  | 53.345 | -6.9679
MV/LV Substation SE***4040 |  | 20 kV | _ | LV | 50 kVA :Pole Substation | 0.05 | --> | 0.05 | 0 | 0 | Constrained, otherwise capacity available =50 kVA | --> | 0.048 | 0 | 0 | 0.048 | 0 |  | --> | E19 ex EDENDERRY | Edenderry [T421,T422] | BLAKE |  | 53.4539 | -7.0263
MV/LV Substation SU***4046 |  | 20 kV | _ | LV | 630 kVA :Building Structure | 0.63 | --> | 0.63 | 0.392 | 3.5 |  | --> | 0.598 | 0 | 0 | 0 | 0 | Constrained, otherwise capacity available =628 kW | --> | E12 ex DUNFIRTH | Dunfirth [T122] | DUNFIRTH |  | 53.4131 | -6.8824
MV/LV Substation SU***4047 |  | 20 kV | _ | LV | 630 kVA :Building Structure | 0.63 | --> | 0.63 | 0.45 | 3.5 |  | --> | 0.598 | 0 | 0 | 0 | 0 | Constrained, otherwise capacity available =623 kW | --> | E12 ex DUNFIRTH | Dunfirth [T122] | DUNFIRTH |  | 53.411 | -6.8764
MV/LV Substation GL***404Y |  | 20 kV | _ | LV | 400 kVA :Kiosk Substation | 0.4 | --> | 0.4 | 0.244 | 3.5 |  | --> | 0.38 | 0 | 0.073 | 0 | 0 | Constrained, otherwise capacity available =347 kW | --> | E11 ex DUNFIRTH | Dunfirth [T122] | DUNFIRTH |  | 53.4111 | -6.8312
MV/LV Substation CO***4050 |  | 20 kV | _ | LV | 200 kVA :Pole Substation | 0.2 | --> | 0.2 | 0 | 0 | Constrained, otherwise capacity available =199 kVA | --> | 0.19 | 0 | 0 | 0.19 | 0 |  | --> | E20 ex EDENDERRY | Edenderry [T421,T422] | BLAKE |  | 53.3598 | -7.2009
MV/LV Substation DU***4051 |  | 20 kV | _ | LV | 200 kVA :Kiosk Substation | 0.2 | --> | 0.2 | 0.2 | 3.5 |  | --> | 0.19 | 0 | 0 | 0 | 0 | Constrained, otherwise capacity available =190 kW | --> | E12 ex DUNFIRTH | Dunfirth [T122] | DUNFIRTH |  | 53.3882 | -6.8292
MV/LV Substation NE***405Y |  | 20 kV | _ | LV | 200 kVA :Kiosk Substation | 0.2 | --> | 0.2 | 0.153 | 3.5 |  | --> | 0.19 | 0 | 0.031 | 0 | 0 | Constrained, otherwise capacity available =173 kW | --> | E13 ex DUNFIRTH | Dunfirth [T122] | DUNFIRTH |  | 53.3956 | -6.7597
MV/LV Substation DE***4065 |  | 20 kV | _ | LV | 50 kVA :Pole Substation | 0.05 | --> | 0.05 | 0 | 0 | Constrained, otherwise capacity available =47 kVA | --> | 0.048 | 0 | 0 | 0.048 | 0 |  | --> | E19 ex EDENDERRY | Edenderry [T421,T422] | BLAKE |  | 53.356 | -7.0492
MV/LV Substation EN***4066 |  | 20 kV | _ | LV | 50 kVA :Pole Substation | 0.05 | --> | 0.05 | 0.05 | 3.5 |  | --> | 0.048 | 0 | 0 | 0 | 0 | Constrained, otherwise capacity available =48 kW | --> | E12 ex DUNFIRTH | Dunfirth [T122] | DUNFIRTH |  | 53.4173 | -6.8012
MV/LV Substation BA***4075 |  | 20 kV | _ | LV | 50 kVA :Pole Substation | 0.05 | --> | 0.05 | 0 | 0 | Constrained, otherwise capacity available =35 kVA | --> | 0.048 | 0 | 0 | 0.05 | 0 |  | --> | E20 ex EDENDERRY | Edenderry [T421,T422] | BLAKE |  | 53.294 | -7.0939
MV/LV Substation CL***4076 |  | 20 kV | _ | LV | 50 kVA :Pole Substation | 0.05 | --> | 0.05 | 0 | 0 | Constrained, otherwise capacity available =39 kVA | --> | 0.048 | 0 | 0.003 | 0.047 | 0 |  | --> | E20 ex EDENDERRY | Edenderry [T421,T422] | BLAKE |  | 53.2805 | -7.0689
MV/LV Substation KI***4082 |  | 10 kV | _ | LV | 50 kVA :Pole Substation | 0.05 | --> | 0.05 | 0 | 0 | Constrained, otherwise capacity available =47 kVA | --> | 0.048 | 0 | 0 | 0.048 | 0 |  | --> | C18 ex BLAKE | Blake [T41,T42] | BLAKE |  | 53.2577 | -6.8549
MV/LV Substation MI***408X |  | 20 kV | _ | LV | 200 kVA :Pole Substation | 0.2 | --> | 0.2 | 0 | 0 | Constrained, otherwise capacity available =112 kVA | --> | 0.19 | 0 | 0 | 0.202 | 0 |  | --> | C13 ex BLAKE | Blake [T41,T42] | BLAKE |  | 53.3187 | -6.9242
MV/LV Substation KI***4108 |  | 20 kV | _ | LV | 200 kVA :Pole Substation | 0.2 | --> | 0.2 | 0 | 0 | Constrained, otherwise capacity available =142 kVA | --> | 0.19 | 0 | 0.059 | 0.154 | 0 |  | --> | E11 ex EDENDERRY | Edenderry [T421,T422] | BLAKE |  | 53.3384 | -7.0712
MV/LV Substation GA***4128 |  | 20 kV | _ | LV | 100 kVA :Pole Substation | 0.1 | --> | 0.1 | 0 | 0 | Constrained, otherwise capacity available =82 kVA | --> | 0.095 | 0 | 0.026 | 0.078 | 0 |  | --> | E20 ex EDENDERRY | Edenderry [T421,T422] | BLAKE |  | 53.2635 | -7.0861
MV/LV Substation BN***4129 |  | 20 kV | _ | LV | 200 kVA :Pole Substation | 0.2 | --> | 0.2 | 0 | 0 | Constrained, otherwise capacity available =197 kVA | --> | 0.19 | 0 | 0 | 0.19 | 0 |  | --> | E20 ex EDENDERRY | Edenderry [T421,T422] | BLAKE |  | 53.2955 | -7.226
MV/LV Substation MU***4132 |  | 10 kV | _ | LV | 100 kVA :Pole Substation | 0.1 | --> | 0.1 | 0.1 | 3.5 |  | --> | 0.095 | 0 | 0 | 0 | 0 | Constrained, otherwise capacity available =95 kW | --> | E14 ex DUNFIRTH | Dunfirth [T122] | DUNFIRTH |  | 53.3664 | -6.8321
MV/LV Substation BE***4141 |  | 10 kV | _ | LV | 50 kVA :Pole Substation | 0.05 | --> | 0.05 | 0 | 0 | Constrained, otherwise capacity available =40 kVA | --> | 0.048 | 0 | 0 | 0.049 | 0 |  | --> | C15 ex BLAKE | Blake [T41,T42] | BLAKE |  | 53.3308 | -6.8295
MV/LV Substation ST***4153 |  | 20 kV | _ | LV | 200 kVA :Kiosk Substation | 0.2 | --> | 0.2 | 0.151 | 3.5 |  | --> | 0.19 | 0 | 0.011 | 0 | 0 | Constrained, otherwise capacity available =188 kW | --> | E12 ex DUNFIRTH | Dunfirth [T122] | DUNFIRTH |  | 53.4526 | -6.9186
MV/LV Substation SH***4159 |  | 10 kV | _ | LV | 200 kVA :Pole Substation | 0.2 | --> | 0.2 | 0 | 0 | Constrained, otherwise capacity available =155 kVA | --> | 0.19 | 0 | 0 | 0.196 | 0 |  | --> | C16 ex BLAKE | Blake [T41,T42] | BLAKE |  | 53.2424 | -6.9012
MV/LV Substation CL***415Y |  | 20 kV | _ | LV | 630 kVA :Kiosk Substation | 0.63 | --> | 0.63 | 0 | 0 | Constrained, otherwise capacity available =524 kVA | --> | 0.598 | 0 | 0.006 | 0.5 | 0 |  | --> | E11 ex EDENDERRY | Edenderry [T421,T422] | BLAKE |  | 53.3449 | -7.0468
MV/LV Substation DI***4161 |  | 20 kV | _ | LV | 200 kVA :Pole Substation | 0.2 | --> | 0.2 | 0.191 | 3.5 |  | --> | 0.19 | 0 | 0 | 0 | 0 | Constrained, otherwise capacity available =191 kW | --> | E11 ex DUNFIRTH | Dunfirth [T122] | DUNFIRTH |  | 53.4039 | -6.8508
MV/LV Substation RO***4171 |  | 20 kV | _ | LV | 400 kVA :Kiosk Substation | 0.4 | --> | 0.4 | 0.276 | 3.5 |  | --> | 0.38 | 0 | 0.05 | 0 | 0 | Constrained, otherwise capacity available =360 kW | --> | E12 ex DUNFIRTH | Dunfirth [T122] | DUNFIRTH |  | 53.4118 | -6.8187
MV/LV Substation MU***4172 |  | 20 kV | _ | LV | 50 kVA :Pole Substation | 0.05 | --> | 0.05 | 0 | 0 | Constrained, otherwise capacity available =50 kVA | --> | 0.048 | 0 | 0 | 0.048 | 0 |  | --> | E20 ex EDENDERRY | Edenderry [T421,T422] | BLAKE |  | 53.3528 | -7.1898
MV/LV Substation BN***4189 |  | 20 kV | _ | LV | 100 kVA :Pole Substation | 0.1 | --> | 0.1 | 0 | 0 | Constrained, otherwise capacity available =100 kVA | --> | 0.095 | 0 | 0 | 0.095 | 0 |  | --> | E20 ex EDENDERRY | Edenderry [T421,T422] | BLAKE |  | 53.2819 | -7.1946
MV/LV Substation TI***419 |  | 10 kV | _ | LV | 50 kVA :Pole Substation | 0.05 | --> | 0.05 | 0 | 0 | Constrained, otherwise capacity available =39 kVA | --> | 0.048 | 0 | 0.009 | 0.042 | 0 |  | --> | C15 ex BLAKE | Blake [T41,T42] | BLAKE |  | 53.3285 | -6.8436
MV/LV Substation HA***4204 |  | 10 kV | _ | LV | 200 kVA :Kiosk Substation | 0.2 | --> | 0.2 | 0 | 0 | Constrained, otherwise capacity available =120 kVA | --> | 0.19 | 0 | 0.111 | 0.118 | 0 |  | --> | C15 ex BLAKE | Blake [T41,T42] | BLAKE |  | 53.2901 | -6.8194
MV/LV Substation OA***4213 |  | 20 kV | _ | LV | 400 kVA :Kiosk Substation | 0.4 | --> | 0.4 | 0 | 0 | Constrained, otherwise capacity available =320 kVA | --> | 0.38 | 0 | 0.014 | 0.38 | 0 |  | --> | E14 ex EDENDERRY | Edenderry [T421,T422] | BLAKE |  | 53.3407 | -6.9447
MV/LV Substation JO***4226 |  | 20 kV | _ | LV | 100 kVA :Pole Substation | 0.1 | --> | 0.1 | 0.1 | 3.5 |  | --> | 0.095 | 0 | 0 | 0 | 0 | Constrained, otherwise capacity available =95 kW | --> | E11 ex DUNFIRTH | Dunfirth [T122] | DUNFIRTH |  | 53.4068 | -6.8402
MV/LV Substation MO***4232 |  | 20 kV | _ | LV | 100 kVA :Pole Substation | 0.1 | --> | 0.1 | 0.064 | 3.5 |  | --> | 0.095 | 0 | 0.005 | 0 | 0 | Constrained, otherwise capacity available =96 kW | --> | E12 ex DUNFIRTH | Dunfirth [T122] | DUNFIRTH |  | 53.456 | -6.9307
MV/LV Substation GR***4235 |  | 10 kV | _ | LV | 400 kVA :Kiosk Substation | 0.4 | --> | 0.4 | 0 | 0 | Constrained, otherwise capacity available =315 kVA | --> | 0.38 | 0 | 0.005 | 0.388 | 0 |  | --> | C15 ex BLAKE | Blake [T41,T42] | BLAKE |  | 53.2851 | -6.8658
MV/LV Substation GA***4236 |  | 20 kV | _ | LV | 50 kVA :Pole Substation | 0.05 | --> | 0.05 | 0.031 | 3.5 |  | --> | 0.048 | 0 | 0 | 0 | 0 | Constrained, otherwise capacity available =50 kW | --> | E11 ex DUNFIRTH | Dunfirth [T122] | DUNFIRTH |  | 53.4198 | -6.9736
MV/LV Substation TH***4238 |  | 10 kV | _ | LV | 400 kVA :Kiosk Substation | 0.4 | --> | 0.4 | 0 | 0 | Constrained, otherwise capacity available =335 kVA | --> | 0.38 | 0 | 0.014 | 0.378 | 0 |  | --> | C15 ex BLAKE | Blake [T41,T42] | BLAKE |  | 53.2869 | -6.8639
MV/LV Substation MC***4240 |  | 20 kV | _ | LV | 50 kVA :Pole Substation | 0.05 | --> | 0.05 | 0 | 0 | Constrained, otherwise capacity available =37 kVA | --> | 0.048 | 0 | 0.027 | 0.029 | 0 |  | --> | E20 ex EDENDERRY | Edenderry [T421,T422] | BLAKE |  | 53.3003 | -7.2288
MV/LV Substation TE***4248 |  | 20 kV | _ | LV | 200 kVA :Pole Substation | 0.2 | --> | 0.2 | 0 | 0 | Constrained, otherwise capacity available =163 kVA | --> | 0.19 | 0 | 0.015 | 0.184 | 0 |  | --> | E14 ex EDENDERRY | Edenderry [T421,T422] | BLAKE |  | 53.3433 | -6.9378
MV/LV Substation RO***4252 |  | 20 kV | _ | LV | 400 kVA :Kiosk Substation | 0.4 | --> | 0.4 | 0.273 | 3.5 |  | --> | 0.38 | 0 | 0.043 | 0 | 0 | Constrained, otherwise capacity available =365 kW | --> | E12 ex DUNFIRTH | Dunfirth [T122] | DUNFIRTH |  | 53.4107 | -6.8185
MV/LV Substation CO***4255 |  | 10 kV | _ | LV | 50 kVA :Pole Substation | 0.05 | --> | 0.05 | 0.043 | 3.5 |  | --> | 0.048 | 0 | 0 | 0 | 0 | Constrained, otherwise capacity available =48 kW | --> | E14 ex DUNFIRTH | Dunfirth [T122] | DUNFIRTH |  | 53.3429 | -6.8273
MV/LV Substation OA***4257 |  | 20 kV | _ | LV | 400 kVA :Kiosk Substation | 0.4 | --> | 0.4 | 0 | 0 | Constrained, otherwise capacity available =371 kVA | --> | 0.38 | 0 | 0.056 | 0.342 | 0 |  | --> | E20 ex EDENDERRY | Edenderry [T421,T422] | BLAKE |  | 53.333 | -7.0644
MV/LV Substation KI***4258 |  | 20 kV | _ | LV | 100 kVA :Pole Substation | 0.1 | --> | 0.1 | 0 | 0 | Constrained, otherwise capacity available =79 kVA | --> | 0.095 | 0 | 0.04 | 0.068 | 0 |  | --> | E19 ex EDENDERRY | Edenderry [T421,T422] | BLAKE |  | 53.4053 | -7.1279
MV/LV Substation CA***4266 |  | 20 kV | _ | LV | 100 kVA :Pole Substation | 0.1 | --> | 0.1 | 0.072 | 3.5 |  | --> | 0.095 | 0 | 0.05 | 0 | 0 | Constrained, otherwise capacity available =62 kW | --> | E12 ex DUNFIRTH | Dunfirth [T122] | DUNFIRTH |  | 53.4422 | -6.9502
MV/LV Substation NE***4271 |  | 20 kV | _ | LV | 400 kVA :Kiosk Substation | 0.4 | --> | 0.4 | 0.214 | 3.5 |  | --> | 0.38 | 0 | 0.011 | 0 | 0 | Constrained, otherwise capacity available =394 kW | --> | E11 ex DUNFIRTH | Dunfirth [T122] | DUNFIRTH |  | 53.4143 | -6.8285
MV/LV Substation PO***4272 |  | 20 kV | _ | LV | 50 kVA :Pole Substation | 0.05 | --> | 0.05 | 0 | 0 | Constrained, otherwise capacity available =38 kVA | --> | 0.048 | 0 | 0 | 0.049 | 0 |  | --> | E20 ex EDENDERRY | Edenderry [T421,T422] | BLAKE |  | 53.2952 | -7.0835
MV/LV Substation BO***4273 |  | 10 kV | _ | LV | 400 kVA :Kiosk Substation | 0.4 | --> | 0.4 | 0 | 0 | Constrained, otherwise capacity available =367 kVA | --> | 0.38 | 0 | 0.021 | 0.369 | 0 |  | --> | C15 ex BLAKE | Blake [T41,T42] | BLAKE |  | 53.2822 | -6.8599
MV/LV Substation HA***4275 |  | 20 kV | _ | LV | 50 kVA :Pole Substation | 0.05 | --> | 0.05 | 0 | 0 | Constrained, otherwise capacity available =45 kVA | --> | 0.048 | 0 | 0 | 0.048 | 0 |  | --> | E19 ex EDENDERRY | Edenderry [T421,T422] | BLAKE |  | 53.4043 | -7.0715
MV/LV Substation IN***427Y |  | 20 kV | _ | LV | 400 kVA :Kiosk Substation | 0.4 | --> | 0.4 | 0.278 | 3.5 |  | --> | 0.38 | 0 | 0.046 | 0 | 0 | Constrained, otherwise capacity available =362 kW | --> | E11 ex DUNFIRTH | Dunfirth [T122] | DUNFIRTH |  | 53.4169 | -6.8285
MV/LV Substation CL***428 |  | 10 kV | _ | LV | 50 kVA :Pole Substation | 0.05 | --> | 0.05 | 0.038 | 3.5 |  | --> | 0.048 | 0 | 0 | 0 | 0 | Constrained, otherwise capacity available =49 kW | --> | E14 ex DUNFIRTH | Dunfirth [T122] | DUNFIRTH |  | 53.3762 | -6.8217
MV/LV Substation DA***4281 |  | 20 kV | _ | LV | 50 kVA :Pole Substation | 0.05 | --> | 0.05 | 0 | 0 | Constrained, otherwise capacity available =40 kVA | --> | 0.048 | 0 | 0.025 | 0.03 | 0 |  | --> | E20 ex EDENDERRY | Edenderry [T421,T422] | BLAKE |  | 53.3074 | -7.0567
MV/LV Substation EN***4286 |  | 20 kV | _ | LV | 100 kVA :Pole Substation | 0.1 | --> | 0.1 | 0.1 | 3.5 |  | --> | 0.095 | 0 | 0 | 0 | 0 | Constrained, otherwise capacity available =95 kW | --> | E12 ex DUNFIRTH | Dunfirth [T122] | DUNFIRTH |  | 53.4104 | -6.8159
MV/LV Substation CO***428X |  | 20 kV | _ | LV | 50 kVA :Pole Substation | 0.05 | --> | 0.05 | 0 | 0 | Constrained, otherwise capacity available =46 kVA | --> | 0.048 | 0 | 0 | 0.048 | 0 |  | --> | E14 ex EDENDERRY | Edenderry [T421,T422] | BLAKE |  | 53.3478 | -7.0049
MV/LV Substation KI***428Y |  | 20 kV | _ | LV | 50 kVA :Pole Substation | 0.05 | --> | 0.05 | 0.028 | 3.5 |  | --> | 0.048 | 0 | 0.021 | 0 | 0 | Constrained, otherwise capacity available =35 kW | --> | E11 ex DUNFIRTH | Dunfirth [T122] | DUNFIRTH |  | 53.3831 | -6.8877
MV/LV Substation DE***4296 |  | 20 kV | _ | LV | 50 kVA :Pole Substation | 0.05 | --> | 0.05 | 0 | 0 | Constrained, otherwise capacity available =39 kVA | --> | 0.048 | 0 | 0 | 0.049 | 0 |  | --> | E14 ex EDENDERRY | Edenderry [T421,T422] | BLAKE |  | 53.3448 | -6.9427
MV/LV Substation CL***429X |  | 20 kV | _ | LV | 200 kVA :Pole Substation | 0.2 | --> | 0.2 | 0 | 0 | Constrained, otherwise capacity available =130 kVA | --> | 0.19 | 0 | 0.015 | 0.188 | 0 |  | --> | E20 ex EDENDERRY | Edenderry [T421,T422] | BLAKE |  | 53.261 | -7.0863
MV/LV Substation PA***4301 |  | 20 kV | _ | LV | 400 kVA :Kiosk Substation | 0.4 | --> | 0.4 | 0 | 0 | Constrained, otherwise capacity available =400 kVA | --> | 0.38 | 0 | 0 | 0.38 | 0 |  | --> | E18 ex EDENDERRY | Edenderry [T421,T422] | BLAKE |  | 53.3376 | -7.0506
MV/LV Substation KI***4307 |  | 20 kV | _ | LV | 50 kVA :Pole Substation | 0.05 | --> | 0.05 | 0 | 0 | Constrained, otherwise capacity available =48 kVA | --> | 0.048 | 0 | 0 | 0.048 | 0 |  | --> | C14 ex BLAKE | Blake [T41,T42] | BLAKE |  | 53.3009 | -6.9196
MV/LV Substation BA***4308 |  | 20 kV | _ | LV | 630 kVA :Kiosk Substation | 0.63 | --> | 0.63 | 0.482 | 3.5 |  | --> | 0.598 | 0 | 0.046 | 0 | 0 | Constrained, otherwise capacity available =584 kW | --> | E12 ex DUNFIRTH | Dunfirth [T122] | DUNFIRTH |  | 53.4132 | -6.8175
MV/LV Substation DU***431 |  | 20 kV | _ | LV | 200 kVA :Kiosk Substation | 0.2 | --> | 0.2 | 0.139 | 3.5 |  | --> | 0.19 | 0 | 0 | 0 | 0 | Constrained, otherwise capacity available =198 kW | --> | E11 ex DUNFIRTH | Dunfirth [T122] | DUNFIRTH |  | 53.3961 | -6.8345
MV/LV Substation TI***4310 |  | 10 kV | _ | LV | 50 kVA :Pole Substation | 0.05 | --> | 0.05 | 0 | 0 | Constrained, otherwise capacity available =50 kVA | --> | 0.048 | 0 | 0 | 0.048 | 0 |  | --> | C15 ex BLAKE | Blake [T41,T42] | BLAKE |  | 53.3383 | -6.8409
MV/LV Substation TH***4311 |  | 20 kV | _ | LV | 50 kVA :Pole Substation | 0.05 | --> | 0.05 | 0.05 | 3.5 |  | --> | 0.048 | 0 | 0 | 0 | 0 | Constrained, otherwise capacity available =48 kW | --> | E11 ex DUNFIRTH | Dunfirth [T122] | DUNFIRTH |  | 53.3967 | -6.8779
MV/LV Substation TE***4328 |  | 20 kV | _ | LV | 630 kVA :Building Structure | 0.63 | --> | 0.63 | 0.5 | 3.5 |  | --> | 0.598 | 0 | 0 | 0 | 0 | Constrained, otherwise capacity available =598 kW | --> | E11 ex DUNFIRTH | Dunfirth [T122] | DUNFIRTH |  | 53.4062 | -6.8386
MV/LV Substation ES***432X |  | 20 kV | _ | LV | 100 kVA :Pole Substation | 0.1 | --> | 0.1 | 0 | 0 | Constrained, otherwise capacity available =34 kVA | --> | 0.095 | 0 | 0.012 | 0.095 | 0 |  | --> | E20 ex EDENDERRY | Edenderry [T421,T422] | BLAKE |  | 53.3541 | -7.2001
MV/LV Substation BA***4330 |  | 20 kV | _ | LV | 50 kVA :Pole Substation | 0.05 | --> | 0.05 | 0 | 0 | Constrained, otherwise capacity available =36 kVA | --> | 0.048 | 0 | 0 | 0.049 | 0 |  | --> | E20 ex EDENDERRY | Edenderry [T421,T422] | BLAKE |  | 53.3318 | -7.1406
MV/LV Substation OA***4332 |  | 20 kV | _ | LV | 400 kVA :Kiosk Substation | 0.4 | --> | 0.4 | 0.399 | 3.5 |  | --> | 0.38 | 0 | 0 | 0 | 0 | Constrained, otherwise capacity available =380 kW | --> | E12 ex DUNFIRTH | Dunfirth [T122] | DUNFIRTH |  | 53.4146 | -6.8192
MV/LV Substation PR***4333 |  | 20 kV | _ | LV | 50 kVA :Pole Substation | 0.05 | --> | 0.05 | 0 | 0 | Constrained, otherwise capacity available =38 kVA | --> | 0.048 | 0 | 0 | 0.049 | 0 |  | --> | C14 ex BLAKE | Blake [T41,T42] | BLAKE |  | 53.307 | -6.933
MV/LV Substation RI***4338 |  | 20 kV | _ | LV | 630 kVA :Kiosk Substation | 0.63 | --> | 0.63 | 0.5 | 3.5 |  | --> | 0.598 | 0 | 0.01 | 0 | 0 | Constrained, otherwise capacity available =597 kW | --> | E12 ex DUNFIRTH | Dunfirth [T122] | DUNFIRTH |  | 53.4105 | -6.8227
MV/LV Substation BA***4343 |  | 10 kV | _ | LV | 400 kVA :Kiosk Substation | 0.4 | --> | 0.4 | 0 | 0 | Constrained, otherwise capacity available =347 kVA | --> | 0.38 | 0 | 0.02 | 0.372 | 0 |  | --> | C15 ex BLAKE | Blake [T41,T42] | BLAKE |  | 53.302 | -6.8228
MV/LV Substation SI***4345 |  | 20 kV | _ | LV | 50 kVA :Pole Substation | 0.05 | --> | 0.05 | 0 | 0 | Constrained, otherwise capacity available =50 kVA | --> | 0.048 | 0 | 0 | 0.048 | 0 |  | --> | E14 ex EDENDERRY | Edenderry [T421,T422] | BLAKE |  | 53.3465 | -7.0189
MV/LV Substation TY***4354 |  | 20 kV | _ | LV | 400 kVA :Kiosk Substation | 0.4 | --> | 0.4 | 0 | 0 | Constrained, otherwise capacity available =352 kVA | --> | 0.38 | 0 | 0.017 | 0.374 | 0 |  | --> | E18 ex EDENDERRY | Edenderry [T421,T422] | BLAKE |  | 53.3352 | -7.0478
MV/LV Substation CL***4373 |  | 10 kV | _ | LV | 50 kVA :Pole Substation | 0.05 | --> | 0.05 | 0.05 | 3.5 |  | --> | 0.048 | 0 | 0 | 0 | 0 | Constrained, otherwise capacity available =48 kW | --> | E14 ex DUNFIRTH | Dunfirth [T122] | DUNFIRTH |  | 53.3741 | -6.8164
MV/LV Substation CL***4376 |  | 20 kV | _ | LV | 200 kVA :Pole Substation | 0.2 | --> | 0.2 | 0 | 0 | Constrained, otherwise capacity available =120 kVA | --> | 0.19 | 0 | 0 | 0.201 | 0 |  | --> | E20 ex EDENDERRY | Edenderry [T421,T422] | BLAKE |  | 53.2894 | -7.0881
MV/LV Substation SO***4385 |  | 20 kV | _ | LV | 200 kVA :Pole Substation | 0.2 | --> | 0.2 | 0 | 0 | Constrained, otherwise capacity available =200 kVA | --> | 0.19 | 0 | 0 | 0.19 | 0 |  | --> | C14 ex BLAKE | Blake [T41,T42] | BLAKE |  | 53.3498 | -6.8699
MV/LV Substation CO***438X |  | 20 kV | _ | LV | 50 kVA :Pole Substation | 0.05 | --> | 0.05 | 0.048 | 3.5 |  | --> | 0.048 | 0 | 0 | 0 | 0 | Constrained, otherwise capacity available =48 kW | --> | E12 ex DUNFIRTH | Dunfirth [T122] | DUNFIRTH |  | 53.4347 | -6.8526
MV/LV Substation SC***4394 |  | 20 kV | _ | LV | 200 kVA :Pole Substation | 0.2 | --> | 0.2 | 0.2 | 3.5 |  | --> | 0.19 | 0 | 0 | 0 | 0 | Constrained, otherwise capacity available =190 kW | --> | E12 ex DUNFIRTH | Dunfirth [T122] | DUNFIRTH |  | 53.4335 | -6.9431
MV/LV Substation BR***4395 |  | 20 kV | _ | LV | 200 kVA :Pole Substation | 0.2 | --> | 0.2 | 0.2 | 3.5 |  | --> | 0.19 | 0 | 0 | 0 | 0 | Constrained, otherwise capacity available =190 kW | --> | E11 ex DUNFIRTH | Dunfirth [T122] | DUNFIRTH |  | 53.415 | -6.8363
MV/LV Substation GR***4401 |  | 20 kV | _ | LV | 100 kVA :Pole Substation | 0.1 | --> | 0.1 | 0 | 0 | Constrained, otherwise capacity available =100 kVA | --> | 0.095 | 0 | 0 | 0.095 | 0 |  | --> | E20 ex EDENDERRY | Edenderry [T421,T422] | BLAKE |  | 53.3599 | -7.2135
MV/LV Substation LI***4404 |  | 20 kV | _ | LV | 630 kVA :Building Structure | 0.63 | --> | 0.63 | 0.5 | 3.5 |  | --> | 0.598 | 0 | 0 | 0 | 0 | Constrained, otherwise capacity available =609 kW | --> | E12 ex DUNFIRTH | Dunfirth [T122] | DUNFIRTH |  | 53.4139 | -6.8155
MV/LV Substation BR***4415 |  | 20 kV | _ | LV | 100 kVA :Pole Substation | 0.1 | --> | 0.1 | 0 | 0 | Constrained, otherwise capacity available =100 kVA | --> | 0.095 | 0 | 0 | 0.095 | 0 |  | --> | E13 ex EDENDERRY | Edenderry [T421,T422] | BLAKE |  | 53.3629 | -7.0212
MV/LV Substation BA***4422 |  | 20 kV | _ | LV | 630 kVA :Kiosk Substation | 0.63 | --> | 0.63 | 0.5 | 3.5 |  | --> | 0.598 | 0 | 0 | 0 | 0 | Constrained, otherwise capacity available =598 kW | --> | E12 ex DUNFIRTH | Dunfirth [T122] | DUNFIRTH |  | 53.4149 | -6.8158
MV/LV Substation TH***4428 |  | 20 kV | _ | LV | 630 kVA :Kiosk Substation | 0.63 | --> | 0.63 | 0.5 | 3.5 |  | --> | 0.598 | 0 | 0 | 0 | 0 | Constrained, otherwise capacity available =598 kW | --> | E12 ex DUNFIRTH | Dunfirth [T122] | DUNFIRTH |  | 53.4561 | -6.9252
MV/LV Substation GR***443 |  | 10 kV | _ | LV | 50 kVA :Pole Substation | 0.05 | --> | 0.05 | 0 | 0 | Constrained, otherwise capacity available =29 kVA | --> | 0.048 | 0 | 0.003 | 0.048 | 0 |  | --> | C18 ex BLAKE | Blake [T41,T42] | BLAKE |  | 53.2608 | -6.8477
MV/LV Substation FO***443Y |  | 20 kV | _ | LV | 50 kVA :Pole Substation | 0.05 | --> | 0.05 | 0 | 0 | Constrained, otherwise capacity available =50 kVA | --> | 0.048 | 0 | 0 | 0.048 | 0 |  | --> | E19 ex EDENDERRY | Edenderry [T421,T422] | BLAKE |  | 53.4516 | -7.0791
MV/LV Substation PO***446X |  | 20 kV | _ | LV | 50 kVA :Pole Substation | 0.05 | --> | 0.05 | 0 | 3.5 |  | --> | 0.048 | 0 | 0 | 0 | 0 | Constrained, otherwise capacity available =54 kW | --> | E11 ex DUNFIRTH | Dunfirth [T122] | DUNFIRTH |  | 53.3858 | -6.8665
MV/LV Substation ED***446Y |  | 20 kV | _ | LV | 200 kVA :Kiosk Substation | 0.2 | --> | 0.2 | 0.147 | 3.5 |  | --> | 0.19 | 0 | 0.012 | 0 | 0 | Constrained, otherwise capacity available =188 kW | --> | E12 ex DUNFIRTH | Dunfirth [T122] | DUNFIRTH |  | 53.458 | -6.9287
MV/LV Substation DO***449Y |  | 10 kV | _ | LV | 400 kVA :Building Structure | 0.4 | --> | 0.4 | 0 | 0 | Constrained, otherwise capacity available =366 kVA | --> | 0.38 | 0 | 0 | 0.385 | 0 |  | --> | C16 ex BLAKE | Blake [T41,T42] | BLAKE |  | 53.2399 | -6.9631
MV/LV Substation SH***453 |  | 20 kV | _ | LV | 50 kVA :Pole Substation | 0.05 | --> | 0.05 | 0 | 0 | Constrained, otherwise capacity available =49 kVA | --> | 0.048 | 0 | 0 | 0.048 | 0 |  | --> | E20 ex EDENDERRY | Edenderry [T421,T422] | BLAKE |  | 53.3028 | -7.0693
MV/LV Substation HA***453Y |  | 20 kV | _ | LV | 400 kVA :Building Structure | 0.4 | --> | 0.4 | 0.324 | 3.5 |  | --> | 0.38 | 0 | 0 | 0 | 0 | Constrained, otherwise capacity available =390 kW | --> | E11 ex DUNFIRTH | Dunfirth [T122] | DUNFIRTH |  | 53.4013 | -6.8552
MV/LV Substation KI***454Y |  | 10 kV | _ | LV | 100 kVA :Pole Substation | 0.1 | --> | 0.1 | 0 | 0 | Constrained, otherwise capacity available =99 kVA | --> | 0.095 | 0 | 0 | 0.095 | 0 |  | --> | C16 ex BLAKE | Blake [T41,T42] | BLAKE |  | 53.2475 | -6.9693
MV/LV Substation SH***455X |  | 20 kV | _ | LV | 200 kVA :Pole Substation | 0.2 | --> | 0.2 | 0 | 0 | Constrained, otherwise capacity available =200 kVA | --> | 0.19 | 0 | 0 | 0.19 | 0 |  | --> | E20 ex EDENDERRY | Edenderry [T421,T422] | BLAKE |  | 53.3041 | -7.0684
MV/LV Substation PO***456Y |  | 20 kV | _ | LV | 200 kVA :Pole Substation | 0.2 | --> | 0.2 | 0 | 0 | Constrained, otherwise capacity available =198 kVA | --> | 0.19 | 0 | 0 | 0.19 | 0 |  | --> | E20 ex EDENDERRY | Edenderry [T421,T422] | BLAKE |  | 53.3601 | -7.2105
MV/LV Substation EN***457 |  | 20 kV | _ | LV | 200 kVA :Pole Substation | 0.2 | --> | 0.2 | 0.081 | 3.5 |  | --> | 0.19 | 0 | 0.027 | 0 | 0 | Constrained, otherwise capacity available =186 kW | --> | E11 ex DUNFIRTH | Dunfirth [T122] | DUNFIRTH |  | 53.4148 | -6.8358
MV/LV Substation CO***458X |  | 20 kV | _ | LV | 50 kVA :Pole Substation | 0.05 | --> | 0.05 | 0 | 0 | Constrained, otherwise capacity available =33 kVA | --> | 0.048 | 0 | 0 | 0.05 | 0 |  | --> | E11 ex EDENDERRY | Edenderry [T421,T422] | BLAKE |  | 53.3403 | -7.0751
MV/LV Substation CL***458Y |  | 20 kV | _ | LV | 200 kVA :Kiosk Substation | 0.2 | --> | 0.2 | 0 | 0 | Constrained, otherwise capacity available =164 kVA | --> | 0.19 | 0 | 0 | 0.195 | 0 |  | --> | E17 ex EDENDERRY | Edenderry [T421,T422] | BLAKE |  | 53.3473 | -7.0444
MV/LV Substation JO***461 |  | 20 kV | _ | LV | 630 kVA :Kiosk Substation | 0.63 | --> | 0.63 | 0.5 | 3.5 |  | --> | 0.598 | 0 | 0.005 | 0 | 0 | Constrained, otherwise capacity available =601 kW | --> | E11 ex DUNFIRTH | Dunfirth [T122] | DUNFIRTH |  | 53.4021 | -6.8542
MV/LV Substation HA***465Y |  | 10 kV | _ | LV | 400 kVA :Building Structure | 0.4 | --> | 0.4 | 0 | 0 | Constrained, otherwise capacity available =350 kVA | --> | 0.38 | 0 | 0 | 0.387 | 0 |  | --> | C18 ex BLAKE | Blake [T41,T42] | BLAKE |  | 53.2687 | -6.8326
MV/LV Substation BE***471Y |  | 20 kV | _ | LV | 630 kVA :Kiosk Substation | 0.63 | --> | 0.63 | 0 | 0 | Constrained, otherwise capacity available =515 kVA | --> | 0.598 | 0 | 0 | 0.5 | 0 |  | --> | E18 ex EDENDERRY | Edenderry [T421,T422] | BLAKE |  | 53.3423 | -7.0518
MV/LV Substation BE***472Y |  | 20 kV | _ | LV | 630 kVA :Kiosk Substation | 0.63 | --> | 0.63 | 0 | 0 | Constrained, otherwise capacity available =527 kVA | --> | 0.598 | 0 | 0 | 0.5 | 0 |  | --> | E18 ex EDENDERRY | Edenderry [T421,T422] | BLAKE |  | 53.3428 | -7.0516
MV/LV Substation CL***474Y |  | 20 kV | _ | LV | 50 kVA :Pole Substation | 0.05 | --> | 0.05 | 0 | 0 | Constrained, otherwise capacity available =48 kVA | --> | 0.048 | 0 | 0 | 0.048 | 0 |  | --> | E19 ex EDENDERRY | Edenderry [T421,T422] | BLAKE |  | 53.3938 | -7.016
MV/LV Substation TR***475X |  | 20 kV | _ | LV | 200 kVA :Kiosk Substation | 0.2 | --> | 0.2 | 0 | 0 | Constrained, otherwise capacity available =117 kVA | --> | 0.19 | 0 | 0.062 | 0.155 | 0 |  | --> | E14 ex EDENDERRY | Edenderry [T421,T422] | BLAKE |  | 53.3409 | -6.9404
MV/LV Substation GR***476X |  | 20 kV | _ | LV | 50 kVA :Pole Substation | 0.05 | --> | 0.05 | 0 | 0 | Constrained, otherwise capacity available =31 kVA | --> | 0.048 | 0 | 0.006 | 0.046 | 0 |  | --> | E14 ex EDENDERRY | Edenderry [T421,T422] | BLAKE |  | 53.3364 | -6.9377
MV/LV Substation PA***478X |  | 20 kV | _ | LV | 50 kVA :Pole Substation | 0.05 | --> | 0.05 | 0 | 0 | Constrained, otherwise capacity available =50 kVA | --> | 0.048 | 0 | 0 | 0.048 | 0 |  | --> | E14 ex EDENDERRY | Edenderry [T421,T422] | BLAKE |  | 53.3434 | -6.9288
MV/LV Substation CO***480Y |  | 20 kV | _ | LV | 400 kVA :Kiosk Substation | 0.4 | --> | 0.4 | 0.289 | 3.5 |  | --> | 0.38 | 0 | 0.025 | 0 | 0 | Constrained, otherwise capacity available =376 kW | --> | E12 ex DUNFIRTH | Dunfirth [T122] | DUNFIRTH |  | 53.4525 | -6.926
MV/LV Substation BR***481Y |  | 20 kV | _ | LV | 200 kVA :Kiosk Substation | 0.2 | --> | 0.2 | 0.156 | 3.5 |  | --> | 0.19 | 0 | 0.01 | 0 | 0 | Constrained, otherwise capacity available =189 kW | --> | E12 ex DUNFIRTH | Dunfirth [T122] | DUNFIRTH |  | 53.4529 | -6.924
MV/LV Substation MA***484Y |  | 20 kV | _ | LV | 50 kVA :Pole Substation | 0.05 | --> | 0.05 | 0.043 | 3.5 |  | --> | 0.048 | 0 | 0 | 0 | 0 | Constrained, otherwise capacity available =48 kW | --> | E12 ex DUNFIRTH | Dunfirth [T122] | DUNFIRTH |  | 53.4073 | -6.8254
MV/LV Substation CA***487Y |  | 20 kV | _ | LV | 400 kVA :Kiosk Substation | 0.4 | --> | 0.4 | 0 | 0 | Constrained, otherwise capacity available =286 kVA | --> | 0.38 | 0 | 0.017 | 0.383 | 0 |  | --> | E11 ex EDENDERRY | Edenderry [T421,T422] | BLAKE |  | 53.3466 | -7.0557
MV/LV Substation RO***495X |  | 20 kV | _ | LV | 50 kVA :Pole Substation | 0.05 | --> | 0.05 | 0 | 0 | Constrained, otherwise capacity available =46 kVA | --> | 0.048 | 0 | 0 | 0.048 | 0 |  | --> | E19 ex EDENDERRY | Edenderry [T421,T422] | BLAKE |  | 53.3671 | -7.1013
MV/LV Substation BO***495Y |  | 20 kV | _ | LV | 200 kVA :Kiosk Substation | 0.2 | --> | 0.2 | 0 | 0 | Constrained, otherwise capacity available =144 kVA | --> | 0.19 | 0 | 0.028 | 0.177 | 0 |  | --> | E11 ex EDENDERRY | Edenderry [T421,T422] | BLAKE |  | 53.3481 | -7.0376
MV/LV Substation SC***496Y |  | 20 kV | _ | LV | 100 kVA :Pole Substation | 0.1 | --> | 0.1 | 0 | 0 | Constrained, otherwise capacity available =66 kVA | --> | 0.095 | 0 | 0.005 | 0.096 | 0 |  | --> | E19 ex EDENDERRY | Edenderry [T421,T422] | BLAKE |  | 53.3971 | -7.0176
MV/LV Substation TO***497Y |  | 20 kV | _ | LV | 200 kVA :Kiosk Substation | 0.2 | --> | 0.2 | 0 | 0 | Constrained, otherwise capacity available =184 kVA | --> | 0.19 | 0 | 0 | 0.192 | 0 |  | --> | E20 ex EDENDERRY | Edenderry [T421,T422] | BLAKE |  | 53.3582 | -7.2171
MV/LV Substation WO***498X |  | 20 kV | _ | LV | 100 kVA :Pole Substation | 0.1 | --> | 0.1 | 0 | 0 | Constrained, otherwise capacity available =73 kVA | --> | 0.095 | 0 | 0.013 | 0.089 | 0 |  | --> | E18 ex EDENDERRY | Edenderry [T421,T422] | BLAKE |  | 53.3372 | -7.0538
MV/LV Substation DO***503Y |  | 20 kV | _ | LV | 200 kVA :Kiosk Substation | 0.2 | --> | 0.2 | 0 | 0 | Constrained, otherwise capacity available =62 kVA | --> | 0.19 | 0 | 0.024 | 0.19 | 0 |  | --> | E18 ex EDENDERRY | Edenderry [T421,T422] | BLAKE |  | 53.3352 | -7.0447
MV/LV Substation LO***505 |  | 20 kV | _ | LV | 100 kVA :Pole Substation | 0.1 | --> | 0.1 | 0.099 | 3.5 |  | --> | 0.095 | 0 | 0 | 0 | 0 | Constrained, otherwise capacity available =95 kW | --> | E12 ex DUNFIRTH | Dunfirth [T122] | DUNFIRTH |  | 53.4552 | -6.9208
MV/LV Substation CU***506 |  | 10 kV | _ | LV | 50 kVA :Pole Substation | 0.05 | --> | 0.05 | 0 | 0 | Constrained, otherwise capacity available =45 kVA | --> | 0.048 | 0 | 0.006 | 0.044 | 0 |  | --> | C14 ex BLAKE | Blake [T41,T42] | BLAKE |  | 53.2826 | -6.9448
MV/LV Substation ES***506Y |  | 20 kV | _ | LV | 630 kVA :Building Structure | 0.63 | --> | 0.63 | 0 | 0 | Constrained, otherwise capacity available =542 kVA | --> | 0.598 | 0 | 0 | 0.5 | 0 |  | --> | E20 ex EDENDERRY | Edenderry [T421,T422] | BLAKE |  | 53.359 | -7.2144
MV/LV Substation GL***509Y |  | 20 kV | _ | LV | 400 kVA :Kiosk Substation | 0.4 | --> | 0.4 | 0.269 | 3.5 |  | --> | 0.38 | 0 | 0.058 | 0 | 0 | Constrained, otherwise capacity available =355 kW | --> | E11 ex DUNFIRTH | Dunfirth [T122] | DUNFIRTH |  | 53.4124 | -6.8296
MV/LV Substation DE***516Y |  | 20 kV | _ | LV | 200 kVA :Kiosk Substation | 0.2 | --> | 0.2 | 0 | 0 | Constrained, otherwise capacity available =145 kVA | --> | 0.19 | 0 | 0 | 0.197 | 0 |  | --> | E18 ex EDENDERRY | Edenderry [T421,T422] | BLAKE |  | 53.3351 | -7.0403
MV/LV Substation DE***518X |  | 10 kV | _ | LV | 50 kVA :Pole Substation | 0.05 | --> | 0.05 | 0 | 0 | Constrained, otherwise capacity available =47 kVA | --> | 0.048 | 0 | 0 | 0.048 | 0 |  | --> | C18 ex BLAKE | Blake [T41,T42] | BLAKE |  | 53.2759 | -6.861
MV/LV Substation NE***525X |  | 20 kV | _ | LV | 50 kVA :Pole Substation | 0.05 | --> | 0.05 | 0 | 0 | Constrained, otherwise capacity available =45 kVA | --> | 0.048 | 0 | 0 | 0.048 | 0 |  | --> | E20 ex EDENDERRY | Edenderry [T421,T422] | BLAKE |  | 53.3194 | -7.1972
MV/LV Substation BA***527X |  | 10 kV | _ | LV | 50 kVA :Pole Substation | 0.05 | --> | 0.05 | 0 | 0 | Constrained, otherwise capacity available =39 kVA | --> | 0.048 | 0 | 0.01 | 0.042 | 0 |  | --> | C16 ex BLAKE | Blake [T41,T42] | BLAKE |  | 53.2658 | -6.8677
MV/LV Substation DE***532 |  | 20 kV | _ | LV | 200 kVA :Pole Substation | 0.2 | --> | 0.2 | 0 | 0 | Constrained, otherwise capacity available =20 kVA | --> | 0.19 | 0 | 0.003 | 0.211 | 0 |  | --> | E14 ex EDENDERRY | Edenderry [T421,T422] | BLAKE |  | 53.3387 | -6.9392
MV/LV Substation TI***544Y |  | 20 kV | _ | LV | 50 kVA :Pole Substation | 0.05 | --> | 0.05 | 0 | 0 | Constrained, otherwise capacity available =50 kVA | --> | 0.048 | 0 | 0 | 0.048 | 0 |  | --> | E14 ex EDENDERRY | Edenderry [T421,T422] | BLAKE |  | 53.3211 | -6.9562
MV/LV Substation O ***545Y |  | 20 kV | _ | LV | 50 kVA :Pole Substation | 0.05 | --> | 0.05 | 0 | 0 | Constrained, otherwise capacity available =48 kVA | --> | 0.048 | 0 | 0 | 0.048 | 0 |  | --> | E11 ex EDENDERRY | Edenderry [T421,T422] | BLAKE |  | 53.3493 | -7.0292
MV/LV Substation BA***546X |  | 20 kV | _ | LV | 1000 kVA :Building Structure | 1 | --> | 1 | 0 | 0 | Constrained, otherwise capacity available =989 kVA | --> | 0.95 | 0 | 0 | 0.5 | 0 |  | --> | E20 ex EDENDERRY | Edenderry [T421,T422] | BLAKE |  | 53.334 | -7.1391
MV/LV Substation KI***548Y |  | 20 kV | _ | LV | 200 kVA :Kiosk Substation | 0.2 | --> | 0.2 | 0 | 0 | Constrained, otherwise capacity available =185 kVA | --> | 0.19 | 0 | 0.005 | 0.188 | 0 |  | --> | E11 ex EDENDERRY | Edenderry [T421,T422] | BLAKE |  | 53.3373 | -7.0674
MV/LV Substation NE***549Y |  | 20 kV | _ | LV | 50 kVA :Pole Substation | 0.05 | --> | 0.05 | 0 | 0 | Constrained, otherwise capacity available =48 kVA | --> | 0.048 | 0 | 0 | 0.048 | 0 |  | --> | E20 ex EDENDERRY | Edenderry [T421,T422] | BLAKE |  | 53.3149 | -7.195
MV/LV Substation WO***550Y |  | 20 kV | _ | LV | 50 kVA :Pole Substation | 0.05 | --> | 0.05 | 0 | 0 | Constrained, otherwise capacity available =42 kVA | --> | 0.048 | 0 | 0 | 0.049 | 0 |  | --> | E14 ex EDENDERRY | Edenderry [T421,T422] | BLAKE |  | 53.3397 | -6.9304
MV/LV Substation JO***551Y |  | 20 kV | _ | LV | 100 kVA :Pole Substation | 0.1 | --> | 0.1 | 0.094 | 3.5 |  | --> | 0.095 | 0 | 0 | 0 | 0 | Constrained, otherwise capacity available =96 kW | --> | E11 ex DUNFIRTH | Dunfirth [T122] | DUNFIRTH |  | 53.3941 | -6.8429
MV/LV Substation EN***552Y |  | 20 kV | _ | LV | 200 kVA :Kiosk Substation | 0.2 | --> | 0.2 | 0.175 | 3.5 |  | --> | 0.19 | 0 | 0 | 0 | 0 | Constrained, otherwise capacity available =193 kW | --> | E11 ex DUNFIRTH | Dunfirth [T122] | DUNFIRTH |  | 53.4105 | -6.8478
MV/LV Substation LO***555Y |  | 10 kV | _ | LV | 100 kVA :Pole Substation | 0.1 | --> | 0.1 | 0 | 0 | Constrained, otherwise capacity available =90 kVA | --> | 0.095 | 0 | 0.005 | 0.093 | 0 |  | --> | C18 ex BLAKE | Blake [T41,T42] | BLAKE |  | 53.2703 | -6.8233
MV/LV Substation TU***556Y |  | 20 kV | _ | LV | 100 kVA :Pole Substation | 0.1 | --> | 0.1 | 0 | 0 | Constrained, otherwise capacity available =76 kVA | --> | 0.095 | 0 | 0 | 0.098 | 0 |  | --> | E20 ex EDENDERRY | Edenderry [T421,T422] | BLAKE |  | 53.2578 | -7.0823
MV/LV Substation CA***561X |  | 20 kV | _ | LV | 50 kVA :Pole Substation | 0.05 | --> | 0.05 | 0.031 | 3.5 |  | --> | 0.048 | 0 | 0 | 0 | 0 | Constrained, otherwise capacity available =50 kW | --> | E11 ex DUNFIRTH | Dunfirth [T122] | DUNFIRTH |  | 53.3543 | -6.9629
MV/LV Substation CL***562Y |  | 20 kV | _ | LV | 200 kVA :Pole Substation | 0.2 | --> | 0.2 | 0 | 0 | Constrained, otherwise capacity available =174 kVA | --> | 0.19 | 0 | 0.01 | 0.186 | 0 |  | --> | E11 ex EDENDERRY | Edenderry [T421,T422] | BLAKE |  | 53.3513 | -7.052
MV/LV Substation KI***563X |  | 20 kV | _ | LV | 50 kVA :Pole Substation | 0.05 | --> | 0.05 | 0 | 0 | Constrained, otherwise capacity available =39 kVA | --> | 0.048 | 0 | 0.005 | 0.045 | 0 |  | --> | E19 ex EDENDERRY | Edenderry [T421,T422] | BLAKE |  | 53.3982 | -7.0162
MV/LV Substation BO***565 |  | 10 kV | _ | LV | 100 kVA :Pole Substation | 0.1 | --> | 0.1 | 0 | 0 | Constrained, otherwise capacity available =89 kVA | --> | 0.095 | 0 | 0 | 0.097 | 0 |  | --> | C16 ex BLAKE | Blake [T41,T42] | BLAKE |  | 53.2321 | -6.9213
MV/LV Substation SE***565Y |  | 20 kV | _ | LV | 200 kVA :Pole Substation | 0.2 | --> | 0.2 | 0 | 0 | Constrained, otherwise capacity available =159 kVA | --> | 0.19 | 0 | 0.015 | 0.184 | 0 |  | --> | E11 ex EDENDERRY | Edenderry [T421,T422] | BLAKE |  | 53.3369 | -7.0653
MV/LV Substation FO***566Y |  | 20 kV | _ | LV | 50 kVA :Pole Substation | 0.05 | --> | 0.05 | 0 | 0 | Constrained, otherwise capacity available =41 kVA | --> | 0.048 | 0 | 0 | 0.049 | 0 |  | --> | E11 ex EDENDERRY | Edenderry [T421,T422] | BLAKE |  | 53.3474 | -7.0331
MV/LV Substation ED***567X |  | 20 kV | _ | LV | 200 kVA :Pole Substation | 0.2 | --> | 0.2 | 0 | 0 | Constrained, otherwise capacity available =172 kVA | --> | 0.19 | 0 | 0 | 0.194 | 0 |  | --> | E11 ex EDENDERRY | Edenderry [T421,T422] | BLAKE |  | 53.349 | -7.0517
MV/LV Substation GR***567Y |  | 20 kV | _ | LV | 200 kVA :Kiosk Substation | 0.2 | --> | 0.2 | 0 | 0 | Constrained, otherwise capacity available =147 kVA | --> | 0.19 | 0 | 0.005 | 0.194 | 0 |  | --> | E14 ex EDENDERRY | Edenderry [T421,T422] | BLAKE |  | 53.3367 | -6.9345
MV/LV Substation WI***570 |  | 20 kV | _ | LV | 100 kVA :Pole Substation | 0.1 | --> | 0.1 | 0 | 0 | Constrained, otherwise capacity available =84 kVA | --> | 0.095 | 0 | 0.006 | 0.093 | 0 |  | --> | E13 ex EDENDERRY | Edenderry [T421,T422] | BLAKE |  | 53.3851 | -7.0017
MV/LV Substation NE***570Y |  | 20 kV | _ | LV | 50 kVA :Pole Substation | 0.05 | --> | 0.05 | 0.05 | 3.5 |  | --> | 0.048 | 0 | 0 | 0 | 0 | Constrained, otherwise capacity available =48 kW | --> | E11 ex DUNFIRTH | Dunfirth [T122] | DUNFIRTH |  | 53.4113 | -6.8541
MV/LV Substation JO***573Y |  | 20 kV | _ | LV | 50 kVA :Pole Substation | 0.05 | --> | 0.05 | 0 | 0 | Constrained, otherwise capacity available =50 kVA | --> | 0.048 | 0 | 0 | 0.048 | 0 |  | --> | C14 ex BLAKE | Blake [T41,T42] | BLAKE |  | 53.3141 | -6.9343
MV/LV Substation CO***574Y |  | 20 kV | _ | LV | 100 kVA :Pole Substation | 0.1 | --> | 0.1 | 0 | 0 | Constrained, otherwise capacity available =95 kVA | --> | 0.095 | 0 | 0 | 0.096 | 0 |  | --> | E20 ex EDENDERRY | Edenderry [T421,T422] | BLAKE |  | 53.3631 | -7.213
MV/LV Substation GL***575X |  | 10 kV | _ | LV | 200 kVA :Pole Substation | 0.2 | --> | 0.2 | 0 | 0 | Constrained, otherwise capacity available =167 kVA | --> | 0.19 | 0 | 0 | 0.194 | 0 |  | --> | C16 ex BLAKE | Blake [T41,T42] | BLAKE |  | 53.2353 | -6.9326
MV/LV Substation PU***575Y |  | 20 kV | _ | LV | 50 kVA :Pole Substation | 0.05 | --> | 0.05 | 0 | 0 | Constrained, otherwise capacity available =44 kVA | --> | 0.048 | 0 | 0 | 0.048 | 0 |  | --> | E20 ex EDENDERRY | Edenderry [T421,T422] | BLAKE |  | 53.2558 | -7.0854
MV/LV Substation AR***576Y |  | 20 kV | _ | LV | 100 kVA :Pole Substation | 0.1 | --> | 0.1 | 0 | 0 | Constrained, otherwise capacity available =84 kVA | --> | 0.095 | 0 | 0 | 0.097 | 0 |  | --> | E19 ex EDENDERRY | Edenderry [T421,T422] | BLAKE |  | 53.3955 | -7.0145
MV/LV Substation WO***580Y |  | 10 kV | _ | LV | 200 kVA :Pole Substation | 0.2 | --> | 0.2 | 0 | 0 | Constrained, otherwise capacity available =199 kVA | --> | 0.19 | 0 | 0.005 | 0.186 | 0 |  | --> | C15 ex BLAKE | Blake [T41,T42] | BLAKE |  | 53.2945 | -6.8203
MV/LV Substation UN***581Y |  | 20 kV | _ | LV | 400 kVA :Kiosk Substation | 0.4 | --> | 0.4 | 0 | 0 | Constrained, otherwise capacity available =257 kVA | --> | 0.38 | 0 | 0.006 | 0.395 | 0 |  | --> | E11 ex EDENDERRY | Edenderry [T421,T422] | BLAKE |  | 53.3355 | -7.0621
MV/LV Substation NU***582X |  | 20 kV | _ | LV | 100 kVA :Pole Substation | 0.1 | --> | 0.1 | 0 | 0 | Constrained, otherwise capacity available =50 kVA | --> | 0.095 | 0 | 0 | 0.102 | 0 |  | --> | E13 ex EDENDERRY | Edenderry [T421,T422] | BLAKE |  | 53.3894 | -6.9948
MV/LV Substation BL***582Y |  | 20 kV | _ | LV | 50 kVA :Pole Substation | 0.05 | --> | 0.05 | 0.048 | 3.5 |  | --> | 0.048 | 0 | 0 | 0 | 0 | Constrained, otherwise capacity available =48 kW | --> | E12 ex DUNFIRTH | Dunfirth [T122] | DUNFIRTH |  | 53.426 | -6.8854
MV/LV Substation PL***586Y |  | 20 kV | _ | LV | 50 kVA :Pole Substation | 0.05 | --> | 0.05 | 0 | 0 | Constrained, otherwise capacity available =50 kVA | --> | 0.048 | 0 | 0 | 0.048 | 0 |  | --> | E19 ex EDENDERRY | Edenderry [T421,T422] | BLAKE |  | 53.4478 | -7.0868
MV/LV Substation PL***588Y |  | 20 kV | _ | LV | 50 kVA :Pole Substation | 0.05 | --> | 0.05 | 0 | 0 | Constrained, otherwise capacity available =50 kVA | --> | 0.048 | 0 | 0 | 0.048 | 0 |  | --> | E19 ex EDENDERRY | Edenderry [T421,T422] | BLAKE |  | 53.449 | -7.0972
MV/LV Substation SY***591Y |  | 20 kV | _ | LV | 400 kVA :Kiosk Substation | 0.4 | --> | 0.4 | 0 | 0 | Constrained, otherwise capacity available =278 kVA | --> | 0.38 | 0 | 0.008 | 0.39 | 0 |  | --> | E18 ex EDENDERRY | Edenderry [T421,T422] | BLAKE |  | 53.3345 | -7.0595
MV/LV Substation MO***593 |  | 20 kV | _ | LV | 50 kVA :Pole Substation | 0.05 | --> | 0.05 | 0 | 0 | Constrained, otherwise capacity available =49 kVA | --> | 0.048 | 0 | 0.006 | 0.043 | 0 |  | --> | E19 ex EDENDERRY | Edenderry [T421,T422] | BLAKE |  | 53.3526 | -7.1088
MV/LV Substation BA***594Y |  | 20 kV | _ | LV | 200 kVA :Kiosk Substation | 0.2 | --> | 0.2 | 0 | 0 | Constrained, otherwise capacity available =176 kVA | --> | 0.19 | 0 | 0.004 | 0.19 | 0 |  | --> | E14 ex EDENDERRY | Edenderry [T421,T422] | BLAKE |  | 53.337 | -6.9376
MV/LV Substation ES***597Y |  | 20 kV | _ | LV | 100 kVA :Pole Substation | 0.1 | --> | 0.1 | 0 | 0 | Constrained, otherwise capacity available =79 kVA | --> | 0.095 | 0 | 0.05 | 0.061 | 0 |  | --> | E20 ex EDENDERRY | Edenderry [T421,T422] | BLAKE |  | 53.2977 | -7.2107
MV/LV Substation CL***599X |  | 20 kV | _ | LV | 100 kVA :Pole Substation | 0.1 | --> | 0.1 | 0 | 0 | Constrained, otherwise capacity available =78 kVA | --> | 0.095 | 0 | 0 | 0.098 | 0 |  | --> | E20 ex EDENDERRY | Edenderry [T421,T422] | BLAKE |  | 53.3577 | -7.2284
MV/LV Substation KI***604X |  | 20 kV | _ | LV | 100 kVA :Pole Substation | 0.1 | --> | 0.1 | 0.082 | 3.5 |  | --> | 0.095 | 0 | 0 | 0 | 0 | Constrained, otherwise capacity available =98 kW | --> | E12 ex DUNFIRTH | Dunfirth [T122] | DUNFIRTH |  | 53.4297 | -6.8428
MV/LV Substation NE***606Y |  | 20 kV | _ | LV | 400 kVA :Kiosk Substation | 0.4 | --> | 0.4 | 0.254 | 3.5 |  | --> | 0.38 | 0 | 0.045 | 0 | 0 | Constrained, otherwise capacity available =366 kW | --> | E11 ex DUNFIRTH | Dunfirth [T122] | DUNFIRTH |  | 53.4126 | -6.8268
MV/LV Substation DO***607Y |  | 20 kV | _ | LV | 630 kVA :Kiosk Substation | 0.63 | --> | 0.63 | 0 | 0 | Constrained, otherwise capacity available =472 kVA | --> | 0.598 | 0 | 0.004 | 0.5 | 0 |  | --> | E18 ex EDENDERRY | Edenderry [T421,T422] | BLAKE |  | 53.3415 | -7.0558
MV/LV Substation KN***608X |  | 20 kV | _ | LV | 200 kVA :Pole Substation | 0.2 | --> | 0.2 | 0.191 | 3.5 |  | --> | 0.19 | 0 | 0 | 0 | 0 | Constrained, otherwise capacity available =191 kW | --> | E12 ex DUNFIRTH | Dunfirth [T122] | DUNFIRTH |  | 53.413 | -6.7906
MV/LV Substation DO***608Y |  | 20 kV | _ | LV | 630 kVA :Kiosk Substation | 0.63 | --> | 0.63 | 0 | 0 | Constrained, otherwise capacity available =605 kVA | --> | 0.598 | 0 | 0 | 0.5 | 0 |  | --> | E18 ex EDENDERRY | Edenderry [T421,T422] | BLAKE |  | 53.3425 | -7.058
MV/LV Substation DE***612X |  | 20 kV | _ | LV | 200 kVA :Kiosk Substation | 0.2 | --> | 0.2 | 0.098 | 3.5 |  | --> | 0.19 | 0 | 0.06 | 0 | 0 | Constrained, otherwise capacity available =159 kW | --> | E11 ex DUNFIRTH | Dunfirth [T122] | DUNFIRTH |  | 53.4152 | -6.8226
MV/LV Substation OA***613Y |  | 20 kV | _ | LV | 400 kVA :Kiosk Substation | 0.4 | --> | 0.4 | 0.317 | 3.5 |  | --> | 0.38 | 0 | 0.051 | 0 | 0 | Constrained, otherwise capacity available =353 kW | --> | E12 ex DUNFIRTH | Dunfirth [T122] | DUNFIRTH |  | 53.4572 | -6.9238
MV/LV Substation GL***615X |  | 20 kV | _ | LV | 200 kVA :Pole Substation | 0.2 | --> | 0.2 | 0.138 | 3.5 |  | --> | 0.19 | 0 | 0.006 | 0 | 0 | Constrained, otherwise capacity available =194 kW | --> | E11 ex DUNFIRTH | Dunfirth [T122] | DUNFIRTH |  | 53.4139 | -6.8333
MV/LV Substation OM***615Y |  | 20 kV | _ | LV | 50 kVA :Pole Substation | 0.05 | --> | 0.05 | 0 | 0 | Constrained, otherwise capacity available =45 kVA | --> | 0.048 | 0 | 0 | 0.048 | 0 |  | --> | E13 ex EDENDERRY | Edenderry [T421,T422] | BLAKE |  | 53.3978 | -7.003
MV/LV Substation WO***619Y |  | 20 kV | _ | LV | 50 kVA :Pole Substation | 0.05 | --> | 0.05 | 0.049 | 3.5 |  | --> | 0.048 | 0 | 0 | 0 | 0 | Constrained, otherwise capacity available =48 kW | --> | E12 ex DUNFIRTH | Dunfirth [T122] | DUNFIRTH |  | 53.4137 | -6.8101
MV/LV Substation EN***631X |  | 20 kV | _ | LV | 50 kVA :Pole Substation | 0.05 | --> | 0.05 | 0.041 | 3.5 |  | --> | 0.048 | 0 | 0 | 0 | 0 | Constrained, otherwise capacity available =49 kW | --> | E12 ex DUNFIRTH | Dunfirth [T122] | DUNFIRTH |  | 53.4141 | -6.7962
MV/LV Substation TE***634Y |  | 20 kV | _ | LV | 1000 kVA :Building Structure | 1 | --> | 1 | 0 | 0 | Constrained, otherwise capacity available =992 kVA | --> | 0.95 | 0 | 0 | 0.5 | 0 |  | --> | E17 ex EDENDERRY | Edenderry [T421,T422] | BLAKE |  | 53.3464 | -7.0446
MV/LV Substation WA***635Y |  | 10 kV | _ | LV | 50 kVA :Pole Substation | 0.05 | --> | 0.05 | 0 | 0 | Constrained, otherwise capacity available =30 kVA | --> | 0.048 | 0 | 0 | 0.05 | 0 |  | --> | C18 ex BLAKE | Blake [T41,T42] | BLAKE |  | 53.277 | -6.8531
MV/LV Substation WA***637Y |  | 10 kV | _ | LV | 50 kVA :Pole Substation | 0.05 | --> | 0.05 | 0 | 0 | Constrained, otherwise capacity available =38 kVA | --> | 0.048 | 0 | 0.01 | 0.042 | 0 |  | --> | C15 ex BLAKE | Blake [T41,T42] | BLAKE |  | 53.2917 | -6.8486
MV/LV Substation LU***638Y |  | 10 kV | _ | LV | 50 kVA :Pole Substation | 0.05 | --> | 0.05 | 0 | 0 | Constrained, otherwise capacity available =50 kVA | --> | 0.048 | 0 | 0 | 0.048 | 0 |  | --> | C14 ex BLAKE | Blake [T41,T42] | BLAKE |  | 53.2841 | -6.9435
MV/LV Substation MA***642Y |  | 20 kV | _ | LV | 100 kVA :Pole Substation | 0.1 | --> | 0.1 | 0.085 | 3.5 |  | --> | 0.095 | 0 | 0 | 0 | 0 | Constrained, otherwise capacity available =97 kW | --> | E12 ex DUNFIRTH | Dunfirth [T122] | DUNFIRTH |  | 53.409 | -6.9155
MV/LV Substation GE***646 |  | 20 kV | _ | LV | 150 kVA :Pole Substation | 0.15 | --> | 0.15 | 0 | 0 | Constrained, otherwise capacity available =143 kVA | --> | 0.142 | 0 | 0 | 0.143 | 0 |  | --> | E20 ex EDENDERRY | Edenderry [T421,T422] | BLAKE |  | 53.3312 | -7.0714
MV/LV Substation BA***646Y |  | 20 kV | _ | LV | 630 kVA :Building Structure | 0.63 | --> | 0.63 | 0.5 | 3.5 |  | --> | 0.598 | 0 | 0 | 0 | 0 | Constrained, otherwise capacity available =612 kW | --> | E12 ex DUNFIRTH | Dunfirth [T122] | DUNFIRTH |  | 53.4194 | -6.9233
MV/LV Substation DR***647 |  | 20 kV | _ | LV | 50 kVA :Pole Substation | 0.05 | --> | 0.05 | 0 | 0 | Constrained, otherwise capacity available =30 kVA | --> | 0.048 | 0 | 0 | 0.05 | 0 |  | --> | E20 ex EDENDERRY | Edenderry [T421,T422] | BLAKE |  | 53.3286 | -7.0684
MV/LV Substation CL***647Y |  | 20 kV | _ | LV | 200 kVA :Kiosk Substation | 0.2 | --> | 0.2 | 0.173 | 3.5 |  | --> | 0.19 | 0 | 0 | 0 | 0 | Constrained, otherwise capacity available =194 kW | --> | E12 ex DUNFIRTH | Dunfirth [T122] | DUNFIRTH |  | 53.4141 | -6.9237
MV/LV Substation TE***649Y |  | 20 kV | _ | LV | 400 kVA :Building Structure | 0.4 | --> | 0.4 | 0.372 | 3.5 |  | --> | 0.38 | 0 | 0 | 0 | 0 | Constrained, otherwise capacity available =384 kW | --> | E11 ex DUNFIRTH | Dunfirth [T122] | DUNFIRTH |  | 53.4151 | -6.8331
MV/LV Substation MO***650Y |  | 20 kV | _ | LV | 50 kVA :Pole Substation | 0.05 | --> | 0.05 | 0.045 | 3.5 |  | --> | 0.048 | 0 | 0 | 0 | 0 | Constrained, otherwise capacity available =48 kW | --> | E11 ex DUNFIRTH | Dunfirth [T122] | DUNFIRTH |  | 53.4287 | -6.9617
MV/LV Substation AR***653Y |  | 20 kV | _ | LV | 400 kVA :Kiosk Substation | 0.4 | --> | 0.4 | 0 | 0 | Constrained, otherwise capacity available =265 kVA | --> | 0.38 | 0 | 0.005 | 0.394 | 0 |  | --> | E11 ex EDENDERRY | Edenderry [T421,T422] | BLAKE |  | 53.3479 | -7.0578
MV/LV Substation HI***656Y |  | 20 kV | _ | LV | 100 kVA :Pole Substation | 0.1 | --> | 0.1 | 0 | 0 | Constrained, otherwise capacity available =92 kVA | --> | 0.095 | 0 | 0 | 0.096 | 0 |  | --> | E13 ex EDENDERRY | Edenderry [T421,T422] | BLAKE |  | 53.3623 | -7.0171
MV/LV Substation WH***660Y |  | 10 kV | _ | LV | 200 kVA :Kiosk Substation | 0.2 | --> | 0.2 | 0 | 0 | Constrained, otherwise capacity available =111 kVA | --> | 0.19 | 0 | 0.035 | 0.176 | 0 |  | --> | C15 ex BLAKE | Blake [T41,T42] | BLAKE |  | 53.2847 | -6.8615
MV/LV Substation CO***661Y |  | 10 kV | _ | LV | 50 kVA :Pole Substation | 0.05 | --> | 0.05 | 0 | 0 | Constrained, otherwise capacity available =45 kVA | --> | 0.048 | 0 | 0 | 0.048 | 0 |  | --> | C18 ex BLAKE | Blake [T41,T42] | BLAKE |  | 53.2565 | -6.8526
MV/LV Substation LU***665 |  | 20 kV | _ | LV | 50 kVA :Pole Substation | 0.05 | --> | 0.05 | 0 | 0 | Constrained, otherwise capacity available =45 kVA | --> | 0.048 | 0 | 0.006 | 0.044 | 0 |  | --> | E20 ex EDENDERRY | Edenderry [T421,T422] | BLAKE |  | 53.3249 | -7.1387
MV/LV Substation LO***665X |  | 20 kV | _ | LV | 200 kVA :Pole Substation | 0.2 | --> | 0.2 | 0.182 | 3.5 |  | --> | 0.19 | 0 | 0 | 0 | 0 | Constrained, otherwise capacity available =192 kW | --> | E12 ex DUNFIRTH | Dunfirth [T122] | DUNFIRTH |  | 53.4533 | -6.9158
MV/LV Substation B ***668Y |  | 10 kV | _ | LV | 50 kVA :Pole Substation | 0.05 | --> | 0.05 | 0 | 0 | Constrained, otherwise capacity available =50 kVA | --> | 0.048 | 0 | 0 | 0.048 | 0 |  | --> | C15 ex BLAKE | Blake [T41,T42] | BLAKE |  | 53.3002 | -6.8272
MV/LV Substation HO***677X |  | 20 kV | _ | LV | 50 kVA :Pole Substation | 0.05 | --> | 0.05 | 0.047 | 3.5 |  | --> | 0.048 | 0 | 0 | 0 | 0 | Constrained, otherwise capacity available =48 kW | --> | E12 ex DUNFIRTH | Dunfirth [T122] | DUNFIRTH |  | 53.4419 | -6.8837
MV/LV Substation TR***683Y |  | 20 kV | _ | LV | 50 kVA :Pole Substation | 0.05 | --> | 0.05 | 0.05 | 3.5 |  | --> | 0.048 | 0 | 0 | 0 | 0 | Constrained, otherwise capacity available =48 kW | --> | E12 ex DUNFIRTH | Dunfirth [T122] | DUNFIRTH |  | 53.4237 | -6.9247
MV/LV Substation RH***688 |  | 20 kV | _ | LV | 200 kVA :Pole Substation | 0.2 | --> | 0.2 | 0 | 0 | Constrained, otherwise capacity available =152 kVA | --> | 0.19 | 0 | 0.005 | 0.193 | 0 |  | --> | E20 ex EDENDERRY | Edenderry [T421,T422] | BLAKE |  | 53.3502 | -7.1992
MV/LV Substation BA***689X |  | 20 kV | _ | LV | 50 kVA :Pole Substation | 0.05 | --> | 0.05 | 0.04 | 3.5 |  | --> | 0.048 | 0 | 0 | 0 | 0 | Constrained, otherwise capacity available =49 kW | --> | E12 ex DUNFIRTH | Dunfirth [T122] | DUNFIRTH |  | 53.4398 | -6.8648
MV/LV Substation WA***692Y |  | 20 kV | _ | LV | 200 kVA :Pole Substation | 0.2 | --> | 0.2 | 0 | 0 | Constrained, otherwise capacity available =176 kVA | --> | 0.19 | 0 | 0.03 | 0.171 | 0 |  | --> | E20 ex EDENDERRY | Edenderry [T421,T422] | BLAKE |  | 53.3247 | -7.0984
MV/LV Substation HI***698Y |  | 20 kV | _ | LV | 200 kVA :Kiosk Substation | 0.2 | --> | 0.2 | 0.146 | 3.5 |  | --> | 0.19 | 0 | 0 | 0 | 0 | Constrained, otherwise capacity available =197 kW | --> | E12 ex DUNFIRTH | Dunfirth [T122] | DUNFIRTH |  | 53.4545 | -6.9242
MV/LV Substation CL***705Y |  | 20 kV | _ | LV | 200 kVA :Kiosk Substation | 0.2 | --> | 0.2 | 0 | 0 | Constrained, otherwise capacity available =158 kVA | --> | 0.19 | 0 | 0.025 | 0.177 | 0 |  | --> | E11 ex EDENDERRY | Edenderry [T421,T422] | BLAKE |  | 53.3471 | -7.0517
MV/LV Substation CL***709 |  | 20 kV | _ | LV | 50 kVA :Pole Substation | 0.05 | --> | 0.05 | 0 | 0 | Constrained, otherwise capacity available =45 kVA | --> | 0.048 | 0 | 0 | 0.048 | 0 |  | --> | E20 ex EDENDERRY | Edenderry [T421,T422] | BLAKE |  | 53.3545 | -7.2048
MV/LV Substation DO***715Y |  | 20 kV | _ | LV | 400 kVA :Building Structure | 0.4 | --> | 0.4 | 0 | 0 | Constrained, otherwise capacity available =345 kVA | --> | 0.38 | 0 | 0 | 0.387 | 0 |  | --> | E18 ex EDENDERRY | Edenderry [T421,T422] | BLAKE |  | 53.3413 | -7.0579
MV/LV Substation JA***720Y |  | 20 kV | _ | LV | 50 kVA :Pole Substation | 0.05 | --> | 0.05 | 0.045 | 3.5 |  | --> | 0.048 | 0 | 0 | 0 | 0 | Constrained, otherwise capacity available =48 kW | --> | E12 ex DUNFIRTH | Dunfirth [T122] | DUNFIRTH |  | 53.4256 | -6.9169
MV/LV Substation CL***727Y |  | 20 kV | _ | LV | 400 kVA :Kiosk Substation | 0.4 | --> | 0.4 | 0 | 0 | Constrained, otherwise capacity available =263 kVA | --> | 0.38 | 0 | 0.044 | 0.366 | 0 |  | --> | E14 ex EDENDERRY | Edenderry [T421,T422] | BLAKE |  | 53.3416 | -6.9494
MV/LV Substation LA***729Y |  | 20 kV | _ | LV | 400 kVA :Kiosk Substation | 0.4 | --> | 0.4 | 0 | 0 | Constrained, otherwise capacity available =382 kVA | --> | 0.38 | 0 | 0.011 | 0.374 | 0 |  | --> | E11 ex EDENDERRY | Edenderry [T421,T422] | BLAKE |  | 53.3418 | -7.0717
MV/LV Substation FA***736Y |  | 20 kV | _ | LV | 200 kVA :Pole Substation | 0.2 | --> | 0.2 | 0 | 0 | Constrained, otherwise capacity available =200 kVA | --> | 0.19 | 0 | 0 | 0.19 | 0 |  | --> | E20 ex EDENDERRY | Edenderry [T421,T422] | BLAKE |  | 53.2819 | -7.2039
MV/LV Substation SC***740Y |  | 20 kV | _ | LV | 100 kVA :Pole Substation | 0.1 | --> | 0.1 | 0 | 0 | Constrained, otherwise capacity available =99 kVA | --> | 0.095 | 0 | 0 | 0.095 | 0 |  | --> | E11 ex EDENDERRY | Edenderry [T421,T422] | BLAKE |  | 53.3515 | -7.0519
MV/LV Substation BR***741Y |  | 20 kV | _ | LV | 200 kVA :Kiosk Substation | 0.2 | --> | 0.2 | 0.178 | 3.5 |  | --> | 0.19 | 0 | 0.005 | 0 | 0 | Constrained, otherwise capacity available =189 kW | --> | E12 ex DUNFIRTH | Dunfirth [T122] | DUNFIRTH |  | 53.4515 | -6.9285
MV/LV Substation BE***748 |  | 20 kV | _ | LV | 630 kVA :Building Structure | 0.63 | --> | 0.63 | 0.5 | 3.5 |  | --> | 0.598 | 0 | 0 | 0 | 0 | Constrained, otherwise capacity available =598 kW | --> | E11 ex DUNFIRTH | Dunfirth [T122] | DUNFIRTH |  | 53.3955 | -6.9474
MV/LV Substation BU***753Y |  | 20 kV | _ | LV | 630 kVA :Building Structure | 0.63 | --> | 0.63 | 0 | 0 | Constrained, otherwise capacity available =608 kVA | --> | 0.598 | 0 | 0.02 | 0.5 | 0 |  | --> | E11 ex EDENDERRY | Edenderry [T421,T422] | BLAKE |  | 53.3441 | -7.0737
MV/LV Substation DE***754X |  | 20 kV | _ | LV | 100 kVA :Pole Substation | 0.1 | --> | 0.1 | 0 | 0 | Constrained, otherwise capacity available =8 kVA | --> | 0.095 | 0 | 0 | 0.107 | 0 |  | --> | E14 ex EDENDERRY | Edenderry [T421,T422] | BLAKE |  | 53.3414 | -6.9444
MV/LV Substation EN***757Y |  | 20 kV | _ | LV | 400 kVA :Kiosk Substation | 0.4 | --> | 0.4 | 0.376 | 3.5 |  | --> | 0.38 | 0 | 0 | 0 | 0 | Constrained, otherwise capacity available =383 kW | --> | E12 ex DUNFIRTH | Dunfirth [T122] | DUNFIRTH |  | 53.4183 | -6.8341
MV/LV Substation TE***765Y |  | 20 kV | _ | LV | 400 kVA :Kiosk Substation | 0.4 | --> | 0.4 | 0 | 0 | Constrained, otherwise capacity available =317 kVA | --> | 0.38 | 0 | 0 | 0.391 | 0 |  | --> | E18 ex EDENDERRY | Edenderry [T421,T422] | BLAKE |  | 53.3448 | -7.0413
MV/LV Substation B ***779X |  | 10 kV | _ | LV | 200 kVA :Pole Substation | 0.2 | --> | 0.2 | 0.2 | 3.5 |  | --> | 0.19 | 0 | 0 | 0 | 0 | Constrained, otherwise capacity available =190 kW | --> | E14 ex DUNFIRTH | Dunfirth [T122] | DUNFIRTH |  | 53.3499 | -6.806
MV/LV Substation BA***787X |  | 20 kV | _ | LV | 100 kVA :Pole Substation | 0.1 | --> | 0.1 | 0.087 | 3.5 |  | --> | 0.095 | 0 | 0 | 0 | 0 | Constrained, otherwise capacity available =97 kW | --> | E11 ex DUNFIRTH | Dunfirth [T122] | DUNFIRTH |  | 53.3847 | -6.9644
MV/LV Substation DE***787Y |  | 20 kV | _ | LV | 100 kVA :Pole Substation | 0.1 | --> | 0.1 | 0 | 0 | Constrained, otherwise capacity available =69 kVA | --> | 0.095 | 0 | 0 | 0.099 | 0 |  | --> | E14 ex EDENDERRY | Edenderry [T421,T422] | BLAKE |  | 53.3353 | -6.9409
MV/LV Substation SE***792Y |  | 20 kV | _ | LV | 50 kVA :Pole Substation | 0.05 | --> | 0.05 | 0 | 0 | Constrained, otherwise capacity available =50 kVA | --> | 0.048 | 0 | 0 | 0.048 | 0 |  | --> | E19 ex EDENDERRY | Edenderry [T421,T422] | BLAKE |  | 53.4537 | -7.0199
MV/LV Substation KI***801X |  | 20 kV | _ | LV | 50 kVA :Pole Substation | 0.05 | --> | 0.05 | 0 | 0 | Constrained, otherwise capacity available =19 kVA | --> | 0.048 | 0 | 0.023 | 0.034 | 0 |  | --> | E11 ex EDENDERRY | Edenderry [T421,T422] | BLAKE |  | 53.334 | -7.0685
MV/LV Substation KA***802X |  | 10 kV | _ | LV | 400 kVA :Kiosk Substation | 0.4 | --> | 0.4 | 0 | 0 | Constrained, otherwise capacity available =334 kVA | --> | 0.38 | 0 | 0.015 | 0.378 | 0 |  | --> | C15 ex BLAKE | Blake [T41,T42] | BLAKE |  | 53.3035 | -6.8232
MV/LV Substation EN***809 |  | 20 kV | _ | LV | 200 kVA :Pole Substation | 0.2 | --> | 0.2 | 0.037 | 3.5 |  | --> | 0.19 | 0 | 0.006 | 0 | 0 | Constrained, otherwise capacity available =207 kW | --> | E11 ex DUNFIRTH | Dunfirth [T122] | DUNFIRTH |  | 53.4139 | -6.8305
MV/LV Substation BA***811X |  | 20 kV | _ | LV | 100 kVA :Pole Substation | 0.1 | --> | 0.1 | 0 | 0 | Constrained, otherwise capacity available =82 kVA | --> | 0.095 | 0 | 0 | 0.097 | 0 |  | --> | E20 ex EDENDERRY | Edenderry [T421,T422] | BLAKE |  | 53.3273 | -7.1214
MV/LV Substation MO***821Y |  | 20 kV | _ | LV | 50 kVA :Pole Substation | 0.05 | --> | 0.05 | 0 | 0 | Constrained, otherwise capacity available =46 kVA | --> | 0.048 | 0 | 0 | 0.048 | 0 |  | --> | E20 ex EDENDERRY | Edenderry [T421,T422] | BLAKE |  | 53.2958 | -7.1978
MV/LV Substation MC***828 |  | 20 kV | _ | LV | 50 kVA :Pole Substation | 0.05 | --> | 0.05 | 0.043 | 3.5 |  | --> | 0.048 | 0 | 0 | 0 | 0 | Constrained, otherwise capacity available =48 kW | --> | E12 ex DUNFIRTH | Dunfirth [T122] | DUNFIRTH |  | 53.4305 | -6.9201
MV/LV Substation EN***832X |  | 20 kV | _ | LV | 400 kVA :Kiosk Substation | 0.4 | --> | 0.4 | 0.312 | 3.5 |  | --> | 0.38 | 0 | 0 | 0 | 0 | Constrained, otherwise capacity available =392 kW | --> | E12 ex DUNFIRTH | Dunfirth [T122] | DUNFIRTH |  | 53.4175 | -6.8355
MV/LV Substation BA***857X |  | 20 kV | _ | LV | 50 kVA :Pole Substation | 0.05 | --> | 0.05 | 0 | 0 | Constrained, otherwise capacity available =48 kVA | --> | 0.048 | 0 | 0 | 0.048 | 0 |  | --> | E20 ex EDENDERRY | Edenderry [T421,T422] | BLAKE |  | 53.2947 | -7.0875
MV/LV Substation KI***867X |  | 20 kV | _ | LV | 50 kVA :Pole Substation | 0.05 | --> | 0.05 | 0.044 | 3.5 |  | --> | 0.048 | 0 | 0 | 0 | 0 | Constrained, otherwise capacity available =48 kW | --> | E11 ex DUNFIRTH | Dunfirth [T122] | DUNFIRTH |  | 53.3895 | -6.8797
MV/LV Substation AN***886 |  | 10 kV | _ | LV | 200 kVA :Pole Substation | 0.2 | --> | 0.2 | 0 | 0 | Constrained, otherwise capacity available =184 kVA | --> | 0.19 | 0 | 0.015 | 0.181 | 0 |  | --> | C14 ex BLAKE | Blake [T41,T42] | BLAKE |  | 53.2789 | -6.9423
MV/LV Substation CL***888X |  | 20 kV | _ | LV | 50 kVA :Pole Substation | 0.05 | --> | 0.05 | 0 | 0 | Constrained, otherwise capacity available =40 kVA | --> | 0.048 | 0 | 0 | 0.049 | 0 |  | --> | E11 ex EDENDERRY | Edenderry [T421,T422] | BLAKE |  | 53.3463 | -7.0474
MV/LV Substation MO***891X |  | 20 kV | _ | LV | 100 kVA :Pole Substation | 0.1 | --> | 0.1 | 0.097 | 3.5 |  | --> | 0.095 | 0 | 0 | 0 | 0 | Constrained, otherwise capacity available =95 kW | --> | E12 ex DUNFIRTH | Dunfirth [T122] | DUNFIRTH |  | 53.4299 | -6.9749
MV/LV Substation ED***905X |  | 20 kV | _ | LV | 100 kVA :Pole Substation | 0.1 | --> | 0.1 | 0 | 0 | Constrained, otherwise capacity available =44 kVA | --> | 0.095 | 0 | 0 | 0.102 | 0 |  | --> | E18 ex EDENDERRY | Edenderry [T421,T422] | BLAKE |  | 53.3313 | -7.0381
MV/LV Substation EN***917X |  | 20 kV | _ | LV | 50 kVA :Pole Substation | 0.05 | --> | 0.05 | 0.001 | 3.5 |  | --> | 0.048 | 0 | 0 | 0 | 0 | Constrained, otherwise capacity available =54 kW | --> | E12 ex DUNFIRTH | Dunfirth [T122] | DUNFIRTH |  | 53.4105 | -6.8276
MV/LV Substation IR***922 |  | 10 kV | _ | LV | 400 kVA :Building Structure | 0.4 | --> | 0.4 | 0 | 0 | Constrained, otherwise capacity available =356 kVA | --> | 0.38 | 0 | 0 | 0.386 | 0 |  | --> | C14 ex BLAKE | Blake [T41,T42] | BLAKE |  | 53.2883 | -6.8854
MV/LV Substation MU***943X |  | 20 kV | _ | LV | 50 kVA :Pole Substation | 0.05 | --> | 0.05 | 0.022 | 3.5 |  | --> | 0.048 | 0 | 0.04 | 0 | 0 | Constrained, otherwise capacity available =22 kW | --> | E14 ex DUNFIRTH | Dunfirth [T122] | DUNFIRTH |  | 53.3778 | -6.8329
MV/LV Substation ME***947X |  | 10 kV | _ | LV | 50 kVA :Pole Substation | 0.05 | --> | 0.05 | 0 | 0 | Constrained, otherwise capacity available =50 kVA | --> | 0.048 | 0 | 0 | 0.048 | 0 |  | --> | C16 ex BLAKE | Blake [T41,T42] | BLAKE |  | 53.2446 | -6.9572
MV/LV Substation CO***951 |  | 10 kV | _ | LV | 150 kVA :Kiosk Substation | 0.15 | --> | 0.15 | 0 | 0 | Constrained, otherwise capacity available =144 kVA | --> | 0.142 | 0 | 0 | 0.143 | 0 |  | --> | C15 ex BLAKE | Blake [T41,T42] | BLAKE |  | 53.3217 | -6.8445
MV/LV Substation SW***951X |  | 20 kV | _ | LV | 50 kVA :Pole Substation | 0.05 | --> | 0.05 | 0.048 | 3.5 |  | --> | 0.048 | 0 | 0 | 0 | 0 | Constrained, otherwise capacity available =48 kW | --> | E12 ex DUNFIRTH | Dunfirth [T122] | DUNFIRTH |  | 53.4144 | -6.7937
MV/LV Substation AL***953 |  | 10 kV | _ | LV | 100 kVA :Pole Substation | 0.1 | --> | 0.1 | 0 | 0 | Constrained, otherwise capacity available =58 kVA | --> | 0.095 | 0 | 0.009 | 0.094 | 0 |  | --> | C15 ex BLAKE | Blake [T41,T42] | BLAKE |  | 53.2886 | -6.8737
MV/LV Substation BL***955 |  | 10 kV | _ | LV | 200 kVA :Pole Substation | 0.2 | --> | 0.2 | 0 | 0 | Constrained, otherwise capacity available =133 kVA | --> | 0.19 | 0 | 0.002 | 0.198 | 0 |  | --> | C15 ex BLAKE | Blake [T41,T42] | BLAKE |  | 53.2927 | -6.8218
MV/LV Substation BL***956 |  | 10 kV | _ | LV | 200 kVA :Pole Substation | 0.2 | --> | 0.2 | 0 | 0 | Constrained, otherwise capacity available =68 kVA | --> | 0.19 | 0 | 0.023 | 0.19 | 0 |  | --> | C15 ex BLAKE | Blake [T41,T42] | BLAKE |  | 53.2945 | -6.8198
MV/LV Substation CL***966 |  | 10 kV | _ | LV | 400 kVA :Building Structure | 0.4 | --> | 0.4 | 0.356 | 3.5 |  | --> | 0.38 | 0 | 0 | 0 | 0 | Constrained, otherwise capacity available =386 kW | --> | E14 ex DUNFIRTH | Dunfirth [T122] | DUNFIRTH |  | 53.3755 | -6.8109
MV/LV Substation HE***972X |  | 20 kV | _ | LV | 100 kVA :Pole Substation | 0.1 | --> | 0.1 | 0 | 0 | Constrained, otherwise capacity available =60 kVA | --> | 0.095 | 0 | 0 | 0.1 | 0 |  | --> | E11 ex EDENDERRY | Edenderry [T421,T422] | BLAKE |  | 53.3364 | -7.0643
MV/LV Substation RE***976X |  | 20 kV | _ | LV | 50 kVA :Pole Substation | 0.05 | --> | 0.05 | 0.037 | 3.5 |  | --> | 0.048 | 0 | 0.011 | 0 | 0 | Constrained, otherwise capacity available =41 kW | --> | E12 ex DUNFIRTH | Dunfirth [T122] | DUNFIRTH |  | 53.4316 | -6.9576
MV/LV Substation AB***993X |  | 20 kV | _ | LV | 50 kVA :Pole Substation | 0.05 | --> | 0.05 | 0 | 0 | Constrained, otherwise capacity available =34 kVA | --> | 0.048 | 0 | 0 | 0.05 | 0 |  | --> | C14 ex BLAKE | Blake [T41,T42] | BLAKE |  | 53.3155 | -6.9516
MV/LV Substation AL***995X |  | 10 kV | _ | LV | 100 kVA :Pole Substation | 0.1 | --> | 0.1 | 0 | 0 | Constrained, otherwise capacity available =66 kVA | --> | 0.095 | 0 | 0 | 0.1 | 0 |  | --> | C14 ex BLAKE | Blake [T41,T42] | BLAKE |  | 53.2887 | -6.8832
MV/LV Substation BA***999X |  | 20 kV | _ | LV | 100 kVA :Pole Substation | 0.1 | --> | 0.1 | 0 | 0 | Constrained, otherwise capacity available =92 kVA | --> | 0.095 | 0 | 0.009 | 0.09 | 0 |  | --> | E20 ex EDENDERRY | Edenderry [T421,T422] | BLAKE |  | 53.3156 | -7.1211
MV/LV Substation LI***004 |  | 10 kV | _ | LV | 400 kVA :Kiosk Substation | 0.4 | --> | 0.4 | 0.248 | 4.18 |  | --> | 0.38 | 0 | 0.011 | 0 | 0 | Constrained, otherwise capacity available =392 kW | --> | C18 ex KINGSCOURT | Kingscourt [T41,T42] | MEATH HILL |  | 53.8991 | -6.804
MV/LV Substation CO***007X |  | 10 kV | _ | LV | 200 kVA :Kiosk Substation | 0.2 | --> | 0.2 | 0.199 | 4.18 |  | --> | 0.19 | 0 | 0 | 0 | 0 | Constrained, otherwise capacity available =190 kW | --> | C21 ex KINGSCOURT | Kingscourt [T41,T42] | MEATH HILL |  | 53.9065 | -6.7899
MV/LV Substation AN***008X |  | 10 kV | _ | LV | 200 kVA :Kiosk Substation | 0.2 | --> | 0.2 | 0.162 | 4.18 |  | --> | 0.19 | 0 | 0.03 | 0 | 0 | Constrained, otherwise capacity available =173 kW | --> | C18 ex KINGSCOURT | Kingscourt [T41,T42] | MEATH HILL |  | 53.9048 | -6.8147
MV/LV Substation ST***013X |  | 10 kV | _ | LV | 100 kVA :Pole Substation | 0.1 | --> | 0.1 | 0.081 | 4.18 |  | --> | 0.095 | 0 | 0.003 | 0 | 0 | Constrained, otherwise capacity available =95 kW | --> | C17 ex KINGSCOURT | Kingscourt [T41,T42] | MEATH HILL |  | 53.9211 | -6.7809
MV/LV Substation CH***015X |  | 10 kV | _ | LV | 400 kVA :Kiosk Substation | 0.4 | --> | 0.4 | 0.358 | 4.18 |  | --> | 0.38 | 0 | 0 | 0 | 0 | Constrained, otherwise capacity available =386 kW | --> | C18 ex KINGSCOURT | Kingscourt [T41,T42] | MEATH HILL |  | 53.9095 | -6.818
MV/LV Substation AR***021X |  | 10 kV | _ | LV | 100 kVA :Pole Substation | 0.1 | --> | 0.1 | 0.087 | 4.18 |  | --> | 0.095 | 0 | 0 | 0 | 0 | Constrained, otherwise capacity available =97 kW | --> | C18 ex KINGSCOURT | Kingscourt [T41,T42] | MEATH HILL |  | 53.9065 | -6.8159
MV/LV Substation DU***022X |  | 10 kV | _ | LV | 200 kVA :Kiosk Substation | 0.2 | --> | 0.2 | 0.18 | 4.18 |  | --> | 0.19 | 0 | 0.003 | 0 | 0 | Constrained, otherwise capacity available =191 kW | --> | C18 ex KINGSCOURT | Kingscourt [T41,T42] | MEATH HILL |  | 53.9062 | -6.8173
MV/LV Substation VI***023 |  | 10 kV | _ | LV | 200 kVA :Pole Substation | 0.2 | --> | 0.2 | 0.07 | 4.18 |  | --> | 0.19 | 0 | 0.004 | 0 | 0 | Constrained, otherwise capacity available =204 kW | --> | C18 ex KINGSCOURT | Kingscourt [T41,T42] | MEATH HILL |  | 53.9051 | -6.8034
MV/LV Substation BR***023X |  | 10 kV | _ | LV | 200 kVA :Kiosk Substation | 0.2 | --> | 0.2 | 0.175 | 4.18 |  | --> | 0.19 | 0 | 0.004 | 0 | 0 | Constrained, otherwise capacity available =190 kW | --> | C19 ex KINGSCOURT | Kingscourt [T41,T42] | MEATH HILL |  | 53.8208 | -6.748
MV/LV Substation TH***024X |  | 10 kV | _ | LV | 50 kVA :Pole Substation | 0.05 | --> | 0.05 | 0.045 | 4.18 |  | --> | 0.048 | 0 | 0 | 0 | 0 | Constrained, otherwise capacity available =48 kW | --> | C19 ex KINGSCOURT | Kingscourt [T41,T42] | MEATH HILL |  | 53.8001 | -6.7277
MV/LV Substation RO***027X |  | 10 kV | _ | LV | 400 kVA :Kiosk Substation | 0.4 | --> | 0.4 | 0.379 | 4.18 |  | --> | 0.38 | 0 | 0 | 0 | 0 | Constrained, otherwise capacity available =383 kW | --> | C18 ex KINGSCOURT | Kingscourt [T41,T42] | MEATH HILL |  | 53.905 | -6.8122
MV/LV Substation PA***042 |  | 10 kV | _ | LV | 200 kVA :Pole Substation | 0.2 | --> | 0.2 | 0.17 | 4.18 |  | --> | 0.19 | 0 | 0 | 0 | 0 | Constrained, otherwise capacity available =194 kW | --> | C18 ex KINGSCOURT | Kingscourt [T41,T42] | MEATH HILL |  | 53.9032 | -6.805
MV/LV Substation KI***044 |  | 10 kV | _ | LV | 200 kVA :Pole Substation | 0.2 | --> | 0.2 | 0.168 | 4.18 |  | --> | 0.19 | 0 | 0.023 | 0 | 0 | Constrained, otherwise capacity available =177 kW | --> | C19 ex KINGSCOURT | Kingscourt [T41,T42] | MEATH HILL |  | 53.8486 | -6.8041
MV/LV Substation GI***047 |  | 10 kV | _ | LV | 100 kVA :Pole Substation | 0.1 | --> | 0.1 | 0.026 | 4.18 |  | --> | 0.095 | 0 | 0.016 | 0 | 0 | Constrained, otherwise capacity available =93 kW | --> | C18 ex KINGSCOURT | Kingscourt [T41,T42] | MEATH HILL |  | 53.9108 | -6.8055
MV/LV Substation CO***167 |  | 10 kV | _ | LV | 50 kVA :Pole Substation | 0.05 | --> | 0.05 | 0.048 | 4.18 |  | --> | 0.048 | 0 | 0 | 0 | 0 | Constrained, otherwise capacity available =48 kW | --> | C17 ex KINGSCOURT | Kingscourt [T41,T42] | MEATH HILL |  | 53.9151 | -6.7721
MV/LV Substation SH***402 |  | 10 kV | _ | LV | 630 kVA :Building Structure | 0.63 | --> | 0.63 | 0.5 | 4.18 |  | --> | 0.598 | 0 | 0 | 0 | 0 | Constrained, otherwise capacity available =610 kW | --> | C17 ex KINGSCOURT | Kingscourt [T41,T42] | MEATH HILL |  | 53.8986 | -6.7686
MV/LV Substation CO***4049 |  | 10 kV | _ | LV | 630 kVA :Building Structure | 0.63 | --> | 0.63 | 0.487 | 4.18 |  | --> | 0.598 | 0 | 0.01 | 0 | 0 | Constrained, otherwise capacity available =610 kW | --> | C18 ex KINGSCOURT | Kingscourt [T41,T42] | MEATH HILL |  | 53.909 | -6.8047
MV/LV Substation LA***4053 |  | 10 kV | _ | LV | 400 kVA :Building Structure | 0.4 | --> | 0.4 | 0.274 | 4.18 |  | --> | 0.38 | 0 | 0 | 0 | 0 | Constrained, otherwise capacity available =397 kW | --> | C18 ex KINGSCOURT | Kingscourt [T41,T42] | MEATH HILL |  | 53.9031 | -6.7913
MV/LV Substation SU***4058 |  | 10 kV | _ | LV | 200 kVA :Kiosk Substation | 0.2 | --> | 0.2 | 0.2 | 4.18 |  | --> | 0.19 | 0 | 0 | 0 | 0 | Constrained, otherwise capacity available =190 kW | --> | C18 ex KINGSCOURT | Kingscourt [T41,T42] | MEATH HILL |  | 53.9011 | -6.8098
MV/LV Substation WA***4075 |  | 10 kV | _ | LV | 100 kVA :Pole Substation | 0.1 | --> | 0.1 | 0.1 | 4.18 |  | --> | 0.095 | 0 | 0 | 0 | 0 | Constrained, otherwise capacity available =95 kW | --> | C18 ex KINGSCOURT | Kingscourt [T41,T42] | MEATH HILL |  | 53.8989 | -6.8136
MV/LV Substation DA***4100 |  | 10 kV | _ | LV | 400 kVA :Kiosk Substation | 0.4 | --> | 0.4 | 0.384 | 4.18 |  | --> | 0.38 | 0 | 0 | 0 | 0 | Constrained, otherwise capacity available =382 kW | --> | C18 ex KINGSCOURT | Kingscourt [T41,T42] | MEATH HILL |  | 53.9001 | -6.8004
MV/LV Substation CN***4121 |  | 10 kV | _ | LV | 630 kVA :Kiosk Substation | 0.63 | --> | 0.63 | 0.5 | 4.18 |  | --> | 0.598 | 0 | 0 | 0 | 0 | Constrained, otherwise capacity available =602 kW | --> | C18 ex KINGSCOURT | Kingscourt [T41,T42] | MEATH HILL |  | 53.9028 | -6.8137
MV/LV Substation ST***4124 |  | 10 kV | _ | LV | 400 kVA :Kiosk Substation | 0.4 | --> | 0.4 | 0.4 | 4.18 |  | --> | 0.38 | 0 | 0 | 0 | 0 | Constrained, otherwise capacity available =380 kW | --> | C18 ex KINGSCOURT | Kingscourt [T41,T42] | MEATH HILL |  | 53.9019 | -6.8056
MV/LV Substation CR***4130 |  | 10 kV | _ | LV | 50 kVA :Pole Substation | 0.05 | --> | 0.05 | 0.05 | 4.18 |  | --> | 0.048 | 0 | 0 | 0 | 0 | Constrained, otherwise capacity available =48 kW | --> | C19 ex KINGSCOURT | Kingscourt [T41,T42] | MEATH HILL |  | 53.7922 | -6.737
MV/LV Substation RO***4131 |  | 10 kV | _ | LV | 100 kVA :Pole Substation | 0.1 | --> | 0.1 | 0.1 | 4.18 |  | --> | 0.095 | 0 | 0 | 0 | 0 | Constrained, otherwise capacity available =95 kW | --> | C20 ex KINGSCOURT | Kingscourt [T41,T42] | MEATH HILL |  | 53.8461 | -6.7195
MV/LV Substation AR***4135 |  | 10 kV | _ | LV | 100 kVA :Pole Substation | 0.1 | --> | 0.1 | 0.1 | 4.18 |  | --> | 0.095 | 0 | 0 | 0 | 0 | Constrained, otherwise capacity available =95 kW | --> | C17 ex KINGSCOURT | Kingscourt [T41,T42] | MEATH HILL |  | 53.8983 | -6.7528
MV/LV Substation RA***4137 |  | 10 kV | _ | LV | 50 kVA :Pole Substation | 0.05 | --> | 0.05 | 0.05 | 4.18 |  | --> | 0.048 | 0 | 0 | 0 | 0 | Constrained, otherwise capacity available =48 kW | --> | C20 ex KINGSCOURT | Kingscourt [T41,T42] | MEATH HILL |  | 53.8745 | -6.7806
MV/LV Substation CA***415 |  | 10 kV | _ | LV | 630 kVA :Building Structure | 0.63 | --> | 0.63 | 0.377 | 4.18 |  | --> | 0.598 | 0 | 0.2 | 0 | 0 | Constrained, otherwise capacity available =455 kW | --> | C17 ex KINGSCOURT | Kingscourt [T41,T42] | MEATH HILL |  | 53.9135 | -6.7743
MV/LV Substation MU***427 |  | 10 kV | _ | LV | 100 kVA :Pole Substation | 0.1 | --> | 0.1 | 0.1 | 4.18 |  | --> | 0.095 | 0 | 0 | 0 | 0 | Constrained, otherwise capacity available =95 kW | --> | C19 ex KINGSCOURT | Kingscourt [T41,T42] | MEATH HILL |  | 53.8312 | -6.772
MV/LV Substation LI***429 |  | 10 kV | _ | LV | 50 kVA :Pole Substation | 0.05 | --> | 0.05 | 0.035 | 4.18 |  | --> | 0.048 | 0 | 0.006 | 0 | 0 | Constrained, otherwise capacity available =45 kW | --> | C18 ex KINGSCOURT | Kingscourt [T41,T42] | MEATH HILL |  | 53.9045 | -6.7981
MV/LV Substation DU***431 |  | 10 kV | _ | LV | 100 kVA :Pole Substation | 0.1 | --> | 0.1 | 0.088 | 4.18 |  | --> | 0.095 | 0 | 0 | 0 | 0 | Constrained, otherwise capacity available =97 kW | --> | C18 ex KINGSCOURT | Kingscourt [T41,T42] | MEATH HILL |  | 53.9088 | -6.8141
MV/LV Substation AG***433 |  | 10 kV | _ | LV | 50 kVA :Pole Substation | 0.05 | --> | 0.05 | 0.044 | 4.18 |  | --> | 0.048 | 0 | 0 | 0 | 0 | Constrained, otherwise capacity available =48 kW | --> | C19 ex KINGSCOURT | Kingscourt [T41,T42] | MEATH HILL |  | 53.8719 | -6.8188
MV/LV Substation BA***436 |  | 10 kV | _ | LV | 50 kVA :Pole Substation | 0.05 | --> | 0.05 | 0.043 | 4.18 |  | --> | 0.048 | 0 | 0.005 | 0 | 0 | Constrained, otherwise capacity available =45 kW | --> | C17 ex KINGSCOURT | Kingscourt [T41,T42] | MEATH HILL |  | 53.8901 | -6.7052
MV/LV Substation CO***517 |  | 10 kV | _ | LV | 100 kVA :Pole Substation | 0.1 | --> | 0.1 | 0.084 | 4.18 |  | --> | 0.095 | 0 | 0.011 | 0 | 0 | Constrained, otherwise capacity available =89 kW | --> | C21 ex KINGSCOURT | Kingscourt [T41,T42] | MEATH HILL |  | 53.905 | -6.787
MV/LV Substation DU***519 |  | 10 kV | _ | LV | 200 kVA :Pole Substation | 0.2 | --> | 0.2 | 0.1 | 4.18 |  | --> | 0.19 | 0 | 0.029 | 0 | 0 | Constrained, otherwise capacity available =182 kW | --> | C18 ex KINGSCOURT | Kingscourt [T41,T42] | MEATH HILL |  | 53.9076 | -6.8118
MV/LV Substation CO***521 |  | 10 kV | _ | LV | 50 kVA :Pole Substation | 0.05 | --> | 0.05 | 0.036 | 4.18 |  | --> | 0.048 | 0 | 0.019 | 0 | 0 | Constrained, otherwise capacity available =35 kW | --> | C18 ex KINGSCOURT | Kingscourt [T41,T42] | MEATH HILL |  | 53.9145 | -6.8234
MV/LV Substation BO***548 |  | 10 kV | _ | LV | 50 kVA :Pole Substation | 0.05 | --> | 0.05 | 0.048 | 4.18 |  | --> | 0.048 | 0 | 0 | 0 | 0 | Constrained, otherwise capacity available =48 kW | --> | C19 ex KINGSCOURT | Kingscourt [T41,T42] | MEATH HILL |  | 53.8467 | -6.7996
MV/LV Substation KI***565 |  | 10 kV | _ | LV | 50 kVA :Pole Substation | 0.05 | --> | 0.05 | 0.045 | 4.18 |  | --> | 0.048 | 0 | 0.004 | 0 | 0 | Constrained, otherwise capacity available =45 kW | --> | C19 ex KINGSCOURT | Kingscourt [T41,T42] | MEATH HILL |  | 53.8456 | -6.7956
MV/LV Substation BA***567 |  | 10 kV | _ | LV | 630 kVA :Building Structure | 0.63 | --> | 0.63 | 0.5 | 4.18 |  | --> | 0.598 | 0 | 0 | 0 | 0 | Constrained, otherwise capacity available =600 kW | --> | C17 ex KINGSCOURT | Kingscourt [T41,T42] | MEATH HILL |  | 53.9027 | -6.7291
MV/LV Substation NO***571 |  | 10 kV | _ | LV | 50 kVA :Pole Substation | 0.05 | --> | 0.05 | 0.029 | 4.18 |  | --> | 0.048 | 0 | 0 | 0 | 0 | Constrained, otherwise capacity available =50 kW | --> | C19 ex KINGSCOURT | Kingscourt [T41,T42] | MEATH HILL |  | 53.8257 | -6.7539
MV/LV Substation NO***572 |  | 10 kV | _ | LV | 50 kVA :Pole Substation | 0.05 | --> | 0.05 | 0.027 | 4.18 |  | --> | 0.048 | 0 | 0 | 0 | 0 | Constrained, otherwise capacity available =50 kW | --> | C19 ex KINGSCOURT | Kingscourt [T41,T42] | MEATH HILL |  | 53.8241 | -6.7518
MV/LV Substation NO***573 |  | 10 kV | _ | LV | 400 kVA :Kiosk Substation | 0.4 | --> | 0.4 | 0.349 | 4.18 |  | --> | 0.38 | 0 | 0.003 | 0 | 0 | Constrained, otherwise capacity available =385 kW | --> | C19 ex KINGSCOURT | Kingscourt [T41,T42] | MEATH HILL |  | 53.8229 | -6.7481
MV/LV Substation NO***578 |  | 10 kV | _ | LV | 400 kVA :Kiosk Substation | 0.4 | --> | 0.4 | 0.328 | 4.18 |  | --> | 0.38 | 0 | 0.005 | 0 | 0 | Constrained, otherwise capacity available =386 kW | --> | C19 ex KINGSCOURT | Kingscourt [T41,T42] | MEATH HILL |  | 53.8179 | -6.7419
MV/LV Substation PU***640 |  | 10 kV | _ | LV | 50 kVA :Pole Substation | 0.05 | --> | 0.05 | 0.05 | 4.18 |  | --> | 0.048 | 0 | 0 | 0 | 0 | Constrained, otherwise capacity available =48 kW | --> | C18 ex KINGSCOURT | Kingscourt [T41,T42] | MEATH HILL |  | 53.892 | -6.8345
MV/LV Substation CO***641 |  | 10 kV | _ | LV | 100 kVA :Pole Substation | 0.1 | --> | 0.1 | 0.094 | 4.18 |  | --> | 0.095 | 0 | 0 | 0 | 0 | Constrained, otherwise capacity available =96 kW | --> | C17 ex KINGSCOURT | Kingscourt [T41,T42] | MEATH HILL |  | 53.9238 | -6.7741
MV/LV Substation BR***648 |  | 10 kV | _ | LV | 50 kVA :Pole Substation | 0.05 | --> | 0.05 | 0.05 | 4.18 |  | --> | 0.048 | 0 | 0 | 0 | 0 | Constrained, otherwise capacity available =48 kW | --> | C18 ex KINGSCOURT | Kingscourt [T41,T42] | MEATH HILL |  | 53.9024 | -6.7868
MV/LV Substation AR***649 |  | 10 kV | _ | LV | 400 kVA :Kiosk Substation | 0.4 | --> | 0.4 | 0.335 | 4.18 |  | --> | 0.38 | 0 | 0.021 | 0 | 0 | Constrained, otherwise capacity available =373 kW | --> | C18 ex KINGSCOURT | Kingscourt [T41,T42] | MEATH HILL |  | 53.8998 | -6.812
MV/LV Substation NO***656 |  | 10 kV | _ | LV | 200 kVA :Pole Substation | 0.2 | --> | 0.2 | 0.128 | 4.18 |  | --> | 0.19 | 0 | 0.012 | 0 | 0 | Constrained, otherwise capacity available =191 kW | --> | C19 ex KINGSCOURT | Kingscourt [T41,T42] | MEATH HILL |  | 53.8211 | -6.7459
MV/LV Substation EN***658 |  | 10 kV | _ | LV | 400 kVA :Building Structure | 0.4 | --> | 0.4 | 0.239 | 4.18 |  | --> | 0.38 | 0 | 0.144 | 0 | 0 | Constrained, otherwise capacity available =295 kW | --> | C18 ex KINGSCOURT | Kingscourt [T41,T42] | MEATH HILL |  | 53.8957 | -6.8021
MV/LV Substation RA***664 |  | 10 kV | _ | LV | 200 kVA :Pole Substation | 0.2 | --> | 0.2 | 0.185 | 4.18 |  | --> | 0.19 | 0 | 0 | 0 | 0 | Constrained, otherwise capacity available =192 kW | --> | C20 ex KINGSCOURT | Kingscourt [T41,T42] | MEATH HILL |  | 53.8423 | -6.7513
MV/LV Substation MO***693 |  | 10 kV | _ | LV | 100 kVA :Pole Substation | 0.1 | --> | 0.1 | 0.078 | 4.18 |  | --> | 0.095 | 0 | 0 | 0 | 0 | Constrained, otherwise capacity available =98 kW | --> | C18 ex KINGSCOURT | Kingscourt [T41,T42] | MEATH HILL |  | 53.9009 | -6.8077
MV/LV Substation FI***694 |  | 10 kV | _ | LV | 200 kVA :Kiosk Substation | 0.2 | --> | 0.2 | 0.155 | 4.18 |  | --> | 0.19 | 0 | 0.02 | 0 | 0 | Constrained, otherwise capacity available =181 kW | --> | C18 ex KINGSCOURT | Kingscourt [T41,T42] | MEATH HILL |  | 53.9022 | -6.8082
MV/LV Substation RA***733 |  | 10 kV | _ | LV | 50 kVA :Pole Substation | 0.05 | --> | 0.05 | 0.048 | 4.18 |  | --> | 0.048 | 0 | 0 | 0 | 0 | Constrained, otherwise capacity available =48 kW | --> | C19 ex KINGSCOURT | Kingscourt [T41,T42] | MEATH HILL |  | 53.8546 | -6.7795
MV/LV Substation FE***737 |  | 10 kV | _ | LV | 50 kVA :Pole Substation | 0.05 | --> | 0.05 | 0.044 | 4.18 |  | --> | 0.048 | 0 | 0.008 | 0 | 0 | Constrained, otherwise capacity available =42 kW | --> | C17 ex KINGSCOURT | Kingscourt [T41,T42] | MEATH HILL |  | 53.9046 | -6.7015
MV/LV Substation ME***738 |  | 10 kV | _ | LV | 100 kVA :Pole Substation | 0.1 | --> | 0.1 | 0.07 | 4.18 |  | --> | 0.095 | 0 | 0 | 0 | 0 | Constrained, otherwise capacity available =99 kW | --> | C17 ex KINGSCOURT | Kingscourt [T41,T42] | MEATH HILL |  | 53.8905 | -6.7089
MV/LV Substation CH***784 |  | 10 kV | _ | LV | 50 kVA :Pole Substation | 0.05 | --> | 0.05 | 0.048 | 4.18 |  | --> | 0.048 | 0 | 0 | 0 | 0 | Constrained, otherwise capacity available =48 kW | --> | C18 ex KINGSCOURT | Kingscourt [T41,T42] | MEATH HILL |  | 53.9039 | -6.8028
MV/LV Substation KI***798 |  | 10 kV | _ | LV | 50 kVA :Pole Substation | 0.05 | --> | 0.05 | 0.04 | 4.18 |  | --> | 0.048 | 0 | 0 | 0 | 0 | Constrained, otherwise capacity available =49 kW | --> | C18 ex KINGSCOURT | Kingscourt [T41,T42] | MEATH HILL |  | 53.9048 | -6.7932
MV/LV Substation CR***826 |  | 10 kV | _ | LV | 200 kVA :Pole Substation | 0.2 | --> | 0.2 | 0.2 | 4.18 |  | --> | 0.19 | 0 | 0 | 0 | 0 | Constrained, otherwise capacity available =190 kW | --> | C19 ex KINGSCOURT | Kingscourt [T41,T42] | MEATH HILL |  | 53.8399 | -6.7328
MV/LV Substation BA***837 |  | 10 kV | _ | LV | 50 kVA :Pole Substation | 0.05 | --> | 0.05 | 0.05 | 4.18 |  | --> | 0.048 | 0 | 0 | 0 | 0 | Constrained, otherwise capacity available =48 kW | --> | C19 ex KINGSCOURT | Kingscourt [T41,T42] | MEATH HILL |  | 53.8642 | -6.7822
MV/LV Substation CL***838 |  | 10 kV | _ | LV | 200 kVA :Pole Substation | 0.2 | --> | 0.2 | 0.138 | 4.18 |  | --> | 0.19 | 0 | 0 | 0 | 0 | Constrained, otherwise capacity available =198 kW | --> | C20 ex KINGSCOURT | Kingscourt [T41,T42] | MEATH HILL |  | 53.8691 | -6.7197
MV/LV Substation KI***840 |  | 10 kV | _ | LV | 100 kVA :Pole Substation | 0.1 | --> | 0.1 | 0.095 | 4.18 |  | --> | 0.095 | 0 | 0.01 | 0 | 0 | Constrained, otherwise capacity available =88 kW | --> | C18 ex KINGSCOURT | Kingscourt [T41,T42] | MEATH HILL |  | 53.9074 | -6.8031
MV/LV Substation MC***855 |  | 10 kV | _ | LV | 50 kVA :Pole Substation | 0.05 | --> | 0.05 | 0.036 | 4.18 |  | --> | 0.048 | 0 | 0 | 0 | 0 | Constrained, otherwise capacity available =49 kW | --> | C19 ex KINGSCOURT | Kingscourt [T41,T42] | MEATH HILL |  | 53.8475 | -6.8178
MV/LV Substation CL***858 |  | 10 kV | _ | LV | 50 kVA :Pole Substation | 0.05 | --> | 0.05 | 0.049 | 4.18 |  | --> | 0.048 | 0 | 0 | 0 | 0 | Constrained, otherwise capacity available =48 kW | --> | C20 ex KINGSCOURT | Kingscourt [T41,T42] | MEATH HILL |  | 53.8527 | -6.7146
MV/LV Substation LI***863 |  | 10 kV | _ | LV | 50 kVA :Pole Substation | 0.05 | --> | 0.05 | 0.043 | 4.18 |  | --> | 0.048 | 0 | 0.009 | 0 | 0 | Constrained, otherwise capacity available =42 kW | --> | C18 ex KINGSCOURT | Kingscourt [T41,T42] | MEATH HILL |  | 53.9031 | -6.8001
MV/LV Substation EI***867 |  | 10 kV | _ | LV | 50 kVA :Pole Substation | 0.05 | --> | 0.05 | 0.034 | 4.18 |  | --> | 0.048 | 0 | 0.003 | 0 | 0 | Constrained, otherwise capacity available =47 kW | --> | C20 ex KINGSCOURT | Kingscourt [T41,T42] | MEATH HILL |  | 53.8687 | -6.7531
MV/LV Substation EN***880 |  | 10 kV | _ | LV | 630 kVA :Building Structure | 0.63 | --> | 0.63 | 0.5 | 4.18 |  | --> | 0.598 | 0 | 0 | 0 | 0 | Constrained, otherwise capacity available =600 kW | --> | C18 ex KINGSCOURT | Kingscourt [T41,T42] | MEATH HILL |  | 53.9006 | -6.8083
MV/LV Substation FU***890 |  | 10 kV | _ | LV | 200 kVA :Kiosk Substation | 0.2 | --> | 0.2 | 0.173 | 4.18 |  | --> | 0.19 | 0 | 0 | 0 | 0 | Constrained, otherwise capacity available =194 kW | --> | C21 ex KINGSCOURT | Kingscourt [T41,T42] | MEATH HILL |  | 53.906 | -6.7871
MV/LV Substation MO***894 |  | 10 kV | _ | LV | 50 kVA :Pole Substation | 0.05 | --> | 0.05 | 0.042 | 4.18 |  | --> | 0.048 | 0 | 0 | 0 | 0 | Constrained, otherwise capacity available =49 kW | --> | C17 ex KINGSCOURT | Kingscourt [T41,T42] | MEATH HILL |  | 53.8806 | -6.6824
MV/LV Substation CH***895 |  | 10 kV | _ | LV | 100 kVA :Pole Substation | 0.1 | --> | 0.1 | 0.078 | 4.18 |  | --> | 0.095 | 0 | 0 | 0 | 0 | Constrained, otherwise capacity available =98 kW | --> | C19 ex KINGSCOURT | Kingscourt [T41,T42] | MEATH HILL |  | 53.8487 | -6.8079
MV/LV Substation NU***897 |  | 10 kV | _ | LV | 400 kVA :Kiosk Substation | 0.4 | --> | 0.4 | 0.343 | 4.18 |  | --> | 0.38 | 0 | 0.004 | 0 | 0 | Constrained, otherwise capacity available =385 kW | --> | C19 ex KINGSCOURT | Kingscourt [T41,T42] | MEATH HILL |  | 53.8443 | -6.8037
MV/LV Substation TH***902 |  | 10 kV | _ | LV | 400 kVA :Kiosk Substation | 0.4 | --> | 0.4 | 0.348 | 4.18 |  | --> | 0.38 | 0 | 0.01 | 0 | 0 | Constrained, otherwise capacity available =380 kW | --> | C18 ex KINGSCOURT | Kingscourt [T41,T42] | MEATH HILL |  | 53.9075 | -6.8147
MV/LV Substation YO***911 |  | 10 kV | _ | LV | 50 kVA :Pole Substation | 0.05 | --> | 0.05 | 0.047 | 4.18 |  | --> | 0.048 | 0 | 0 | 0 | 0 | Constrained, otherwise capacity available =48 kW | --> | C18 ex KINGSCOURT | Kingscourt [T41,T42] | MEATH HILL |  | 53.9083 | -6.8037
MV/LV Substation BA***913 |  | 10 kV | _ | LV | 200 kVA :Pole Substation | 0.2 | --> | 0.2 | 0.156 | 4.18 |  | --> | 0.19 | 0 | 0 | 0 | 0 | Constrained, otherwise capacity available =196 kW | --> | C17 ex KINGSCOURT | Kingscourt [T41,T42] | MEATH HILL |  | 53.9013 | -6.6959
MV/LV Substation DR***916 |  | 10 kV | _ | LV | 50 kVA :Pole Substation | 0.05 | --> | 0.05 | 0.049 | 4.18 |  | --> | 0.048 | 0 | 0 | 0 | 0 | Constrained, otherwise capacity available =48 kW | --> | C20 ex KINGSCOURT | Kingscourt [T41,T42] | MEATH HILL |  | 53.8419 | -6.6743
MV/LV Substation SH***919 |  | 10 kV | _ | LV | 400 kVA :Kiosk Substation | 0.4 | --> | 0.4 | 0.367 | 4.18 |  | --> | 0.38 | 0 | 0.015 | 0 | 0 | Constrained, otherwise capacity available =373 kW | --> | C18 ex KINGSCOURT | Kingscourt [T41,T42] | MEATH HILL |  | 53.9096 | -6.809
MV/LV Substation ED***920 |  | 10 kV | _ | LV | 200 kVA :Pole Substation | 0.2 | --> | 0.2 | 0.169 | 4.18 |  | --> | 0.19 | 0 | 0.011 | 0 | 0 | Constrained, otherwise capacity available =186 kW | --> | C19 ex KINGSCOURT | Kingscourt [T41,T42] | MEATH HILL |  | 53.8459 | -6.8018
MV/LV Substation TI***921 |  | 10 kV | _ | LV | 400 kVA :Building Structure | 0.4 | --> | 0.4 | 0.398 | 4.18 |  | --> | 0.38 | 0 | 0 | 0 | 0 | Constrained, otherwise capacity available =380 kW | --> | C20 ex KINGSCOURT | Kingscourt [T41,T42] | MEATH HILL |  | 53.8411 | -6.6819
MV/LV Substation TH***931 |  | 10 kV | _ | LV | 400 kVA :Kiosk Substation | 0.4 | --> | 0.4 | 0.231 | 4.18 |  | --> | 0.38 | 0 | 0.017 | 0 | 0 | Constrained, otherwise capacity available =390 kW | --> | C18 ex KINGSCOURT | Kingscourt [T41,T42] | MEATH HILL |  | 53.9063 | -6.8046
MV/LV Substation DR***936 |  | 10 kV | _ | LV | 50 kVA :Pole Substation | 0.05 | --> | 0.05 | 0.042 | 4.18 |  | --> | 0.048 | 0 | 0.016 | 0 | 0 | Constrained, otherwise capacity available =37 kW | --> | C20 ex KINGSCOURT | Kingscourt [T41,T42] | MEATH HILL |  | 53.845 | -6.6654
MV/LV Substation VO***939 |  | 10 kV | _ | LV | 50 kVA :Pole Substation | 0.05 | --> | 0.05 | 0.036 | 4.18 |  | --> | 0.048 | 0 | 0 | 0 | 0 | Constrained, otherwise capacity available =49 kW | --> | C19 ex KINGSCOURT | Kingscourt [T41,T42] | MEATH HILL |  | 53.7982 | -6.7319
MV/LV Substation KI***942 |  | 10 kV | _ | LV | 50 kVA :Pole Substation | 0.05 | --> | 0.05 | 0.04 | 4.18 |  | --> | 0.048 | 0 | 0.004 | 0 | 0 | Constrained, otherwise capacity available =46 kW | --> | C18 ex KINGSCOURT | Kingscourt [T41,T42] | MEATH HILL |  | 53.8995 | -6.8073
MV/LV Substation OA***944 |  | 10 kV | _ | LV | 200 kVA :Pole Substation | 0.2 | --> | 0.2 | 0.174 | 4.18 |  | --> | 0.19 | 0 | 0.005 | 0 | 0 | Constrained, otherwise capacity available =190 kW | --> | C18 ex KINGSCOURT | Kingscourt [T41,T42] | MEATH HILL |  | 53.9137 | -6.807
MV/LV Substation CL***953 |  | 10 kV | _ | LV | 200 kVA :Kiosk Substation | 0.2 | --> | 0.2 | 0.177 | 4.18 |  | --> | 0.19 | 0 | 0 | 0 | 0 | Constrained, otherwise capacity available =193 kW | --> | C19 ex KINGSCOURT | Kingscourt [T41,T42] | MEATH HILL |  | 53.8226 | -6.7477
MV/LV Substation ME***969 |  | 10 kV | _ | LV | 100 kVA :Pole Substation | 0.1 | --> | 0.1 | 0.099 | 4.18 |  | --> | 0.095 | 0 | 0.01 | 0 | 0 | Constrained, otherwise capacity available =88 kW | --> | C17 ex KINGSCOURT | Kingscourt [T41,T42] | MEATH HILL |  | 53.8879 | -6.7129
MV/LV Substation MU***972 |  | 10 kV | _ | LV | 50 kVA :Pole Substation | 0.05 | --> | 0.05 | 0.027 | 4.18 |  | --> | 0.048 | 0 | 0 | 0 | 0 | Constrained, otherwise capacity available =51 kW | --> | C17 ex KINGSCOURT | Kingscourt [T41,T42] | MEATH HILL |  | 53.9235 | -6.7828
MV/LV Substation DE***973 |  | 10 kV | _ | LV | 50 kVA :Pole Substation | 0.05 | --> | 0.05 | 0.005 | 4.18 |  | --> | 0.048 | 0 | 0 | 0 | 0 | Constrained, otherwise capacity available =53 kW | --> | C17 ex KINGSCOURT | Kingscourt [T41,T42] | MEATH HILL |  | 53.9149 | -6.7482
MV/LV Substation DE***974 |  | 10 kV | _ | LV | 50 kVA :Pole Substation | 0.05 | --> | 0.05 | 0.05 | 4.18 |  | --> | 0.048 | 0 | 0 | 0 | 0 | Constrained, otherwise capacity available =48 kW | --> | C17 ex KINGSCOURT | Kingscourt [T41,T42] | MEATH HILL |  | 53.9155 | -6.7451
MV/LV Substation FA***985 |  | 10 kV | _ | LV | 200 kVA :Kiosk Substation | 0.2 | --> | 0.2 | 0.168 | 4.18 |  | --> | 0.19 | 0 | 0.006 | 0 | 0 | Constrained, otherwise capacity available =190 kW | --> | C18 ex KINGSCOURT | Kingscourt [T41,T42] | MEATH HILL |  | 53.9033 | -6.8103
MV/LV Substation ER***986 |  | 10 kV | _ | LV | 400 kVA :Kiosk Substation | 0.4 | --> | 0.4 | 0.347 | 4.18 |  | --> | 0.38 | 0 | 0.002 | 0 | 0 | Constrained, otherwise capacity available =386 kW | --> | C18 ex KINGSCOURT | Kingscourt [T41,T42] | MEATH HILL |  | 53.9003 | -6.8017
MV/LV Substation BR***988 |  | 10 kV | _ | LV | 100 kVA :Pole Substation | 0.1 | --> | 0.1 | 0.072 | 4.18 |  | --> | 0.095 | 0 | 0.006 | 0 | 0 | Constrained, otherwise capacity available =94 kW | --> | C18 ex KINGSCOURT | Kingscourt [T41,T42] | MEATH HILL |  | 53.9083 | -6.8147
MV/LV Substation TH***990 |  | 10 kV | _ | LV | 400 kVA :Building Structure | 0.4 | --> | 0.4 | 0.258 | 4.18 |  | --> | 0.38 | 0 | 0 | 0 | 0 | Constrained, otherwise capacity available =399 kW | --> | C19 ex KINGSCOURT | Kingscourt [T41,T42] | MEATH HILL |  | 53.8717 | -6.7877
MV/LV Substation CO***001 |  | 10 kV | _ | LV | 400 kVA :Building Structure | 0.4 | --> | 0.4 | 0 | 0 | Constrained, otherwise capacity available =59 kVA | --> | 0.38 | 0 | 0.041 | 0 | 0 | Constrained, otherwise capacity available =392 kW | --> | C16 ex CLOONLOUGH | Cloonlough [T41,T42] | BARRYMORE |  | 52.2655 | -8.2689
MV/LV Substation CL***002 |  | 10 kV | _ | LV | 630 kVA :Kiosk Substation | 0.63 | --> | 0.63 | 0.222 | 0.22 | Constrained, otherwise capacity available =245 kVA | --> | 0.598 | 0 | 0.05 | 0 | 0 | Constrained, otherwise capacity available =612 kW | --> | C11 ex KILSHANNY | Kilshanny [T41,T42] | CAHIR |  | 52.2692 | -8.2697
MV/LV Substation BA***006 |  | 10 kV | _ | LV | 100 kVA :Pole Substation | 0.1 | --> | 0.1 | 0.068 | 0.22 |  | --> | 0.095 | 0 | 0.009 | 0 | 0 | Constrained, otherwise capacity available =93 kW | --> | C11 ex KILSHANNY | Kilshanny [T41,T42] | CAHIR |  | 52.2717 | -8.2666
MV/LV Substation YO***007Y |  | 20 kV | _ | LV | 50 kVA :Pole Substation | 0.05 | --> | 0.05 | 0 | 0 | Constrained, otherwise capacity available =49 kVA | --> | 0.048 | 0 | 0 | 0 | 0 | Constrained, otherwise capacity available =48 kW | --> | C15 ex CLOONLOUGH | Cloonlough [T41,T42] | BARRYMORE |  | 52.2461 | -8.3645
MV/LV Substation LU***008Y |  | 10 kV | _ | LV | 200 kVA :Kiosk Substation | 0.2 | --> | 0.2 | 0.17 | 0.22 |  | --> | 0.19 | 0 | 0.005 | 0 | 0 | Constrained, otherwise capacity available =190 kW | --> | C11 ex KILSHANNY | Kilshanny [T41,T42] | CAHIR |  | 52.2731 | -8.2664
MV/LV Substation GE***010 |  | 10 kV | _ | LV | 200 kVA :Pole Substation | 0.2 | --> | 0.2 | 0 | 0 | Constrained, otherwise capacity available =86 kVA | --> | 0.19 | 0 | 0.028 | 0 | 0 | Constrained, otherwise capacity available =184 kW | --> | C16 ex CLOONLOUGH | Cloonlough [T41,T42] | BARRYMORE |  | 52.2654 | -8.2757
MV/LV Substation OL***015 |  | 10 kV | _ | LV | 400 kVA :Building Structure | 0.4 | --> | 0.4 | 0.222 | 0.22 | Constrained, otherwise capacity available =393 kVA | --> | 0.38 | 0 | 0 | 0 | 0 | Constrained, otherwise capacity available =381 kW | --> | C11 ex KILSHANNY | Kilshanny [T41,T42] | CAHIR |  | 52.2694 | -8.2541
MV/LV Substation SE***016 |  | 10 kV | _ | LV | 100 kVA :Pole Substation | 0.1 | --> | 0.1 | 0 | 0 | Constrained, otherwise capacity available =77 kVA | --> | 0.095 | 0 | 0 | 0 | 0 | Constrained, otherwise capacity available =98 kW | --> | C11 ex CLOONLOUGH | Cloonlough [T41,T42] | BARRYMORE |  | 52.2718 | -8.2792
MV/LV Substation MI***022 |  | 10 kV | _ | LV | 400 kVA :Kiosk Substation | 0.4 | --> | 0.4 | 0 | 0 | Constrained, otherwise capacity available =302 kVA | --> | 0.38 | 0 | 0.022 | 0 | 0 | Constrained, otherwise capacity available =377 kW | --> | C16 ex CLOONLOUGH | Cloonlough [T41,T42] | BARRYMORE |  | 52.2625 | -8.275
MV/LV Substation KI***024 |  | 10 kV | _ | LV | 200 kVA :Pole Substation | 0.2 | --> | 0.2 | 0 | 0 | Constrained, otherwise capacity available =166 kVA | --> | 0.19 | 0 | 0.009 | 0 | 0 | Constrained, otherwise capacity available =188 kW | --> | C11 ex CLOONLOUGH | Cloonlough [T41,T42] | BARRYMORE |  | 52.27 | -8.2757
MV/LV Substation BE***027Y |  | 20 kV | _ | LV | 400 kVA :Kiosk Substation | 0.4 | --> | 0.4 | 0 | 0 | Constrained, otherwise capacity available =339 kVA | --> | 0.38 | 0 | 0.022 | 0 | 0 | Constrained, otherwise capacity available =372 kW | --> | C15 ex CLOONLOUGH | Cloonlough [T41,T42] | BARRYMORE |  | 52.2479 | -8.4292
MV/LV Substation EF***030Y |  | 20 kV | _ | LV | 200 kVA :Kiosk Substation | 0.2 | --> | 0.2 | 0.159 | 0.22 |  | --> | 0.19 | 0 | 0.01 | 0 | 0 | Constrained, otherwise capacity available =188 kW | --> | C16 ex KILSHANNY | Kilshanny [T41,T42] | CAHIR |  | 52.2682 | -8.0992
MV/LV Substation LI***032Y |  | 10 kV | _ | LV | 400 kVA :Kiosk Substation | 0.4 | --> | 0.4 | 0 | 0 | Constrained, otherwise capacity available =197 kVA | --> | 0.38 | 0 | 0.016 | 0 | 0 | Constrained, otherwise capacity available =395 kW | --> | C20 ex CLOONLOUGH | Cloonlough [T41,T42] | BARRYMORE |  | 52.262 | -8.271
MV/LV Substation NU***033Y |  | 20 kV | _ | LV | 200 kVA :Kiosk Substation | 0.2 | --> | 0.2 | 0 | 0 | Constrained, otherwise capacity available =146 kVA | --> | 0.19 | 0 | 0 | 0 | 0 | Constrained, otherwise capacity available =197 kW | --> | C15 ex CLOONLOUGH | Cloonlough [T41,T42] | BARRYMORE |  | 52.2533 | -8.4369
MV/LV Substation MC***044Y |  | 10 kV | _ | LV | 50 kVA :Pole Substation | 0.05 | --> | 0.05 | 0 | 0 | Constrained, otherwise capacity available =49 kVA | --> | 0.048 | 0 | 0 | 0 | 0 | Constrained, otherwise capacity available =48 kW | --> | C16 ex CLOONLOUGH | Cloonlough [T41,T42] | BARRYMORE |  | 52.2636 | -8.2809
MV/LV Substation MI***045 |  | 10 kV | _ | LV | 100 kVA :Pole Substation | 0.1 | --> | 0.1 | 0.068 | 0.22 |  | --> | 0.095 | 0 | 0.007 | 0 | 0 | Constrained, otherwise capacity available =94 kW | --> | C11 ex KILSHANNY | Kilshanny [T41,T42] | CAHIR |  | 52.2645 | -8.2632
MV/LV Substation HI***045Y |  | 10 kV | _ | LV | 50 kVA :Pole Substation | 0.05 | --> | 0.05 | 0.05 | 0.22 |  | --> | 0.048 | 0 | 0 | 0 | 0 | Constrained, otherwise capacity available =48 kW | --> | C15 ex KILSHANNY | Kilshanny [T41,T42] | CAHIR |  | 52.2781 | -8.2497
MV/LV Substation KI***046Y |  | 20 kV | _ | LV | 200 kVA :Kiosk Substation | 0.2 | --> | 0.2 | 0 | 0 | Constrained, otherwise capacity available =191 kVA | --> | 0.19 | 0 | 0 | 0 | 0 | Constrained, otherwise capacity available =191 kW | --> | C15 ex CLOONLOUGH | Cloonlough [T41,T42] | BARRYMORE |  | 52.2443 | -8.4242
MV/LV Substation KI***049 |  | 20 kV | _ | LV | 200 kVA :Pole Substation | 0.2 | --> | 0.2 | 0.2 | 0.22 |  | --> | 0.19 | 0 | 0 | 0 | 0 | Constrained, otherwise capacity available =190 kW | --> | C16 ex KILSHANNY | Kilshanny [T41,T42] | CAHIR |  | 52.2463 | -8.2424
MV/LV Substation FI***053Y |  | 10 kV | _ | LV | 200 kVA :Kiosk Substation | 0.2 | --> | 0.2 | 0 | 0 | Constrained, otherwise capacity available =177 kVA | --> | 0.19 | 0 | 0 | 0 | 0 | Constrained, otherwise capacity available =193 kW | --> | C11 ex CLOONLOUGH | Cloonlough [T41,T42] | BARRYMORE |  | 52.275 | -8.2721
MV/LV Substation FA***076Y |  | 10 kV | _ | LV | 400 kVA :Kiosk Substation | 0.4 | --> | 0.4 | 0 | 0 | Constrained, otherwise capacity available =302 kVA | --> | 0.38 | 0 | 0 | 0 | 0 | Constrained, otherwise capacity available =393 kW | --> | C16 ex CLOONLOUGH | Cloonlough [T41,T42] | BARRYMORE |  | 52.2631 | -8.2819
MV/LV Substation FA***077Y |  | 10 kV | _ | LV | 400 kVA :Kiosk Substation | 0.4 | --> | 0.4 | 0 | 0 | Constrained, otherwise capacity available =400 kVA | --> | 0.38 | 0 | 0 | 0 | 0 | Constrained, otherwise capacity available =380 kW | --> | C16 ex CLOONLOUGH | Cloonlough [T41,T42] | BARRYMORE |  | 52.2614 | -8.2807
MV/LV Substation PA***078Y |  | 10 kV | _ | LV | 400 kVA :Kiosk Substation | 0.4 | --> | 0.4 | 0 | 0 | Constrained, otherwise capacity available =338 kVA | --> | 0.38 | 0 | 0.005 | 0 | 0 | Constrained, otherwise capacity available =385 kW | --> | C16 ex CLOONLOUGH | Cloonlough [T41,T42] | BARRYMORE |  | 52.2616 | -8.2786
MV/LV Substation CU***080 |  | 10 kV | _ | LV | 100 kVA :Pole Substation | 0.1 | --> | 0.1 | 0.094 | 0.22 |  | --> | 0.095 | 0 | 0 | 0 | 0 | Constrained, otherwise capacity available =96 kW | --> | C15 ex KILSHANNY | Kilshanny [T41,T42] | CAHIR |  | 52.2825 | -8.2514
MV/LV Substation BA***085 |  | 10 kV | _ | LV | 100 kVA :Pole Substation | 0.1 | --> | 0.1 | 0 | 0 | Constrained, otherwise capacity available =97 kVA | --> | 0.095 | 0 | 0.001 | 0 | 0 | Constrained, otherwise capacity available =95 kW | --> | C20 ex CLOONLOUGH | Cloonlough [T41,T42] | BARRYMORE |  | 52.258 | -8.2577
MV/LV Substation KI***108 |  | 10 kV | _ | LV | 50 kVA :Pole Substation | 0.05 | --> | 0.05 | 0 | 0 | Constrained, otherwise capacity available =47 kVA | --> | 0.048 | 0 | 0 | 0 | 0 | Constrained, otherwise capacity available =48 kW | --> | C16 ex CLOONLOUGH | Cloonlough [T41,T42] | BARRYMORE |  | 52.2641 | -8.2779
MV/LV Substation RO***112 |  | 10 kV | _ | LV | 400 kVA :Kiosk Substation | 0.4 | --> | 0.4 | 0 | 0 | Constrained, otherwise capacity available =239 kVA | --> | 0.38 | 0 | 0 | 0 | 0 | Constrained, otherwise capacity available =401 kW | --> | C16 ex CLOONLOUGH | Cloonlough [T41,T42] | BARRYMORE |  | 52.267 | -8.2703
MV/LV Substation QU***118 |  | 20 kV | _ | LV | 100 kVA :Pole Substation | 0.1 | --> | 0.1 | 0 | 0 | Constrained, otherwise capacity available =96 kVA | --> | 0.095 | 0 | 0 | 0 | 0 | Constrained, otherwise capacity available =96 kW | --> | C15 ex CLOONLOUGH | Cloonlough [T41,T42] | BARRYMORE |  | 52.2809 | -8.497
MV/LV Substation QU***121Y |  | 10 kV | _ | LV | 50 kVA :Pole Substation | 0.05 | --> | 0.05 | 0 | 0 | Constrained, otherwise capacity available =49 kVA | --> | 0.048 | 0 | 0 | 0 | 0 | Constrained, otherwise capacity available =48 kW | --> | C20 ex CLOONLOUGH | Cloonlough [T41,T42] | BARRYMORE |  | 52.2334 | -8.2757
MV/LV Substation GA***125 |  | 10 kV | _ | LV | 50 kVA :Pole Substation | 0.05 | --> | 0.05 | 0 | 0 | Constrained, otherwise capacity available =47 kVA | --> | 0.048 | 0 | 0 | 0 | 0 | Constrained, otherwise capacity available =48 kW | --> | C11 ex CLOONLOUGH | Cloonlough [T41,T42] | BARRYMORE |  | 52.2906 | -8.2805
MV/LV Substation HI***130Y |  | 20 kV | _ | LV | 400 kVA :Kiosk Substation | 0.4 | --> | 0.4 | 0 | 0 | Constrained, otherwise capacity available =290 kVA | --> | 0.38 | 0 | 0.019 | 0 | 0 | Constrained, otherwise capacity available =381 kW | --> | C15 ex CLOONLOUGH | Cloonlough [T41,T42] | BARRYMORE |  | 52.245 | -8.4309
MV/LV Substation DR***133 |  | 20 kV | _ | LV | 50 kVA :Pole Substation | 0.05 | --> | 0.05 | 0 | 0 | Constrained, otherwise capacity available =39 kVA | --> | 0.048 | 0 | 0 | 0 | 0 | Constrained, otherwise capacity available =49 kW | --> | C15 ex CLOONLOUGH | Cloonlough [T41,T42] | BARRYMORE |  | 52.2656 | -8.4684
MV/LV Substation AR***135Y |  | 10 kV | _ | LV | 200 kVA :Kiosk Substation | 0.2 | --> | 0.2 | 0 | 0 | Constrained, otherwise capacity available =178 kVA | --> | 0.19 | 0 | 0.015 | 0 | 0 | Constrained, otherwise capacity available =182 kW | --> | C11 ex CLOONLOUGH | Cloonlough [T41,T42] | BARRYMORE |  | 52.2594 | -8.2814
MV/LV Substation CA***145 |  | 20 kV | _ | LV | 50 kVA :Pole Substation | 0.05 | --> | 0.05 | 0.045 | 0.22 |  | --> | 0.048 | 0 | 0 | 0 | 0 | Constrained, otherwise capacity available =48 kW | --> | C16 ex KILSHANNY | Kilshanny [T41,T42] | CAHIR |  | 52.2958 | -8.2044
MV/LV Substation AL***146Y |  | 10 kV | _ | LV | 200 kVA :Kiosk Substation | 0.2 | --> | 0.2 | 0 | 0 | Constrained, otherwise capacity available =131 kVA | --> | 0.19 | 0 | 0 | 0 | 0 | Constrained, otherwise capacity available =199 kW | --> | C11 ex CLOONLOUGH | Cloonlough [T41,T42] | BARRYMORE |  | 52.2706 | -8.2711
MV/LV Substation O ***149Y |  | 10 kV | _ | LV | 200 kVA :Kiosk Substation | 0.2 | --> | 0.2 | 0 | 0 | Constrained, otherwise capacity available =181 kVA | --> | 0.19 | 0 | 0 | 0 | 0 | Constrained, otherwise capacity available =193 kW | --> | C20 ex CLOONLOUGH | Cloonlough [T41,T42] | BARRYMORE |  | 52.2601 | -8.2726
MV/LV Substation KN***151 |  | 20 kV | _ | LV | 400 kVA :Kiosk Substation | 0.4 | --> | 0.4 | 0.222 | 0.22 | Constrained, otherwise capacity available =311 kVA | --> | 0.38 | 0 | 0 | 0 | 0 | Constrained, otherwise capacity available =392 kW | --> | C16 ex KILSHANNY | Kilshanny [T41,T42] | CAHIR |  | 52.275 | -8.2056
MV/LV Substation BA***153 |  | 20 kV | _ | LV | 50 kVA :Pole Substation | 0.05 | --> | 0.05 | 0 | 0 | Constrained, otherwise capacity available =28 kVA | --> | 0.048 | 0 | 0.011 | 0 | 0 | Constrained, otherwise capacity available =42 kW | --> | C15 ex CLOONLOUGH | Cloonlough [T41,T42] | BARRYMORE |  | 52.2384 | -8.3707
MV/LV Substation ME***159Y |  | 20 kV | _ | LV | 200 kVA :Kiosk Substation | 0.2 | --> | 0.2 | 0.16 | 0.22 |  | --> | 0.19 | 0 | 0.015 | 0 | 0 | Constrained, otherwise capacity available =184 kW | --> | C16 ex KILSHANNY | Kilshanny [T41,T42] | CAHIR |  | 52.2679 | -8.1054
MV/LV Substation SC***163Y |  | 20 kV | _ | LV | 50 kVA :Pole Substation | 0.05 | --> | 0.05 | 0 | 0 | Constrained, otherwise capacity available =47 kVA | --> | 0.048 | 0 | 0 | 0 | 0 | Constrained, otherwise capacity available =48 kW | --> | C15 ex CLOONLOUGH | Cloonlough [T41,T42] | BARRYMORE |  | 52.2415 | -8.4216
MV/LV Substation DR***167Y |  | 20 kV | _ | LV | 50 kVA :Pole Substation | 0.05 | --> | 0.05 | 0 | 0 | Constrained, otherwise capacity available =48 kVA | --> | 0.048 | 0 | 0.005 | 0 | 0 | Constrained, otherwise capacity available =44 kW | --> | C15 ex CLOONLOUGH | Cloonlough [T41,T42] | BARRYMORE |  | 52.2667 | -8.471
MV/LV Substation BU***168Y |  | 10 kV | _ | LV | 400 kVA :Kiosk Substation | 0.4 | --> | 0.4 | 0.222 | 0.22 | Constrained, otherwise capacity available =271 kVA | --> | 0.38 | 0 | 0 | 0 | 0 | Constrained, otherwise capacity available =397 kW | --> | C15 ex KILSHANNY | Kilshanny [T41,T42] | CAHIR |  | 52.2768 | -8.2689
MV/LV Substation BP***169Y |  | 20 kV | _ | LV | 100 kVA :Pole Substation | 0.1 | --> | 0.1 | 0.098 | 0.22 |  | --> | 0.095 | 0 | 0 | 0 | 0 | Constrained, otherwise capacity available =95 kW | --> | C16 ex KILSHANNY | Kilshanny [T41,T42] | CAHIR |  | 52.2723 | -8.0982
MV/LV Substation FL***173Y |  | 20 kV | _ | LV | 50 kVA :Pole Substation | 0.05 | --> | 0.05 | 0 | 0 | Constrained, otherwise capacity available =38 kVA | --> | 0.048 | 0 | 0.03 | 0 | 0 | Constrained, otherwise capacity available =27 kW | --> | C15 ex CLOONLOUGH | Cloonlough [T41,T42] | BARRYMORE |  | 52.2384 | -8.3234
MV/LV Substation BR***174Y |  | 10 kV | _ | LV | 50 kVA :Pole Substation | 0.05 | --> | 0.05 | 0 | 0 | Constrained, otherwise capacity available =41 kVA | --> | 0.048 | 0 | 0.006 | 0 | 0 | Constrained, otherwise capacity available =44 kW | --> | C20 ex CLOONLOUGH | Cloonlough [T41,T42] | BARRYMORE |  | 52.2555 | -8.2648
MV/LV Substation GO***175Y |  | 10 kV | _ | LV | 50 kVA :Pole Substation | 0.05 | --> | 0.05 | 0 | 0 | Constrained, otherwise capacity available =44 kVA | --> | 0.048 | 0 | 0 | 0 | 0 | Constrained, otherwise capacity available =48 kW | --> | C20 ex CLOONLOUGH | Cloonlough [T41,T42] | BARRYMORE |  | 52.2403 | -8.2756
MV/LV Substation BA***182Y |  | 10 kV | _ | LV | 50 kVA :Pole Substation | 0.05 | --> | 0.05 | 0 | 0 | Constrained, otherwise capacity available =44 kVA | --> | 0.048 | 0 | 0 | 0 | 0 | Constrained, otherwise capacity available =48 kW | --> | C20 ex CLOONLOUGH | Cloonlough [T41,T42] | BARRYMORE |  | 52.207 | -8.27
MV/LV Substation BA***190Y |  | 10 kV | _ | LV | 50 kVA :Pole Substation | 0.05 | --> | 0.05 | 0 | 0 | Constrained, otherwise capacity available =31 kVA | --> | 0.048 | 0 | 0.01 | 0 | 0 | Constrained, otherwise capacity available =43 kW | --> | C20 ex CLOONLOUGH | Cloonlough [T41,T42] | BARRYMORE |  | 52.2501 | -8.2727
MV/LV Substation CU***192Y |  | 20 kV | _ | LV | 50 kVA :Pole Substation | 0.05 | --> | 0.05 | 0 | 0 | Constrained, otherwise capacity available =47 kVA | --> | 0.048 | 0 | 0 | 0 | 0 | Constrained, otherwise capacity available =48 kW | --> | C15 ex CLOONLOUGH | Cloonlough [T41,T42] | BARRYMORE |  | 52.2474 | -8.3011
MV/LV Substation CL***199Y |  | 20 kV | _ | LV | 50 kVA :Pole Substation | 0.05 | --> | 0.05 | 0 | 0 | Constrained, otherwise capacity available =50 kVA | --> | 0.048 | 0 | 0 | 0 | 0 | Constrained, otherwise capacity available =48 kW | --> | C15 ex CLOONLOUGH | Cloonlough [T41,T42] | BARRYMORE |  | 52.2582 | -8.341
MV/LV Substation BA***204 |  | 20 kV | _ | LV | 200 kVA :Pole Substation | 0.2 | --> | 0.2 | 0.146 | 0.22 |  | --> | 0.19 | 0 | 0.026 | 0 | 0 | Constrained, otherwise capacity available =178 kW | --> | C16 ex KILSHANNY | Kilshanny [T41,T42] | CAHIR |  | 52.2708 | -8.0964
MV/LV Substation BA***205 |  | 20 kV | _ | LV | 50 kVA :Pole Substation | 0.05 | --> | 0.05 | 0.025 | 0.22 |  | --> | 0.048 | 0 | 0 | 0 | 0 | Constrained, otherwise capacity available =51 kW | --> | C16 ex KILSHANNY | Kilshanny [T41,T42] | CAHIR |  | 52.2728 | -8.0984
MV/LV Substation BL***210Y |  | 20 kV | _ | LV | 50 kVA :Pole Substation | 0.05 | --> | 0.05 | 0 | 0 | Constrained, otherwise capacity available =49 kVA | --> | 0.048 | 0 | 0 | 0 | 0 | Constrained, otherwise capacity available =48 kW | --> | C15 ex CLOONLOUGH | Cloonlough [T41,T42] | BARRYMORE |  | 52.247 | -8.3647
MV/LV Substation BA***213Y |  | 20 kV | _ | LV | 50 kVA :Pole Substation | 0.05 | --> | 0.05 | 0 | 0 | Constrained, otherwise capacity available =35 kVA | --> | 0.048 | 0 | 0 | 0 | 0 | Constrained, otherwise capacity available =50 kW | --> | C15 ex CLOONLOUGH | Cloonlough [T41,T42] | BARRYMORE |  | 52.2326 | -8.3618
MV/LV Substation NE***220 |  | 20 kV | _ | LV | 50 kVA :Pole Substation | 0.05 | --> | 0.05 | 0.039 | 0.22 |  | --> | 0.048 | 0 | 0.006 | 0 | 0 | Constrained, otherwise capacity available =44 kW | --> | C16 ex KILSHANNY | Kilshanny [T41,T42] | CAHIR |  | 52.2699 | -8.1092
MV/LV Substation KI***237 |  | 20 kV | _ | LV | 50 kVA :Pole Substation | 0.05 | --> | 0.05 | 0.041 | 0.22 |  | --> | 0.048 | 0 | 0 | 0 | 0 | Constrained, otherwise capacity available =49 kW | --> | C16 ex KILSHANNY | Kilshanny [T41,T42] | CAHIR |  | 52.2695 | -8.1256
MV/LV Substation DA***238 |  | 20 kV | _ | LV | 50 kVA :Pole Substation | 0.05 | --> | 0.05 | 0.045 | 0.22 |  | --> | 0.048 | 0 | 0.011 | 0 | 0 | Constrained, otherwise capacity available =40 kW | --> | C16 ex KILSHANNY | Kilshanny [T41,T42] | CAHIR |  | 52.2715 | -8.1213
MV/LV Substation DA***246 |  | 20 kV | _ | LV | 50 kVA :Pole Substation | 0.05 | --> | 0.05 | 0.042 | 0.22 |  | --> | 0.048 | 0 | 0 | 0 | 0 | Constrained, otherwise capacity available =48 kW | --> | C16 ex KILSHANNY | Kilshanny [T41,T42] | CAHIR |  | 52.2768 | -8.1313
MV/LV Substation CO***250 |  | 20 kV | _ | LV | 50 kVA :Pole Substation | 0.05 | --> | 0.05 | 0.047 | 0.22 |  | --> | 0.048 | 0 | 0 | 0 | 0 | Constrained, otherwise capacity available =48 kW | --> | C16 ex KILSHANNY | Kilshanny [T41,T42] | CAHIR |  | 52.2848 | -8.1458
MV/LV Substation SK***271 |  | 20 kV | _ | LV | 50 kVA :Pole Substation | 0.05 | --> | 0.05 | 0.044 | 0.22 |  | --> | 0.048 | 0 | 0.006 | 0 | 0 | Constrained, otherwise capacity available =44 kW | --> | C16 ex KILSHANNY | Kilshanny [T41,T42] | CAHIR |  | 52.3051 | -8.1331
MV/LV Substation CO***277 |  | 20 kV | _ | LV | 50 kVA :Pole Substation | 0.05 | --> | 0.05 | 0.047 | 0.22 |  | --> | 0.048 | 0 | 0.005 | 0 | 0 | Constrained, otherwise capacity available =44 kW | --> | C16 ex KILSHANNY | Kilshanny [T41,T42] | CAHIR |  | 52.3053 | -8.1087
MV/LV Substation CO***280 |  | 20 kV | _ | LV | 50 kVA :Pole Substation | 0.05 | --> | 0.05 | 0.036 | 0.22 |  | --> | 0.048 | 0 | 0 | 0 | 0 | Constrained, otherwise capacity available =49 kW | --> | C16 ex KILSHANNY | Kilshanny [T41,T42] | CAHIR |  | 52.3025 | -8.1041
MV/LV Substation CO***281 |  | 20 kV | _ | LV | 50 kVA :Pole Substation | 0.05 | --> | 0.05 | 0.04 | 0.22 |  | --> | 0.048 | 0 | 0 | 0 | 0 | Constrained, otherwise capacity available =49 kW | --> | C16 ex KILSHANNY | Kilshanny [T41,T42] | CAHIR |  | 52.2998 | -8.1002
MV/LV Substation LO***304 |  | 20 kV | _ | LV | 50 kVA :Pole Substation | 0.05 | --> | 0.05 | 0.042 | 0.22 |  | --> | 0.048 | 0 | 0 | 0 | 0 | Constrained, otherwise capacity available =49 kW | --> | C16 ex KILSHANNY | Kilshanny [T41,T42] | CAHIR |  | 52.3116 | -8.1828
MV/LV Substation CA***306 |  | 20 kV | _ | LV | 100 kVA :Pole Substation | 0.1 | --> | 0.1 | 0.089 | 0.22 |  | --> | 0.095 | 0 | 0 | 0 | 0 | Constrained, otherwise capacity available =96 kW | --> | C16 ex KILSHANNY | Kilshanny [T41,T42] | CAHIR |  | 52.3149 | -8.1864
MV/LV Substation KN***342 |  | 20 kV | _ | LV | 50 kVA :Pole Substation | 0.05 | --> | 0.05 | 0.037 | 0.22 |  | --> | 0.048 | 0 | 0 | 0 | 0 | Constrained, otherwise capacity available =49 kW | --> | C16 ex KILSHANNY | Kilshanny [T41,T42] | CAHIR |  | 52.2655 | -8.1439
MV/LV Substation CO***4009 |  | 20 kV | _ | LV | 50 kVA :Pole Substation | 0.05 | --> | 0.05 | 0.05 | 0.22 |  | --> | 0.048 | 0 | 0 | 0 | 0 | Constrained, otherwise capacity available =48 kW | --> | C16 ex KILSHANNY | Kilshanny [T41,T42] | CAHIR |  | 52.2975 | -8.102
MV/LV Substation MU***401 |  | 10 kV | _ | LV | 100 kVA :Pole Substation | 0.1 | --> | 0.1 | 0 | 0 | Constrained, otherwise capacity available =59 kVA | --> | 0.095 | 0 | 0.018 | 0 | 0 | Constrained, otherwise capacity available =87 kW | --> | C20 ex CLOONLOUGH | Cloonlough [T41,T42] | BARRYMORE |  | 52.2649 | -8.2596
MV/LV Substation BR***402 |  | 10 kV | _ | LV | 50 kVA :Pole Substation | 0.05 | --> | 0.05 | 0 | 0 | Constrained, otherwise capacity available =32 kVA | --> | 0.048 | 0 | 0.015 | 0 | 0 | Constrained, otherwise capacity available =39 kW | --> | C20 ex CLOONLOUGH | Cloonlough [T41,T42] | BARRYMORE |  | 52.2606 | -8.2611
MV/LV Substation TA***4035 |  | 20 kV | _ | LV | 50 kVA :Pole Substation | 0.05 | --> | 0.05 | 0 | 0 | Constrained, otherwise capacity available =40 kVA | --> | 0.048 | 0 | 0 | 0 | 0 | Constrained, otherwise capacity available =49 kW | --> | C15 ex CLOONLOUGH | Cloonlough [T41,T42] | BARRYMORE |  | 52.2503 | -8.4637
MV/LV Substation DI***4041 |  | 10 kV | _ | LV | 100 kVA :Pole Substation | 0.1 | --> | 0.1 | 0 | 0 | Constrained, otherwise capacity available =93 kVA | --> | 0.095 | 0 | 0 | 0 | 0 | Constrained, otherwise capacity available =96 kW | --> | C20 ex CLOONLOUGH | Cloonlough [T41,T42] | BARRYMORE |  | 52.2216 | -8.259
MV/LV Substation BA***4086 |  | 20 kV | _ | LV | 50 kVA :Pole Substation | 0.05 | --> | 0.05 | 0.035 | 0.22 |  | --> | 0.048 | 0 | 0 | 0 | 0 | Constrained, otherwise capacity available =50 kW | --> | C16 ex KILSHANNY | Kilshanny [T41,T42] | CAHIR |  | 52.2649 | -8.2333
MV/LV Substation TU***4089 |  | 10 kV | _ | LV | 50 kVA :Pole Substation | 0.05 | --> | 0.05 | 0 | 0 | Constrained, otherwise capacity available =44 kVA | --> | 0.048 | 0 | 0 | 0 | 0 | Constrained, otherwise capacity available =48 kW | --> | C20 ex CLOONLOUGH | Cloonlough [T41,T42] | BARRYMORE |  | 52.2446 | -8.2633
MV/LV Substation BA***4101 |  | 20 kV | _ | LV | 50 kVA :Pole Substation | 0.05 | --> | 0.05 | 0 | 0 | Constrained, otherwise capacity available =50 kVA | --> | 0.048 | 0 | 0 | 0 | 0 | Constrained, otherwise capacity available =48 kW | --> | C15 ex CLOONLOUGH | Cloonlough [T41,T42] | BARRYMORE |  | 52.2457 | -8.35
MV/LV Substation OD***4141 |  | 20 kV | _ | LV | 50 kVA :Pole Substation | 0.05 | --> | 0.05 | 0.05 | 0.22 |  | --> | 0.048 | 0 | 0 | 0 | 0 | Constrained, otherwise capacity available =48 kW | --> | C16 ex KILSHANNY | Kilshanny [T41,T42] | CAHIR |  | 52.2523 | -8.1928
MV/LV Substation KI***415 |  | 10 kV | _ | LV | 200 kVA :Kiosk Substation | 0.2 | --> | 0.2 | 0 | 0 | Constrained, otherwise capacity available =157 kVA | --> | 0.19 | 0 | 0.05 | 0 | 0 | Constrained, otherwise capacity available =159 kW | --> | C20 ex CLOONLOUGH | Cloonlough [T41,T42] | BARRYMORE |  | 52.2134 | -8.2723
MV/LV Substation KN***416 |  | 10 kV | _ | LV | 50 kVA :Pole Substation | 0.05 | --> | 0.05 | 0 | 0 | Constrained, otherwise capacity available =49 kVA | --> | 0.048 | 0 | 0 | 0 | 0 | Constrained, otherwise capacity available =48 kW | --> | C20 ex CLOONLOUGH | Cloonlough [T41,T42] | BARRYMORE |  | 52.2129 | -8.2835
MV/LV Substation KN***4162 |  | 20 kV | _ | LV | 50 kVA :Pole Substation | 0.05 | --> | 0.05 | 0.045 | 0.22 |  | --> | 0.048 | 0 | 0 | 0 | 0 | Constrained, otherwise capacity available =48 kW | --> | C16 ex KILSHANNY | Kilshanny [T41,T42] | CAHIR |  | 52.2716 | -8.2148
MV/LV Substation CO***4178 |  | 10 kV | _ | LV | 50 kVA :Pole Substation | 0.05 | --> | 0.05 | 0.048 | 0.22 |  | --> | 0.048 | 0 | 0 | 0 | 0 | Constrained, otherwise capacity available =48 kW | --> | C15 ex KILSHANNY | Kilshanny [T41,T42] | CAHIR |  | 52.2849 | -8.245
MV/LV Substation GU***4197 |  | 20 kV | _ | LV | 50 kVA :Pole Substation | 0.05 | --> | 0.05 | 0.05 | 0.22 |  | --> | 0.048 | 0 | 0 | 0 | 0 | Constrained, otherwise capacity available =48 kW | --> | C16 ex KILSHANNY | Kilshanny [T41,T42] | CAHIR |  | 52.2713 | -8.1801
MV/LV Substation GA***4198 |  | 20 kV | _ | LV | 50 kVA :Pole Substation | 0.05 | --> | 0.05 | 0.045 | 0.22 |  | --> | 0.048 | 0 | 0 | 0 | 0 | Constrained, otherwise capacity available =48 kW | --> | C16 ex KILSHANNY | Kilshanny [T41,T42] | CAHIR |  | 52.3113 | -8.1847
MV/LV Substation LI***4201 |  | 10 kV | _ | LV | 400 kVA :Building Structure | 0.4 | --> | 0.4 | 0 | 0 | Constrained, otherwise capacity available =310 kVA | --> | 0.38 | 0 | 0 | 0 | 0 | Constrained, otherwise capacity available =392 kW | --> | C20 ex CLOONLOUGH | Cloonlough [T41,T42] | BARRYMORE |  | 52.2612 | -8.2705
MV/LV Substation TU***4213 |  | 10 kV | _ | LV | 50 kVA :Pole Substation | 0.05 | --> | 0.05 | 0 | 0 | Constrained, otherwise capacity available =50 kVA | --> | 0.048 | 0 | 0 | 0 | 0 | Constrained, otherwise capacity available =48 kW | --> | C20 ex CLOONLOUGH | Cloonlough [T41,T42] | BARRYMORE |  | 52.2352 | -8.2738
MV/LV Substation BA***4216 |  | 10 kV | _ | LV | 50 kVA :Pole Substation | 0.05 | --> | 0.05 | 0.047 | 0.22 |  | --> | 0.048 | 0 | 0.005 | 0 | 0 | Constrained, otherwise capacity available =44 kW | --> | C11 ex KILSHANNY | Kilshanny [T41,T42] | CAHIR |  | 52.2674 | -8.2497
MV/LV Substation FI***4221 |  | 10 kV | _ | LV | 400 kVA :Kiosk Substation | 0.4 | --> | 0.4 | 0 | 0 | Constrained, otherwise capacity available =400 kVA | --> | 0.38 | 0 | 0 | 0 | 0 | Constrained, otherwise capacity available =380 kW | --> | C20 ex CLOONLOUGH | Cloonlough [T41,T42] | BARRYMORE |  | 52.2603 | -8.2636
MV/LV Substation CA***458 |  | 20 kV | _ | LV | 100 kVA :Pole Substation | 0.1 | --> | 0.1 | 0 | 0 | Constrained, otherwise capacity available =94 kVA | --> | 0.095 | 0 | 0 | 0 | 0 | Constrained, otherwise capacity available =96 kW | --> | C15 ex CLOONLOUGH | Cloonlough [T41,T42] | BARRYMORE |  | 52.2413 | -8.3429
MV/LV Substation GL***461 |  | 20 kV | _ | LV | 50 kVA :Pole Substation | 0.05 | --> | 0.05 | 0 | 0 | Constrained, otherwise capacity available =37 kVA | --> | 0.048 | 0 | 0.005 | 0 | 0 | Constrained, otherwise capacity available =46 kW | --> | C15 ex CLOONLOUGH | Cloonlough [T41,T42] | BARRYMORE |  | 52.2544 | -8.3629
MV/LV Substation MA***467 |  | 20 kV | _ | LV | 50 kVA :Pole Substation | 0.05 | --> | 0.05 | 0 | 0 | Constrained, otherwise capacity available =31 kVA | --> | 0.048 | 0 | 0.011 | 0 | 0 | Constrained, otherwise capacity available =42 kW | --> | C15 ex CLOONLOUGH | Cloonlough [T41,T42] | BARRYMORE |  | 52.2682 | -8.3735
MV/LV Substation MU***470 |  | 20 kV | _ | LV | 400 kVA :Building Structure | 0.4 | --> | 0.4 | 0 | 0 | Constrained, otherwise capacity available =205 kVA | --> | 0.38 | 0 | 0 | 0 | 0 | Constrained, otherwise capacity available =406 kW | --> | C15 ex CLOONLOUGH | Cloonlough [T41,T42] | BARRYMORE |  | 52.2663 | -8.3531
MV/LV Substation ST***510 |  | 20 kV | _ | LV | 100 kVA :Pole Substation | 0.1 | --> | 0.1 | 0 | 0 | Constrained, otherwise capacity available =76 kVA | --> | 0.095 | 0 | 0.005 | 0 | 0 | Constrained, otherwise capacity available =95 kW | --> | C15 ex CLOONLOUGH | Cloonlough [T41,T42] | BARRYMORE |  | 52.2468 | -8.4178
MV/LV Substation CU***558 |  | 20 kV | _ | LV | 100 kVA :Pole Substation | 0.1 | --> | 0.1 | 0 | 0 | Constrained, otherwise capacity available =27 kVA | --> | 0.095 | 0 | 0.02 | 0 | 0 | Constrained, otherwise capacity available =90 kW | --> | C15 ex CLOONLOUGH | Cloonlough [T41,T42] | BARRYMORE |  | 52.2489 | -8.308
MV/LV Substation BA***560 |  | 20 kV | _ | LV | 200 kVA :Pole Substation | 0.2 | --> | 0.2 | 0 | 0 | Constrained, otherwise capacity available =200 kVA | --> | 0.19 | 0 | 0 | 0 | 0 | Constrained, otherwise capacity available =190 kW | --> | C15 ex CLOONLOUGH | Cloonlough [T41,T42] | BARRYMORE |  | 52.2181 | -8.3157
MV/LV Substation BA***561 |  | 20 kV | _ | LV | 50 kVA :Pole Substation | 0.05 | --> | 0.05 | 0 | 0 | Constrained, otherwise capacity available =50 kVA | --> | 0.048 | 0 | 0 | 0 | 0 | Constrained, otherwise capacity available =48 kW | --> | C15 ex CLOONLOUGH | Cloonlough [T41,T42] | BARRYMORE |  | 52.2203 | -8.3185
MV/LV Substation DR***562 |  | 20 kV | _ | LV | 50 kVA :Pole Substation | 0.05 | --> | 0.05 | 0.05 | 0.22 |  | --> | 0.048 | 0 | 0 | 0 | 0 | Constrained, otherwise capacity available =48 kW | --> | C16 ex KILSHANNY | Kilshanny [T41,T42] | CAHIR |  | 52.3042 | -8.1249
MV/LV Substation RO***563 |  | 20 kV | _ | LV | 50 kVA :Pole Substation | 0.05 | --> | 0.05 | 0 | 0 | Constrained, otherwise capacity available =49 kVA | --> | 0.048 | 0 | 0 | 0 | 0 | Constrained, otherwise capacity available =48 kW | --> | C15 ex CLOONLOUGH | Cloonlough [T41,T42] | BARRYMORE |  | 52.2392 | -8.4074
MV/LV Substation MI***564 |  | 10 kV | _ | LV | 50 kVA :Pole Substation | 0.05 | --> | 0.05 | 0 | 0 | Constrained, otherwise capacity available =35 kVA | --> | 0.048 | 0 | 0 | 0 | 0 | Constrained, otherwise capacity available =49 kW | --> | C11 ex CLOONLOUGH | Cloonlough [T41,T42] | BARRYMORE |  | 52.288 | -8.2849
MV/LV Substation KI***572 |  | 20 kV | _ | LV | 50 kVA :Pole Substation | 0.05 | --> | 0.05 | 0 | 0 | Constrained, otherwise capacity available =29 kVA | --> | 0.048 | 0 | 0.011 | 0 | 0 | Constrained, otherwise capacity available =42 kW | --> | C15 ex CLOONLOUGH | Cloonlough [T41,T42] | BARRYMORE |  | 52.2169 | -8.3306
MV/LV Substation CO***587 |  | 10 kV | _ | LV | 50 kVA :Pole Substation | 0.05 | --> | 0.05 | 0.048 | 0.22 |  | --> | 0.048 | 0 | 0 | 0 | 0 | Constrained, otherwise capacity available =48 kW | --> | C15 ex KILSHANNY | Kilshanny [T41,T42] | CAHIR |  | 52.2766 | -8.2644
MV/LV Substation PO***613 |  | 20 kV | _ | LV | 50 kVA :Pole Substation | 0.05 | --> | 0.05 | 0.042 | 0.22 |  | --> | 0.048 | 0 | 0.011 | 0 | 0 | Constrained, otherwise capacity available =40 kW | --> | C16 ex KILSHANNY | Kilshanny [T41,T42] | CAHIR |  | 52.2523 | -8.2322
MV/LV Substation KI***631 |  | 20 kV | _ | LV | 50 kVA :Pole Substation | 0.05 | --> | 0.05 | 0.037 | 0.22 |  | --> | 0.048 | 0 | 0.006 | 0 | 0 | Constrained, otherwise capacity available =45 kW | --> | C16 ex KILSHANNY | Kilshanny [T41,T42] | CAHIR |  | 52.2949 | -8.2045
MV/LV Substation AR***633 |  | 20 kV | _ | LV | 50 kVA :Pole Substation | 0.05 | --> | 0.05 | 0.042 | 0.22 |  | --> | 0.048 | 0 | 0.004 | 0 | 0 | Constrained, otherwise capacity available =46 kW | --> | C16 ex KILSHANNY | Kilshanny [T41,T42] | CAHIR |  | 52.2712 | -8.2028
MV/LV Substation KN***681 |  | 10 kV | _ | LV | 30 kVA :Pole Substation | 0.03 | --> | 0.03 | 0 | 0 | Constrained, otherwise capacity available =30 kVA | --> | 0.028 | 0 | 0 | 0 | 0 | Constrained, otherwise capacity available =28 kW | --> | C11 ex CLOONLOUGH | Cloonlough [T41,T42] | BARRYMORE |  | 52.3257 | -8.3437
MV/LV Substation T ***697 |  | 20 kV | _ | LV | 50 kVA :Pole Substation | 0.05 | --> | 0.05 | 0 | 0 |  | --> | 0.048 | 0 | 0 | 0 | 0 | Constrained, otherwise capacity available =54 kW | --> | C15 ex CLOONLOUGH | Cloonlough [T41,T42] | BARRYMORE |  | 52.246 | -8.4237
MV/LV Substation BA***708 |  | 10 kV | _ | LV | 200 kVA :Pole Substation | 0.2 | --> | 0.2 | 0 | 0 | Constrained, otherwise capacity available =163 kVA | --> | 0.19 | 0 | 0 | 0 | 0 | Constrained, otherwise capacity available =195 kW | --> | C20 ex CLOONLOUGH | Cloonlough [T41,T42] | BARRYMORE |  | 52.2443 | -8.2575
MV/LV Substation FE***737 |  | 10 kV | _ | LV | 400 kVA :Kiosk Substation | 0.4 | --> | 0.4 | 0 | 0 | Constrained, otherwise capacity available =340 kVA | --> | 0.38 | 0 | 0.03 | 0 | 0 | Constrained, otherwise capacity available =366 kW | --> | C16 ex CLOONLOUGH | Cloonlough [T41,T42] | BARRYMORE |  | 52.2598 | -8.2763
MV/LV Substation KI***738 |  | 20 kV | _ | LV | 200 kVA :Pole Substation | 0.2 | --> | 0.2 | 0 | 0 | Constrained, otherwise capacity available =107 kVA | --> | 0.19 | 0 | 0.048 | 0 | 0 | Constrained, otherwise capacity available =167 kW | --> | C15 ex CLOONLOUGH | Cloonlough [T41,T42] | BARRYMORE |  | 52.2452 | -8.4263
MV/LV Substation BR***739 |  | 10 kV | _ | LV | 100 kVA :Pole Substation | 0.1 | --> | 0.1 | 0 | 0 | Constrained, otherwise capacity available =72 kVA | --> | 0.095 | 0 | 0.014 | 0 | 0 | Constrained, otherwise capacity available =88 kW | --> | C20 ex CLOONLOUGH | Cloonlough [T41,T42] | BARRYMORE |  | 52.2616 | -8.2659
MV/LV Substation BA***742 |  | 20 kV | _ | LV | 100 kVA :Pole Substation | 0.1 | --> | 0.1 | 0 | 0 | Constrained, otherwise capacity available =87 kVA | --> | 0.095 | 0 | 0.005 | 0 | 0 | Constrained, otherwise capacity available =93 kW | --> | C15 ex CLOONLOUGH | Cloonlough [T41,T42] | BARRYMORE |  | 52.2349 | -8.3335
MV/LV Substation GL***743 |  | 20 kV | _ | LV | 50 kVA :Pole Substation | 0.05 | --> | 0.05 | 0 | 0 | Constrained, otherwise capacity available =12 kVA | --> | 0.048 | 0 | 0 | 0 | 0 | Constrained, otherwise capacity available =52 kW | --> | C15 ex CLOONLOUGH | Cloonlough [T41,T42] | BARRYMORE |  | 52.22 | -8.3498
MV/LV Substation BR***753 |  | 10 kV | _ | LV | 200 kVA :Pole Substation | 0.2 | --> | 0.2 | 0.122 | 0.22 |  | --> | 0.19 | 0 | 0.008 | 0 | 0 | Constrained, otherwise capacity available =194 kW | --> | C11 ex KILSHANNY | Kilshanny [T41,T42] | CAHIR |  | 52.2672 | -8.2624
MV/LV Substation KI***761 |  | 20 kV | _ | LV | 400 kVA :Kiosk Substation | 0.4 | --> | 0.4 | 0 | 0 | Constrained, otherwise capacity available =311 kVA | --> | 0.38 | 0 | 0.011 | 0 | 0 | Constrained, otherwise capacity available =384 kW | --> | C15 ex CLOONLOUGH | Cloonlough [T41,T42] | BARRYMORE |  | 52.2721 | -8.3461
MV/LV Substation CO***762X |  | 10 kV | _ | LV | 200 kVA :Pole Substation | 0.2 | --> | 0.2 | 0 | 0 | Constrained, otherwise capacity available =174 kVA | --> | 0.19 | 0 | 0 | 0 | 0 | Constrained, otherwise capacity available =194 kW | --> | C20 ex CLOONLOUGH | Cloonlough [T41,T42] | BARRYMORE |  | 52.204 | -8.2683
MV/LV Substation CO***764 |  | 10 kV | _ | LV | 50 kVA :Pole Substation | 0.05 | --> | 0.05 | 0.05 | 0.22 |  | --> | 0.048 | 0 | 0 | 0 | 0 | Constrained, otherwise capacity available =48 kW | --> | C15 ex KILSHANNY | Kilshanny [T41,T42] | CAHIR |  | 52.2805 | -8.2517
MV/LV Substation CA***765 |  | 10 kV | _ | LV | 50 kVA :Pole Substation | 0.05 | --> | 0.05 | 0 | 0 | Constrained, otherwise capacity available =26 kVA | --> | 0.048 | 0 | 0.005 | 0 | 0 | Constrained, otherwise capacity available =47 kW | --> | C11 ex CLOONLOUGH | Cloonlough [T41,T42] | BARRYMORE |  | 52.2807 | -8.2775
MV/LV Substation AB***777X |  | 10 kV | _ | LV | 630 kVA :Kiosk Substation | 0.63 | --> | 0.63 | 0 | 0 | Constrained, otherwise capacity available =572 kVA | --> | 0.598 | 0 | 0.005 | 0 | 0 | Constrained, otherwise capacity available =603 kW | --> | C20 ex CLOONLOUGH | Cloonlough [T41,T42] | BARRYMORE |  | 52.2623 | -8.2638
MV/LV Substation HI***780X |  | 10 kV | _ | LV | 100 kVA :Pole Substation | 0.1 | --> | 0.1 | 0 | 0 | Constrained, otherwise capacity available =55 kVA | --> | 0.095 | 0 | 0.074 | 0 | 0 | Constrained, otherwise capacity available =46 kW | --> | C20 ex CLOONLOUGH | Cloonlough [T41,T42] | BARRYMORE |  | 52.2319 | -8.2582
MV/LV Substation BA***786 |  | 20 kV | _ | LV | 200 kVA :Pole Substation | 0.2 | --> | 0.2 | 0 | 0 | Constrained, otherwise capacity available =96 kVA | --> | 0.19 | 0 | 0 | 0 | 0 | Constrained, otherwise capacity available =204 kW | --> | C15 ex CLOONLOUGH | Cloonlough [T41,T42] | BARRYMORE |  | 52.2333 | -8.36
MV/LV Substation BU***791X |  | 10 kV | _ | LV | 50 kVA :Pole Substation | 0.05 | --> | 0.05 | 0 | 0 | Constrained, otherwise capacity available =50 kVA | --> | 0.048 | 0 | 0 | 0 | 0 | Constrained, otherwise capacity available =48 kW | --> | C11 ex CLOONLOUGH | Cloonlough [T41,T42] | BARRYMORE |  | 52.3358 | -8.2853
MV/LV Substation BA***799X |  | 20 kV | _ | LV | 100 kVA :Pole Substation | 0.1 | --> | 0.1 | 0.046 | 0.22 |  | --> | 0.095 | 0 | 0 | 0 | 0 | Constrained, otherwise capacity available =102 kW | --> | C16 ex KILSHANNY | Kilshanny [T41,T42] | CAHIR |  | 52.2629 | -8.128
MV/LV Substation AG***803 |  | 20 kV | _ | LV | 50 kVA :Pole Substation | 0.05 | --> | 0.05 | 0 | 0 | Constrained, otherwise capacity available =39 kVA | --> | 0.048 | 0 | 0 | 0 | 0 | Constrained, otherwise capacity available =49 kW | --> | C15 ex CLOONLOUGH | Cloonlough [T41,T42] | BARRYMORE |  | 52.254 | -8.4028
MV/LV Substation PI***810X |  | 10 kV | _ | LV | 50 kVA :Pole Substation | 0.05 | --> | 0.05 | 0 | 0 | Constrained, otherwise capacity available =44 kVA | --> | 0.048 | 0 | 0 | 0 | 0 | Constrained, otherwise capacity available =48 kW | --> | C11 ex CLOONLOUGH | Cloonlough [T41,T42] | BARRYMORE |  | 52.2685 | -8.2779
MV/LV Substation AS***814X |  | 10 kV | _ | LV | 200 kVA :Kiosk Substation | 0.2 | --> | 0.2 | 0 | 0 | Constrained, otherwise capacity available =173 kVA | --> | 0.19 | 0 | 0.022 | 0 | 0 | Constrained, otherwise capacity available =177 kW | --> | C16 ex CLOONLOUGH | Cloonlough [T41,T42] | BARRYMORE |  | 52.2628 | -8.2776
MV/LV Substation BA***825 |  | 20 kV | _ | LV | 50 kVA :Pole Substation | 0.05 | --> | 0.05 | 0 | 0 | Constrained, otherwise capacity available =41 kVA | --> | 0.048 | 0 | 0 | 0 | 0 | Constrained, otherwise capacity available =49 kW | --> | C15 ex CLOONLOUGH | Cloonlough [T41,T42] | BARRYMORE |  | 52.2351 | -8.3625
MV/LV Substation KI***827 |  | 10 kV | _ | LV | 100 kVA :Pole Substation | 0.1 | --> | 0.1 | 0 | 0 | Constrained, otherwise capacity available =75 kVA | --> | 0.095 | 0 | 0 | 0 | 0 | Constrained, otherwise capacity available =98 kW | --> | C20 ex CLOONLOUGH | Cloonlough [T41,T42] | BARRYMORE |  | 52.2429 | -8.2782
MV/LV Substation SA***836X |  | 10 kV | _ | LV | 200 kVA :Pole Substation | 0.2 | --> | 0.2 | 0.194 | 0.22 |  | --> | 0.19 | 0 | 0 | 0 | 0 | Constrained, otherwise capacity available =191 kW | --> | C15 ex KILSHANNY | Kilshanny [T41,T42] | CAHIR |  | 52.2754 | -8.2456
MV/LV Substation BA***840X |  | 20 kV | _ | LV | 50 kVA :Pole Substation | 0.05 | --> | 0.05 | 0 | 0 | Constrained, otherwise capacity available =45 kVA | --> | 0.048 | 0 | 0 | 0 | 0 | Constrained, otherwise capacity available =48 kW | --> | C15 ex CLOONLOUGH | Cloonlough [T41,T42] | BARRYMORE |  | 52.237 | -8.3383
MV/LV Substation BP***858 |  | 20 kV | _ | LV | 50 kVA :Pole Substation | 0.05 | --> | 0.05 | 0.027 | 0.22 |  | --> | 0.048 | 0 | 0.006 | 0 | 0 | Constrained, otherwise capacity available =46 kW | --> | C16 ex KILSHANNY | Kilshanny [T41,T42] | CAHIR |  | 52.272 | -8.1011
MV/LV Substation CA***862X |  | 10 kV | _ | LV | 200 kVA :Kiosk Substation | 0.2 | --> | 0.2 | 0 | 0 | Constrained, otherwise capacity available =138 kVA | --> | 0.19 | 0 | 0 | 0 | 0 | Constrained, otherwise capacity available =198 kW | --> | C20 ex CLOONLOUGH | Cloonlough [T41,T42] | BARRYMORE |  | 52.2618 | -8.2693
MV/LV Substation BA***885X |  | 20 kV | _ | LV | 50 kVA :Pole Substation | 0.05 | --> | 0.05 | 0 | 0 | Constrained, otherwise capacity available =43 kVA | --> | 0.048 | 0 | 0.005 | 0 | 0 | Constrained, otherwise capacity available =45 kW | --> | C15 ex CLOONLOUGH | Cloonlough [T41,T42] | BARRYMORE |  | 52.256 | -8.4634
MV/LV Substation BA***893X |  | 10 kV | _ | LV | 50 kVA :Pole Substation | 0.05 | --> | 0.05 | 0 | 0 | Constrained, otherwise capacity available =40 kVA | --> | 0.048 | 0 | 0 | 0 | 0 | Constrained, otherwise capacity available =49 kW | --> | C20 ex CLOONLOUGH | Cloonlough [T41,T42] | BARRYMORE |  | 52.2574 | -8.2564
MV/LV Substation CO***901X |  | 10 kV | _ | LV | 400 kVA :Building Structure | 0.4 | --> | 0.4 | 0 | 0 | Constrained, otherwise capacity available =386 kVA | --> | 0.38 | 0 | 0.011 | 0 | 0 | Constrained, otherwise capacity available =374 kW | --> | C11 ex CLOONLOUGH | Cloonlough [T41,T42] | BARRYMORE |  | 52.2758 | -8.2716
MV/LV Substation TA***908X |  | 10 kV | _ | LV | 50 kVA :Pole Substation | 0.05 | --> | 0.05 | 0 | 0 | Constrained, otherwise capacity available =49 kVA | --> | 0.048 | 0 | 0 | 0 | 0 | Constrained, otherwise capacity available =48 kW | --> | C20 ex CLOONLOUGH | Cloonlough [T41,T42] | BARRYMORE |  | 52.2206 | -8.2641
MV/LV Substation BA***924X |  | 10 kV | _ | LV | 400 kVA :Kiosk Substation | 0.4 | --> | 0.4 | 0.222 | 0.22 | Constrained, otherwise capacity available =316 kVA | --> | 0.38 | 0 | 0.015 | 0 | 0 | Constrained, otherwise capacity available =380 kW | --> | C11 ex KILSHANNY | Kilshanny [T41,T42] | CAHIR |  | 52.2729 | -8.269
MV/LV Substation MI***929X |  | 10 kV | _ | LV | 630 kVA :Building Structure | 0.63 | --> | 0.63 | 0 | 0 | Constrained, otherwise capacity available =341 kVA | --> | 0.598 | 0 | 0.036 | 0 | 0 | Constrained, otherwise capacity available =610 kW | --> | C11 ex CLOONLOUGH | Cloonlough [T41,T42] | BARRYMORE |  | 52.2767 | -8.2706
MV/LV Substation TE***942X |  | 10 kV | _ | LV | 630 kVA :Building Structure | 0.63 | --> | 0.63 | 0 | 0 | Constrained, otherwise capacity available =586 kVA | --> | 0.598 | 0 | 0.011 | 0 | 0 | Constrained, otherwise capacity available =596 kW | --> | C20 ex CLOONLOUGH | Cloonlough [T41,T42] | BARRYMORE |  | 52.2637 | -8.2689
MV/LV Substation SL***965X |  | 10 kV | _ | LV | 200 kVA :Kiosk Substation | 0.2 | --> | 0.2 | 0 | 0 | Constrained, otherwise capacity available =157 kVA | --> | 0.19 | 0 | 0.039 | 0 | 0 | Constrained, otherwise capacity available =167 kW | --> | C20 ex CLOONLOUGH | Cloonlough [T41,T42] | BARRYMORE |  | 52.2589 | -8.259
MV/LV Substation AR***971X |  | 20 kV | _ | LV | 50 kVA :Pole Substation | 0.05 | --> | 0.05 | 0.04 | 0.22 |  | --> | 0.048 | 0 | 0 | 0 | 0 | Constrained, otherwise capacity available =49 kW | --> | C16 ex KILSHANNY | Kilshanny [T41,T42] | CAHIR |  | 52.2656 | -8.2105
MV/LV Substation JO***992X |  | 20 kV | _ | LV | 50 kVA :Pole Substation | 0.05 | --> | 0.05 | 0 | 0 | Constrained, otherwise capacity available =34 kVA | --> | 0.048 | 0 | 0 | 0 | 0 | Constrained, otherwise capacity available =50 kW | --> | C15 ex CLOONLOUGH | Cloonlough [T41,T42] | BARRYMORE |  | 52.2511 | -8.3267
MV/LV Substation RO***001Z |  | 10 kV | _ | LV | 630 kVA :Kiosk Substation | 0.63 | --> | 0.63 | 0.5 | 5.89 |  | --> | 0.598 | 0 | 0.02 | 0 | 0 | Constrained, otherwise capacity available =593 kW | --> | C17 ex CASHEL | Cashel [T41,T42] | CAHIR |  | 52.5119 | -7.8963
MV/LV Substation AB***003 |  | 10 kV | _ | LV | 100 kVA :Pole Substation | 0.1 | --> | 0.1 | 0 | 0 | Constrained, otherwise capacity available =64 kVA | --> | 0.095 | 0 | 0.029 | 0 | 0 | Constrained, otherwise capacity available =78 kW | --> | C18 ex HOLYCROSS ROAD | Holycross Road [T41,T42] | THURLES |  | 52.6748 | -7.8297
MV/LV Substation MI***004 |  | 10 kV | _ | LV | 400 kVA :Kiosk Substation | 0.4 | --> | 0.4 | 0 | 0 | Constrained, otherwise capacity available =259 kVA | --> | 0.38 | 0 | 0.014 | 0 | 0 | Constrained, otherwise capacity available =388 kW | --> | C17 ex LOUGHTAGALLA | Loughtagalla [T41,T42] | THURLES |  | 52.6828 | -7.7999
MV/LV Substation HO***005 |  | 10 kV | _ | LV | 100 kVA :Pole Substation | 0.1 | --> | 0.1 | 0 | 0 | Constrained, otherwise capacity available =53 kVA | --> | 0.095 | 0 | 0 | 0 | 0 | Constrained, otherwise capacity available =101 kW | --> | C18 ex HOLYCROSS ROAD | Holycross Road [T41,T42] | THURLES |  | 52.6862 | -7.8235
MV/LV Substation ST***006 |  | 10 kV | _ | LV | 400 kVA :Kiosk Substation | 0.4 | --> | 0.4 | 0 | 0 | Constrained, otherwise capacity available =314 kVA | --> | 0.38 | 0 | 0 | 0 | 0 | Constrained, otherwise capacity available =392 kW | --> | C14 ex HOLYCROSS ROAD | Holycross Road [T41,T42] | THURLES |  | 52.6729 | -7.8179
MV/LV Substation BA***006Z |  | 20 kV | _ | LV | 630 kVA :Building Structure | 0.63 | --> | 0.63 | 0.5 | 5.89 |  | --> | 0.598 | 0 | 0 | 0 | 0 | Constrained, otherwise capacity available =599 kW | --> | C14 ex CASHEL | Cashel [T41,T42] | CAHIR |  | 52.5358 | -7.8736
MV/LV Substation MO***007 |  | 10 kV | _ | LV | 400 kVA :Kiosk Substation | 0.4 | --> | 0.4 | 0 | 0 | Constrained, otherwise capacity available =312 kVA | --> | 0.38 | 0 | 0.011 | 0 | 0 | Constrained, otherwise capacity available =384 kW | --> | C15 ex LOUGHTAGALLA | Loughtagalla [T41,T42] | THURLES |  | 52.6763 | -7.8031
MV/LV Substation CA***007Z |  | 10 kV | _ | LV | 100 kVA :Pole Substation | 0.1 | --> | 0.1 | 0.087 | 5.89 |  | --> | 0.095 | 0 | 0 | 0 | 0 | Constrained, otherwise capacity available =97 kW | --> | C12 ex CASHEL | Cashel [T41,T42] | CAHIR |  | 52.5055 | -7.889
MV/LV Substation VO***008 |  | 10 kV | _ | LV | 200 kVA :Building Structure | 0.2 | --> | 0.2 | 0 | 0 | Constrained, otherwise capacity available =171 kVA | --> | 0.19 | 0 | 0.007 | 0 | 0 | Constrained, otherwise capacity available =189 kW | --> | C18 ex HOLYCROSS ROAD | Holycross Road [T41,T42] | THURLES |  | 52.6843 | -7.8263
MV/LV Substation RO***009 |  | 10 kV | _ | LV | 200 kVA :Building Structure | 0.2 | --> | 0.2 | 0 | 0 | Constrained, otherwise capacity available =15 kVA | --> | 0.19 | 0 | 0.005 | 0 | 0 | Constrained, otherwise capacity available =210 kW | --> | C17 ex LOUGHTAGALLA | Loughtagalla [T41,T42] | THURLES |  | 52.6804 | -7.8152
MV/LV Substation CR***010 |  | 10 kV | _ | LV | 630 kVA :Building Structure | 0.63 | --> | 0.63 | 0 | 0 | Constrained, otherwise capacity available =418 kVA | --> | 0.598 | 0 | 0.012 | 0 | 0 | Constrained, otherwise capacity available =618 kW | --> | C14 ex HOLYCROSS ROAD | Holycross Road [T41,T42] | THURLES |  | 52.679 | -7.8165
MV/LV Substation LO***012Y |  | 10 kV | _ | LV | 50 kVA :Pole Substation | 0.05 | --> | 0.05 | 0 | 0 | Constrained, otherwise capacity available =19 kVA | --> | 0.048 | 0 | 0.005 | 0 | 0 | Constrained, otherwise capacity available =48 kW | --> | C14 ex TEMPLEMORE | Templemore [T41,T42] | IKERRIN |  | 52.7878 | -7.7259
MV/LV Substation PO***013 |  | 10 kV | _ | LV | 400 kVA :Kiosk Substation | 0.4 | --> | 0.4 | 0 | 0 | Constrained, otherwise capacity available =263 kVA | --> | 0.38 | 0 | 0 | 0 | 0 | Constrained, otherwise capacity available =398 kW | --> | C17 ex LOUGHTAGALLA | Loughtagalla [T41,T42] | THURLES |  | 52.6797 | -7.8131
MV/LV Substation BR***014 |  | 10 kV | _ | LV | 50 kVA :Pole Substation | 0.05 | --> | 0.05 | 0 | 0 | Constrained, otherwise capacity available =45 kVA | --> | 0.048 | 0 | 0 | 0 | 0 | Constrained, otherwise capacity available =48 kW | --> | C17 ex LOUGHTAGALLA | Loughtagalla [T41,T42] | THURLES |  | 52.6844 | -7.8096
MV/LV Substation BO***015 |  | 20 kV | _ | LV | 50 kVA :Pole Substation | 0.05 | --> | 0.05 | 0.048 | 5.89 |  | --> | 0.048 | 0 | 0 | 0 | 0 | Constrained, otherwise capacity available =48 kW | --> | C14 ex CASHEL | Cashel [T41,T42] | CAHIR |  | 52.5736 | -7.8927
MV/LV Substation TH***016Y |  | 10 kV | _ | LV | 150 kVA :Pole Substation | 0.15 | --> | 0.15 | 0 | 0 | Constrained, otherwise capacity available =114 kVA | --> | 0.142 | 0 | 0.005 | 0 | 0 | Constrained, otherwise capacity available =144 kW | --> | C11 ex HOLYCROSS ROAD | Holycross Road [T41,T42] | THURLES |  | 52.6592 | -7.8301
MV/LV Substation TO***020 |  | 10 kV | _ | LV | 50 kVA :Pole Substation | 0.05 | --> | 0.05 | 0 | 0 | Constrained, otherwise capacity available =49 kVA | --> | 0.048 | 0 | 0 | 0 | 0 | Constrained, otherwise capacity available =48 kW | --> | C11 ex LOUGHTAGALLA | Loughtagalla [T41,T42] | THURLES |  | 52.6669 | -7.7645
MV/LV Substation PR***022 |  | 10 kV | _ | LV | 630 kVA :Building Structure | 0.63 | --> | 0.63 | 0 | 0 | Constrained, otherwise capacity available =254 kVA | --> | 0.598 | 0 | 0.003 | 0 | 0 | Constrained, otherwise capacity available =646 kW | --> | C17 ex LOUGHTAGALLA | Loughtagalla [T41,T42] | THURLES |  | 52.6808 | -7.8067
MV/LV Substation GR***023 |  | 10 kV | _ | LV | 50 kVA :Pole Substation | 0.05 | --> | 0.05 | 0 | 0 | Constrained, otherwise capacity available =46 kVA | --> | 0.048 | 0 | 0 | 0 | 0 | Constrained, otherwise capacity available =48 kW | --> | C17 ex HOLYCROSS ROAD | Holycross Road [T41,T42] | THURLES |  | 52.7522 | -7.95
MV/LV Substation SE***024 |  | 10 kV | _ | LV | 200 kVA :Pole Substation | 0.2 | --> | 0.2 | 0 | 0 | Constrained, otherwise capacity available =108 kVA | --> | 0.19 | 0 | 0.019 | 0 | 0 | Constrained, otherwise capacity available =188 kW | --> | C17 ex LOUGHTAGALLA | Loughtagalla [T41,T42] | THURLES |  | 52.6861 | -7.7967
MV/LV Substation TH***028 |  | 10 kV | _ | LV | 400 kVA :Kiosk Substation | 0.4 | --> | 0.4 | 0 | 0 | Constrained, otherwise capacity available =237 kVA | --> | 0.38 | 0 | 0.016 | 0 | 0 | Constrained, otherwise capacity available =390 kW | --> | C15 ex LOUGHTAGALLA | Loughtagalla [T41,T42] | THURLES |  | 52.6767 | -7.8118
MV/LV Substation FR***029 |  | 10 kV | _ | LV | 630 kVA :Kiosk Substation | 0.63 | --> | 0.63 | 0 | 0 | Constrained, otherwise capacity available =303 kVA | --> | 0.598 | 0 | 0.035 | 0 | 0 | Constrained, otherwise capacity available =616 kW | --> | C14 ex HOLYCROSS ROAD | Holycross Road [T41,T42] | THURLES |  | 52.6773 | -7.8201
MV/LV Substation CL***029Y |  | 20 kV | _ | LV | 50 kVA :Pole Substation | 0.05 | --> | 0.05 | 0.048 | 5.89 |  | --> | 0.048 | 0 | 0 | 0 | 0 | Constrained, otherwise capacity available =48 kW | --> | C14 ex CASHEL | Cashel [T41,T42] | CAHIR |  | 52.5967 | -7.9666
MV/LV Substation T ***031 |  | 10 kV | _ | LV | 100 kVA :Pole Substation | 0.1 | --> | 0.1 | 0 | 0 | Constrained, otherwise capacity available =72 kVA | --> | 0.095 | 0 | 0.01 | 0 | 0 | Constrained, otherwise capacity available =91 kW | --> | C11 ex LOUGHTAGALLA | Loughtagalla [T41,T42] | THURLES |  | 52.6728 | -7.7061
MV/LV Substation IK***032 |  | 10 kV | _ | LV | 200 kVA :Kiosk Substation | 0.2 | --> | 0.2 | 0 | 0 | Constrained, otherwise capacity available =115 kVA | --> | 0.19 | 0 | 0.011 | 0 | 0 | Constrained, otherwise capacity available =193 kW | --> | C15 ex LOUGHTAGALLA | Loughtagalla [T41,T42] | THURLES |  | 52.681 | -7.8031
MV/LV Substation TH***034 |  | 10 kV | _ | LV | 200 kVA :Building Structure | 0.2 | --> | 0.2 | 0 | 0 | Constrained, otherwise capacity available =130 kVA | --> | 0.19 | 0 | 0 | 0 | 0 | Constrained, otherwise capacity available =199 kW | --> | C15 ex LOUGHTAGALLA | Loughtagalla [T41,T42] | THURLES |  | 52.6761 | -7.8102
MV/LV Substation TI***035 |  | 10 kV | _ | LV | 630 kVA :Building Structure | 0.63 | --> | 0.63 | 0 | 0 | Constrained, otherwise capacity available =493 kVA | --> | 0.598 | 0 | 0.023 | 0 | 0 | Constrained, otherwise capacity available =600 kW | --> | C17 ex HOLYCROSS ROAD | Holycross Road [T41,T42] | THURLES |  | 52.7512 | -7.957
MV/LV Substation CH***036 |  | 10 kV | _ | LV | 200 kVA :Pole Substation | 0.2 | --> | 0.2 | 0 | 0 | Constrained, otherwise capacity available =167 kVA | --> | 0.19 | 0 | 0 | 0 | 0 | Constrained, otherwise capacity available =194 kW | --> | C17 ex HOLYCROSS ROAD | Holycross Road [T41,T42] | THURLES |  | 52.7529 | -7.9543
MV/LV Substation LI***037 |  | 10 kV | _ | LV | 630 kVA :Kiosk Substation | 0.63 | --> | 0.63 | 0 | 0 | Constrained, otherwise capacity available =430 kVA | --> | 0.598 | 0 | 0.017 | 0 | 0 | Constrained, otherwise capacity available =613 kW | --> | C14 ex HOLYCROSS ROAD | Holycross Road [T41,T42] | THURLES |  | 52.6744 | -7.812
MV/LV Substation AR***039 |  | 10 kV | _ | LV | 50 kVA :Pole Substation | 0.05 | --> | 0.05 | 0 | 0 | Constrained, otherwise capacity available =46 kVA | --> | 0.048 | 0 | 0 | 0 | 0 | Constrained, otherwise capacity available =48 kW | --> | C12 ex LOUGHTAGALLA | Loughtagalla [T41,T42] | THURLES |  | 52.6607 | -7.7928
MV/LV Substation HO***039Y |  | 20 kV | _ | LV | 100 kVA :Pole Substation | 0.1 | --> | 0.1 | 0 | 0 | Constrained, otherwise capacity available =78 kVA | --> | 0.095 | 0 | 0 | 0 | 0 | Constrained, otherwise capacity available =98 kW | --> | C16 ex HOLYCROSS ROAD | Holycross Road [T41,T42] | THURLES |  | 52.6381 | -7.8608
MV/LV Substation KE***040 |  | 10 kV | _ | LV | 100 kVA :Pole Substation | 0.1 | --> | 0.1 | 0 | 0 | Constrained, otherwise capacity available =47 kVA | --> | 0.095 | 0 | 0.004 | 0 | 0 | Constrained, otherwise capacity available =99 kW | --> | C18 ex HOLYCROSS ROAD | Holycross Road [T41,T42] | THURLES |  | 52.6775 | -7.8275
MV/LV Substation CL***042 |  | 10 kV | _ | LV | 630 kVA :Kiosk Substation | 0.63 | --> | 0.63 | 0 | 0 | Constrained, otherwise capacity available =424 kVA | --> | 0.598 | 0 | 0.045 | 0 | 0 | Constrained, otherwise capacity available =593 kW | --> | C14 ex HOLYCROSS ROAD | Holycross Road [T41,T42] | THURLES |  | 52.6707 | -7.8138
MV/LV Substation DU***043 |  | 10 kV | _ | LV | 400 kVA :Kiosk Substation | 0.4 | --> | 0.4 | 0 | 0 | Constrained, otherwise capacity available =298 kVA | --> | 0.38 | 0 | 0.049 | 0 | 0 | Constrained, otherwise capacity available =358 kW | --> | C15 ex LOUGHTAGALLA | Loughtagalla [T41,T42] | THURLES |  | 52.679 | -7.7937
MV/LV Substation CA***045 |  | 10 kV | _ | LV | 630 kVA :Building Structure | 0.63 | --> | 0.63 | 0 | 0 | Constrained, otherwise capacity available =613 kVA | --> | 0.598 | 0 | 0 | 0 | 0 | Constrained, otherwise capacity available =601 kW | --> | C11 ex HOLYCROSS ROAD | Holycross Road [T41,T42] | THURLES |  | 52.658 | -7.8258
MV/LV Substation SE***046 |  | 10 kV | _ | LV | 400 kVA :Kiosk Substation | 0.4 | --> | 0.4 | 0 | 0 | Constrained, otherwise capacity available =252 kVA | --> | 0.38 | 0 | 0.012 | 0 | 0 | Constrained, otherwise capacity available =391 kW | --> | C18 ex HOLYCROSS ROAD | Holycross Road [T41,T42] | THURLES |  | 52.6831 | -7.8233
MV/LV Substation PA***047 |  | 10 kV | _ | LV | 630 kVA :Kiosk Substation | 0.63 | --> | 0.63 | 0 | 0 | Constrained, otherwise capacity available =450 kVA | --> | 0.598 | 0 | 0 | 0 | 0 | Constrained, otherwise capacity available =623 kW | --> | C14 ex HOLYCROSS ROAD | Holycross Road [T41,T42] | THURLES |  | 52.6794 | -7.8153
MV/LV Substation CO***048 |  | 10 kV | _ | LV | 100 kVA :Pole Substation | 0.1 | --> | 0.1 | 0 | 0 | Constrained, otherwise capacity available =82 kVA | --> | 0.095 | 0 | 0 | 0 | 0 | Constrained, otherwise capacity available =98 kW | --> | C18 ex HOLYCROSS ROAD | Holycross Road [T41,T42] | THURLES |  | 52.6796 | -7.8277
MV/LV Substation IN***049 |  | 10 kV | _ | LV | 400 kVA :Kiosk Substation | 0.4 | --> | 0.4 | 0 | 0 | Constrained, otherwise capacity available =278 kVA | --> | 0.38 | 0 | 0.015 | 0 | 0 | Constrained, otherwise capacity available =385 kW | --> | C14 ex HOLYCROSS ROAD | Holycross Road [T41,T42] | THURLES |  | 52.6746 | -7.8175
MV/LV Substation UR***053 |  | 10 kV | _ | LV | 400 kVA :Kiosk Substation | 0.4 | --> | 0.4 | 0 | 0 | Constrained, otherwise capacity available =252 kVA | --> | 0.38 | 0 | 0.017 | 0 | 0 | Constrained, otherwise capacity available =387 kW | --> | C17 ex LOUGHTAGALLA | Loughtagalla [T41,T42] | THURLES |  | 52.6803 | -7.8125
MV/LV Substation TE***054 |  | 10 kV | _ | LV | 630 kVA :Kiosk Substation | 0.63 | --> | 0.63 | 0 | 0 | Constrained, otherwise capacity available =536 kVA | --> | 0.598 | 0 | 0 | 0 | 0 | Constrained, otherwise capacity available =611 kW | --> | C15 ex LOUGHTAGALLA | Loughtagalla [T41,T42] | THURLES |  | 52.6783 | -7.8114
MV/LV Substation CO***056 |  | 10 kV | _ | LV | 400 kVA :Kiosk Substation | 0.4 | --> | 0.4 | 0 | 0 | Constrained, otherwise capacity available =295 kVA | --> | 0.38 | 0 | 0.019 | 0 | 0 | Constrained, otherwise capacity available =380 kW | --> | C18 ex HOLYCROSS ROAD | Holycross Road [T41,T42] | THURLES |  | 52.6795 | -7.826
MV/LV Substation IN***065Y |  | 10 kV | _ | LV | 100 kVA :Pole Substation | 0.1 | --> | 0.1 | 0 | 0 | Constrained, otherwise capacity available =84 kVA | --> | 0.095 | 0 | 0 | 0 | 0 | Constrained, otherwise capacity available =97 kW | --> | C11 ex HOLYCROSS ROAD | Holycross Road [T41,T42] | THURLES |  | 52.6587 | -7.827
MV/LV Substation MI***066 |  | 10 kV | _ | LV | 100 kVA :Pole Substation | 0.1 | --> | 0.1 | 0 | 0 | Constrained, otherwise capacity available =99 kVA | --> | 0.095 | 0 | 0 | 0 | 0 | Constrained, otherwise capacity available =95 kW | --> | C12 ex LOUGHTAGALLA | Loughtagalla [T41,T42] | THURLES |  | 52.6676 | -7.7983
MV/LV Substation OL***068Y |  | 10 kV | _ | LV | 50 kVA :Pole Substation | 0.05 | --> | 0.05 | 0.043 | 5.89 |  | --> | 0.048 | 0 | 0 | 0 | 0 | Constrained, otherwise capacity available =48 kW | --> | C12 ex CASHEL | Cashel [T41,T42] | CAHIR |  | 52.4964 | -7.8871
MV/LV Substation AR***069 |  | 10 kV | _ | LV | 400 kVA :Kiosk Substation | 0.4 | --> | 0.4 | 0 | 0 | Constrained, otherwise capacity available =387 kVA | --> | 0.38 | 0 | 0 | 0 | 0 | Constrained, otherwise capacity available =382 kW | --> | C12 ex LOUGHTAGALLA | Loughtagalla [T41,T42] | THURLES |  | 52.6594 | -7.7974
MV/LV Substation EG***071Z |  | 10 kV | _ | LV | 400 kVA :Building Structure | 0.4 | --> | 0.4 | 0 | 0 | Constrained, otherwise capacity available =238 kVA | --> | 0.38 | 0 | 0 | 0 | 0 | Constrained, otherwise capacity available =402 kW | --> | C12 ex LOUGHTAGALLA | Loughtagalla [T41,T42] | THURLES |  | 52.6141 | -7.7747
MV/LV Substation DW***072 |  | 10 kV | _ | LV | 630 kVA :Building Structure | 0.63 | --> | 0.63 | 0 | 0 | Constrained, otherwise capacity available =619 kVA | --> | 0.598 | 0 | 0 | 0 | 0 | Constrained, otherwise capacity available =600 kW | --> | C17 ex LOUGHTAGALLA | Loughtagalla [T41,T42] | THURLES |  | 52.6868 | -7.8129
MV/LV Substation ST***072Z |  | 10 kV | _ | LV | 630 kVA :Building Structure | 0.63 | --> | 0.63 | 0 | 0 | Constrained, otherwise capacity available =534 kVA | --> | 0.598 | 0 | 0.16 | 0 | 0 | Constrained, otherwise capacity available =482 kW | --> | C18 ex HOLYCROSS ROAD | Holycross Road [T41,T42] | THURLES |  | 52.6851 | -7.8345
MV/LV Substation HO***076 |  | 20 kV | _ | LV | 200 kVA :Kiosk Substation | 0.2 | --> | 0.2 | 0 | 0 | Constrained, otherwise capacity available =179 kVA | --> | 0.19 | 0 | 0 | 0 | 0 | Constrained, otherwise capacity available =193 kW | --> | C16 ex HOLYCROSS ROAD | Holycross Road [T41,T42] | THURLES |  | 52.6395 | -7.8677
MV/LV Substation CA***076Z |  | 10 kV | _ | LV | 200 kVA :Kiosk Substation | 0.2 | --> | 0.2 | 0 | 0 | Constrained, otherwise capacity available =171 kVA | --> | 0.19 | 0 | 0.015 | 0 | 0 | Constrained, otherwise capacity available =183 kW | --> | C11 ex HOLYCROSS ROAD | Holycross Road [T41,T42] | THURLES |  | 52.6603 | -7.833
MV/LV Substation RA***081Y |  | 10 kV | _ | LV | 100 kVA :Pole Substation | 0.1 | --> | 0.1 | 0 | 0 | Constrained, otherwise capacity available =81 kVA | --> | 0.095 | 0 | 0 | 0 | 0 | Constrained, otherwise capacity available =98 kW | --> | C11 ex TEMPLEMORE | Templemore [T41,T42] | IKERRIN |  | 52.7887 | -7.8225
MV/LV Substation UP***081Z |  | 10 kV | _ | LV | 50 kVA :Pole Substation | 0.05 | --> | 0.05 | 0 | 0 | Constrained, otherwise capacity available =44 kVA | --> | 0.048 | 0 | 0 | 0 | 0 | Constrained, otherwise capacity available =48 kW | --> | C17 ex HOLYCROSS ROAD | Holycross Road [T41,T42] | THURLES |  | 52.6984 | -8.022
MV/LV Substation CL***082Z |  | 20 kV | _ | LV | 50 kVA :Pole Substation | 0.05 | --> | 0.05 | 0 | 0 | Constrained, otherwise capacity available =38 kVA | --> | 0.048 | 0 | 0 | 0 | 0 | Constrained, otherwise capacity available =49 kW | --> | C16 ex HOLYCROSS ROAD | Holycross Road [T41,T42] | THURLES |  | 52.6031 | -7.9534
MV/LV Substation CA***083Z |  | 10 kV | _ | LV | 400 kVA :Kiosk Substation | 0.4 | --> | 0.4 | 0.362 | 5.89 |  | --> | 0.38 | 0 | 0 | 0 | 0 | Constrained, otherwise capacity available =385 kW | --> | C17 ex CASHEL | Cashel [T41,T42] | CAHIR |  | 52.5093 | -7.8921
MV/LV Substation BO***089 |  | 20 kV | _ | LV | 100 kVA :Pole Substation | 0.1 | --> | 0.1 | 0.083 | 5.89 |  | --> | 0.095 | 0 | 0 | 0 | 0 | Constrained, otherwise capacity available =97 kW | --> | C14 ex CASHEL | Cashel [T41,T42] | CAHIR |  | 52.5735 | -7.892
MV/LV Substation BO***090 |  | 20 kV | _ | LV | 200 kVA :Pole Substation | 0.2 | --> | 0.2 | 0.17 | 5.89 |  | --> | 0.19 | 0 | 0.006 | 0 | 0 | Constrained, otherwise capacity available =190 kW | --> | C14 ex CASHEL | Cashel [T41,T42] | CAHIR |  | 52.5715 | -7.8928
MV/LV Substation AR***095 |  | 20 kV | _ | LV | 50 kVA :Pole Substation | 0.05 | --> | 0.05 | 0.047 | 5.89 |  | --> | 0.048 | 0 | 0 | 0 | 0 | Constrained, otherwise capacity available =48 kW | --> | C14 ex CASHEL | Cashel [T41,T42] | CAHIR |  | 52.5715 | -7.9084
MV/LV Substation DU***096Z |  | 10 kV | _ | LV | 630 kVA :Kiosk Substation | 0.63 | --> | 0.63 | 0 | 0 | Constrained, otherwise capacity available =564 kVA | --> | 0.598 | 0 | 0 | 0 | 0 | Constrained, otherwise capacity available =608 kW | --> | C15 ex LOUGHTAGALLA | Loughtagalla [T41,T42] | THURLES |  | 52.6833 | -7.7912
MV/LV Substation TA***098Z |  | 10 kV | _ | LV | 200 kVA :Pole Substation | 0.2 | --> | 0.2 | 0.168 | 5.89 |  | --> | 0.19 | 0 | 0 | 0 | 0 | Constrained, otherwise capacity available =194 kW | --> | C11 ex CASHEL | Cashel [T41,T42] | CAHIR |  | 52.449 | -7.8018
MV/LV Substation AR***102 |  | 20 kV | _ | LV | 50 kVA :Pole Substation | 0.05 | --> | 0.05 | 0.044 | 5.89 |  | --> | 0.048 | 0 | 0 | 0 | 0 | Constrained, otherwise capacity available =48 kW | --> | C14 ex CASHEL | Cashel [T41,T42] | CAHIR |  | 52.5656 | -7.926
MV/LV Substation TH***103Z |  | 10 kV | _ | LV | 200 kVA :Kiosk Substation | 0.2 | --> | 0.2 | 0.174 | 5.89 |  | --> | 0.19 | 0 | 0.022 | 0 | 0 | Constrained, otherwise capacity available =177 kW | --> | C13 ex CASHEL | Cashel [T41,T42] | CAHIR |  | 52.5175 | -7.8769
MV/LV Substation BA***105X |  | 10 kV | _ | LV | 50 kVA :Pole Substation | 0.05 | --> | 0.05 | 0.043 | 9 |  | --> | 0.048 | 0 | 0 | 0 | 0 | Constrained, otherwise capacity available =48 kW | --> | C18 ex URLINGFORD | Urlingford [T421] | THURLES |  | 52.7857 | -7.5783
MV/LV Substation TH***105Z |  | 10 kV | _ | LV | 400 kVA :Kiosk Substation | 0.4 | --> | 0.4 | 0.386 | 5.89 |  | --> | 0.38 | 0 | 0.01 | 0 | 0 | Constrained, otherwise capacity available =375 kW | --> | C13 ex CASHEL | Cashel [T41,T42] | CAHIR |  | 52.5168 | -7.8765
MV/LV Substation ST***109Y |  | 10 kV | _ | LV | 200 kVA :Pole Substation | 0.2 | --> | 0.2 | 0 | 0 | Constrained, otherwise capacity available =184 kVA | --> | 0.19 | 0 | 0 | 0 | 0 | Constrained, otherwise capacity available =192 kW | --> | C17 ex HOLYCROSS ROAD | Holycross Road [T41,T42] | THURLES |  | 52.7487 | -7.9598
MV/LV Substation WI***109Z |  | 10 kV | _ | LV | 400 kVA :Kiosk Substation | 0.4 | --> | 0.4 | 0.378 | 5.89 |  | --> | 0.38 | 0 | 0 | 0 | 0 | Constrained, otherwise capacity available =383 kW | --> | C18 ex CASHEL | Cashel [T41,T42] | CAHIR |  | 52.5117 | -7.8015
MV/LV Substation EN***118Y |  | 10 kV | _ | LV | 200 kVA :Pole Substation | 0.2 | --> | 0.2 | 0 | 0 | Constrained, otherwise capacity available =174 kVA | --> | 0.19 | 0 | 0.006 | 0 | 0 | Constrained, otherwise capacity available =189 kW | --> | C11 ex HOLYCROSS ROAD | Holycross Road [T41,T42] | THURLES |  | 52.6573 | -7.8303
MV/LV Substation LI***120Y |  | 10 kV | _ | LV | 630 kVA :Kiosk Substation | 0.63 | --> | 0.63 | 0 | 0 | Constrained, otherwise capacity available =298 kVA | --> | 0.598 | 0 | 0.011 | 0 | 0 | Constrained, otherwise capacity available =634 kW | --> | C15 ex LOUGHTAGALLA | Loughtagalla [T41,T42] | THURLES |  | 52.6795 | -7.8115
MV/LV Substation SY***121 |  | 20 kV | _ | LV | 50 kVA :Pole Substation | 0.05 | --> | 0.05 | 0.01 | 5.89 |  | --> | 0.048 | 0 | 0 | 0 | 0 | Constrained, otherwise capacity available =53 kW | --> | C14 ex CASHEL | Cashel [T41,T42] | CAHIR |  | 52.5732 | -7.8781
MV/LV Substation CR***124Y |  | 10 kV | _ | LV | 50 kVA :Pole Substation | 0.05 | --> | 0.05 | 0 | 0 | Constrained, otherwise capacity available =35 kVA | --> | 0.048 | 0 | 0 | 0 | 0 | Constrained, otherwise capacity available =50 kW | --> | C14 ex TEMPLEMORE | Templemore [T41,T42] | IKERRIN |  | 52.7756 | -7.7427
MV/LV Substation BA***126X |  | 10 kV | _ | LV | 50 kVA :Pole Substation | 0.05 | --> | 0.05 | 0.047 | 9 |  | --> | 0.048 | 0 | 0 | 0 | 0 | Constrained, otherwise capacity available =48 kW | --> | C18 ex URLINGFORD | Urlingford [T421] | THURLES |  | 52.7412 | -7.6126
MV/LV Substation DR***127Z |  | 10 kV | _ | LV | 50 kVA :Pole Substation | 0.05 | --> | 0.05 | 0 | 0 | Constrained, otherwise capacity available =45 kVA | --> | 0.048 | 0 | 0 | 0 | 0 | Constrained, otherwise capacity available =48 kW | --> | C12 ex LOUGHTAGALLA | Loughtagalla [T41,T42] | THURLES |  | 52.6792 | -7.7759
MV/LV Substation BA***128 |  | 10 kV | _ | LV | 50 kVA :Pole Substation | 0.05 | --> | 0.05 | 0 | 0 | Constrained, otherwise capacity available =43 kVA | --> | 0.048 | 0 | 0.018 | 0 | 0 | Constrained, otherwise capacity available =35 kW | --> | C11 ex HOLYCROSS ROAD | Holycross Road [T41,T42] | THURLES |  | 52.5779 | -7.8308
MV/LV Substation WA***128Z |  | 10 kV | _ | LV | 50 kVA :Pole Substation | 0.05 | --> | 0.05 | 0 | 0 | Constrained, otherwise capacity available =42 kVA | --> | 0.048 | 0 | 0 | 0 | 0 | Constrained, otherwise capacity available =49 kW | --> | C11 ex TEMPLEMORE | Templemore [T41,T42] | IKERRIN |  | 52.7589 | -7.8244
MV/LV Substation MO***129Y |  | 10 kV | _ | LV | 50 kVA :Pole Substation | 0.05 | --> | 0.05 | 0 | 0 | Constrained, otherwise capacity available =9 kVA | --> | 0.048 | 0 | 0 | 0 | 0 | Constrained, otherwise capacity available =53 kW | --> | C11 ex LOUGHTAGALLA | Loughtagalla [T41,T42] | THURLES |  | 52.704 | -7.7036
MV/LV Substation MI***135X |  | 10 kV | _ | LV | 50 kVA :Pole Substation | 0.05 | --> | 0.05 | 0.048 | 9 |  | --> | 0.048 | 0 | 0 | 0 | 0 | Constrained, otherwise capacity available =48 kW | --> | C16 ex URLINGFORD | Urlingford [T421] | THURLES |  | 52.724 | -7.5864
MV/LV Substation ST***135Z |  | 10 kV | _ | LV | 200 kVA :Pole Substation | 0.2 | --> | 0.2 | 0 | 0 | Constrained, otherwise capacity available =150 kVA | --> | 0.19 | 0 | 0 | 0 | 0 | Constrained, otherwise capacity available =197 kW | --> | C15 ex LOUGHTAGALLA | Loughtagalla [T41,T42] | THURLES |  | 52.6774 | -7.8079
MV/LV Substation BU***138Z |  | 10 kV | _ | LV | 400 kVA :Kiosk Substation | 0.4 | --> | 0.4 | 0 | 0 | Constrained, otherwise capacity available =362 kVA | --> | 0.38 | 0 | 0 | 0 | 0 | Constrained, otherwise capacity available =385 kW | --> | C17 ex LOUGHTAGALLA | Loughtagalla [T41,T42] | THURLES |  | 52.6816 | -7.8054
MV/LV Substation CL***139Y |  | 20 kV | _ | LV | 50 kVA :Pole Substation | 0.05 | --> | 0.05 | 0 | 0 | Constrained, otherwise capacity available =49 kVA | --> | 0.048 | 0 | 0 | 0 | 0 | Constrained, otherwise capacity available =48 kW | --> | C16 ex HOLYCROSS ROAD | Holycross Road [T41,T42] | THURLES |  | 52.6015 | -7.9595
MV/LV Substation GA***140Y |  | 10 kV | _ | LV | 100 kVA :Pole Substation | 0.1 | --> | 0.1 | 0 | 0 | Constrained, otherwise capacity available =92 kVA | --> | 0.095 | 0 | 0 | 0 | 0 | Constrained, otherwise capacity available =96 kW | --> | C11 ex HOLYCROSS ROAD | Holycross Road [T41,T42] | THURLES |  | 52.6031 | -7.8659
MV/LV Substation AN***146Y |  | 10 kV | _ | LV | 400 kVA :Kiosk Substation | 0.4 | --> | 0.4 | 0 | 0 | Constrained, otherwise capacity available =170 kVA | --> | 0.38 | 0 | 0 | 0 | 0 | Constrained, otherwise capacity available =391 kW | --> | C15 ex LOUGHTAGALLA | Loughtagalla [T41,T42] | THURLES |  | 52.679 | -7.796
MV/LV Substation TO***148Z |  | 10 kV | _ | LV | 200 kVA :Kiosk Substation | 0.2 | --> | 0.2 | 0.2 | 5.89 |  | --> | 0.19 | 0 | 0 | 0 | 0 | Constrained, otherwise capacity available =190 kW | --> | C13 ex CASHEL | Cashel [T41,T42] | CAHIR |  | 52.5192 | -7.8785
MV/LV Substation FR***150 |  | 20 kV | _ | LV | 50 kVA :Pole Substation | 0.05 | --> | 0.05 | 0.034 | 5.89 |  | --> | 0.048 | 0 | 0.011 | 0 | 0 | Constrained, otherwise capacity available =42 kW | --> | C14 ex CASHEL | Cashel [T41,T42] | CAHIR |  | 52.5371 | -7.8986
MV/LV Substation BR***152Y |  | 10 kV | _ | LV | 200 kVA :Pole Substation | 0.2 | --> | 0.2 | 0.186 | 9 |  | --> | 0.19 | 0 | 0 | 0 | 0 | Constrained, otherwise capacity available =192 kW | --> | C18 ex URLINGFORD | Urlingford [T421] | THURLES |  | 52.7526 | -7.6069
MV/LV Substation RO***156Z |  | 10 kV | _ | LV | 100 kVA :Pole Substation | 0.1 | --> | 0.1 | 0.094 | 5.89 |  | --> | 0.095 | 0 | 0 | 0 | 0 | Constrained, otherwise capacity available =96 kW | --> | C11 ex CASHEL | Cashel [T41,T42] | CAHIR |  | 52.4725 | -7.8297
MV/LV Substation GO***157 |  | 20 kV | _ | LV | 50 kVA :Pole Substation | 0.05 | --> | 0.05 | 0.041 | 5.89 |  | --> | 0.048 | 0 | 0 | 0 | 0 | Constrained, otherwise capacity available =49 kW | --> | C14 ex CASHEL | Cashel [T41,T42] | CAHIR |  | 52.5424 | -7.8684
MV/LV Substation SP***158Z |  | 10 kV | _ | LV | 100 kVA :Pole Substation | 0.1 | --> | 0.1 | 0 | 0 | Constrained, otherwise capacity available =86 kVA | --> | 0.095 | 0 | 0.01 | 0 | 0 | Constrained, otherwise capacity available =90 kW | --> | C17 ex LOUGHTAGALLA | Loughtagalla [T41,T42] | THURLES |  | 52.6818 | -7.8094
MV/LV Substation BA***161 |  | 20 kV | _ | LV | 200 kVA :Kiosk Substation | 0.2 | --> | 0.2 | 0.196 | 5.89 |  | --> | 0.19 | 0 | 0 | 0 | 0 | Constrained, otherwise capacity available =190 kW | --> | C14 ex CASHEL | Cashel [T41,T42] | CAHIR |  | 52.558 | -7.8616
MV/LV Substation TH***163Z |  | 20 kV | _ | LV | 50 kVA :Pole Substation | 0.05 | --> | 0.05 | 0.042 | 5.89 |  | --> | 0.048 | 0 | 0 | 0 | 0 | Constrained, otherwise capacity available =49 kW | --> | C14 ex CASHEL | Cashel [T41,T42] | CAHIR |  | 52.5682 | -7.8918
MV/LV Substation BA***165 |  | 20 kV | _ | LV | 50 kVA :Pole Substation | 0.05 | --> | 0.05 | 0.045 | 5.89 |  | --> | 0.048 | 0 | 0 | 0 | 0 | Constrained, otherwise capacity available =48 kW | --> | C14 ex CASHEL | Cashel [T41,T42] | CAHIR |  | 52.563 | -7.8462
MV/LV Substation UR***168Y |  | 10 kV | _ | LV | 200 kVA :Pole Substation | 0.2 | --> | 0.2 | 0.155 | 9 |  | --> | 0.19 | 0 | 0 | 0 | 0 | Constrained, otherwise capacity available =196 kW | --> | C16 ex URLINGFORD | Urlingford [T421] | THURLES |  | 52.7193 | -7.5861
MV/LV Substation DU***169Y |  | 10 kV | _ | LV | 200 kVA :Kiosk Substation | 0.2 | --> | 0.2 | 0.144 | 5.89 |  | --> | 0.19 | 0 | 0.015 | 0 | 0 | Constrained, otherwise capacity available =186 kW | --> | C13 ex CASHEL | Cashel [T41,T42] | CAHIR |  | 52.5174 | -7.8757
MV/LV Substation CL***170Y |  | 10 kV | _ | LV | 400 kVA :Kiosk Substation | 0.4 | --> | 0.4 | 0 | 0 | Constrained, otherwise capacity available =288 kVA | --> | 0.38 | 0 | 0.025 | 0 | 0 | Constrained, otherwise capacity available =377 kW | --> | C18 ex HOLYCROSS ROAD | Holycross Road [T41,T42] | THURLES |  | 52.6884 | -7.8166
MV/LV Substation WI***170Z |  | 10 kV | _ | LV | 200 kVA :Kiosk Substation | 0.2 | --> | 0.2 | 0.151 | 5.89 |  | --> | 0.19 | 0 | 0 | 0 | 0 | Constrained, otherwise capacity available =197 kW | --> | C12 ex CASHEL | Cashel [T41,T42] | CAHIR |  | 52.5058 | -7.8956
MV/LV Substation LO***171X |  | 10 kV | _ | LV | 100 kVA :Pole Substation | 0.1 | --> | 0.1 | 0 | 0 | Constrained, otherwise capacity available =82 kVA | --> | 0.095 | 0 | 0 | 0 | 0 | Constrained, otherwise capacity available =97 kW | --> | C11 ex TEMPLEMORE | Templemore [T41,T42] | IKERRIN |  | 52.757 | -7.8266
MV/LV Substation CA***171Z |  | 10 kV | _ | LV | 200 kVA :Kiosk Substation | 0.2 | --> | 0.2 | 0.165 | 5.89 |  | --> | 0.19 | 0 | 0.006 | 0 | 0 | Constrained, otherwise capacity available =190 kW | --> | C17 ex CASHEL | Cashel [T41,T42] | CAHIR |  | 52.5136 | -7.8955
MV/LV Substation KI***172X |  | 10 kV | _ | LV | 50 kVA :Pole Substation | 0.05 | --> | 0.05 | 0 | 0 | Constrained, otherwise capacity available =38 kVA | --> | 0.048 | 0 | 0.011 | 0 | 0 | Constrained, otherwise capacity available =41 kW | --> | C11 ex TEMPLEMORE | Templemore [T41,T42] | IKERRIN |  | 52.7595 | -7.7981
MV/LV Substation SK***172Y |  | 10 kV | _ | LV | 50 kVA :Pole Substation | 0.05 | --> | 0.05 | 0 | 0 | Constrained, otherwise capacity available =49 kVA | --> | 0.048 | 0 | 0 | 0 | 0 | Constrained, otherwise capacity available =48 kW | --> | C11 ex LOUGHTAGALLA | Loughtagalla [T41,T42] | THURLES |  | 52.6725 | -7.6994
MV/LV Substation LO***172Z |  | 20 kV | _ | LV | 200 kVA :Kiosk Substation | 0.2 | --> | 0.2 | 0.146 | 5.89 |  | --> | 0.19 | 0 | 0.009 | 0 | 0 | Constrained, otherwise capacity available =191 kW | --> | C14 ex CASHEL | Cashel [T41,T42] | CAHIR |  | 52.5663 | -7.8928
MV/LV Substation BR***174Y |  | 10 kV | _ | LV | 50 kVA :Pole Substation | 0.05 | --> | 0.05 | 0 | 0 | Constrained, otherwise capacity available =47 kVA | --> | 0.048 | 0 | 0 | 0 | 0 | Constrained, otherwise capacity available =48 kW | --> | C17 ex LOUGHTAGALLA | Loughtagalla [T41,T42] | THURLES |  | 52.6864 | -7.8101
MV/LV Substation H/***179 |  | 20 kV | _ | LV | 200 kVA :Pole Substation | 0.2 | --> | 0.2 | 0 | 0 | Constrained, otherwise capacity available =186 kVA | --> | 0.19 | 0 | 0 | 0 | 0 | Constrained, otherwise capacity available =192 kW | --> | C16 ex HOLYCROSS ROAD | Holycross Road [T41,T42] | THURLES |  | 52.6373 | -7.8683
MV/LV Substation CA***182 |  | 10 kV | _ | LV | 200 kVA :Pole Substation | 0.2 | --> | 0.2 | 0 | 0 | Constrained, otherwise capacity available =151 kVA | --> | 0.19 | 0 | 0 | 0 | 0 | Constrained, otherwise capacity available =196 kW | --> | C11 ex TEMPLEMORE | Templemore [T41,T42] | IKERRIN |  | 52.7557 | -7.9648
MV/LV Substation PU***187Z |  | 10 kV | _ | LV | 50 kVA :Pole Substation | 0.05 | --> | 0.05 | 0.041 | 5.89 |  | --> | 0.048 | 0 | 0.011 | 0 | 0 | Constrained, otherwise capacity available =41 kW | --> | C12 ex CASHEL | Cashel [T41,T42] | CAHIR |  | 52.4966 | -7.8884
MV/LV Substation LO***189 |  | 20 kV | _ | LV | 400 kVA :Kiosk Substation | 0.4 | --> | 0.4 | 0.386 | 5.89 |  | --> | 0.38 | 0 | 0.036 | 0 | 0 | Constrained, otherwise capacity available =355 kW | --> | C14 ex CASHEL | Cashel [T41,T42] | CAHIR |  | 52.5775 | -7.9267
MV/LV Substation CO***193 |  | 10 kV | _ | LV | 400 kVA :Kiosk Substation | 0.4 | --> | 0.4 | 0.368 | 5.89 |  | --> | 0.38 | 0 | 0 | 0 | 0 | Constrained, otherwise capacity available =384 kW | --> | C13 ex CASHEL | Cashel [T41,T42] | CAHIR |  | 52.5195 | -7.8802
MV/LV Substation DU***194 |  | 20 kV | _ | LV | 100 kVA :Pole Substation | 0.1 | --> | 0.1 | 0.082 | 5.89 |  | --> | 0.095 | 0 | 0 | 0 | 0 | Constrained, otherwise capacity available =97 kW | --> | C14 ex CASHEL | Cashel [T41,T42] | CAHIR |  | 52.6362 | -7.9969
MV/LV Substation PU***194Y |  | 10 kV | _ | LV | 100 kVA :Pole Substation | 0.1 | --> | 0.1 | 0 | 0 | Constrained, otherwise capacity available =96 kVA | --> | 0.095 | 0 | 0 | 0 | 0 | Constrained, otherwise capacity available =96 kW | --> | C17 ex HOLYCROSS ROAD | Holycross Road [T41,T42] | THURLES |  | 52.6861 | -7.8389
MV/LV Substation TH***195Y |  | 10 kV | _ | LV | 200 kVA :Kiosk Substation | 0.2 | --> | 0.2 | 0 | 0 | Constrained, otherwise capacity available =136 kVA | --> | 0.19 | 0 | 0.014 | 0 | 0 | Constrained, otherwise capacity available =188 kW | --> | C11 ex HOLYCROSS ROAD | Holycross Road [T41,T42] | THURLES |  | 52.67 | -7.8063
MV/LV Substation CO***197 |  | 10 kV | _ | LV | 50 kVA :Pole Substation | 0.05 | --> | 0.05 | 0 | 0 | Constrained, otherwise capacity available =17 kVA | --> | 0.048 | 0 | 0.028 | 0 | 0 | Constrained, otherwise capacity available =31 kW | --> | C11 ex HOLYCROSS ROAD | Holycross Road [T41,T42] | THURLES |  | 52.6617 | -7.8292
MV/LV Substation CL***200Y |  | 20 kV | _ | LV | 100 kVA :Pole Substation | 0.1 | --> | 0.1 | 0.048 | 5.89 |  | --> | 0.095 | 0 | 0 | 0 | 0 | Constrained, otherwise capacity available =102 kW | --> | C14 ex CASHEL | Cashel [T41,T42] | CAHIR |  | 52.5965 | -8.0036
MV/LV Substation NO***201 |  | 10 kV | _ | LV | 50 kVA :Pole Substation | 0.05 | --> | 0.05 | 0 | 0 | Constrained, otherwise capacity available =50 kVA | --> | 0.048 | 0 | 0 | 0 | 0 | Constrained, otherwise capacity available =48 kW | --> | C11 ex LOUGHTAGALLA | Loughtagalla [T41,T42] | THURLES |  | 52.6677 | -7.6904
MV/LV Substation BA***201X |  | 10 kV | _ | LV | 50 kVA :Pole Substation | 0.05 | --> | 0.05 | 0 | 0 | Constrained, otherwise capacity available =38 kVA | --> | 0.048 | 0 | 0 | 0 | 0 | Constrained, otherwise capacity available =49 kW | --> | C16 ex LOUGHTAGALLA | Loughtagalla [T41,T42] | THURLES |  | 52.7363 | -7.788
MV/LV Substation TR***201Y |  | 10 kV | _ | LV | 630 kVA :Building Structure | 0.63 | --> | 0.63 | 0 | 0 | Constrained, otherwise capacity available =548 kVA | --> | 0.598 | 0 | 0 | 0 | 0 | Constrained, otherwise capacity available =610 kW | --> | C18 ex HOLYCROSS ROAD | Holycross Road [T41,T42] | THURLES |  | 52.6867 | -7.8269
MV/LV Substation HA***201Z |  | 10 kV | _ | LV | 630 kVA :Kiosk Substation | 0.63 | --> | 0.63 | 0 | 0 | Constrained, otherwise capacity available =628 kVA | --> | 0.598 | 0 | 0 | 0 | 0 | Constrained, otherwise capacity available =599 kW | --> | C17 ex LOUGHTAGALLA | Loughtagalla [T41,T42] | THURLES |  | 52.6895 | -7.7972
MV/LV Substation SH***202Y |  | 10 kV | _ | LV | 50 kVA :Pole Substation | 0.05 | --> | 0.05 | 0 | 0 | Constrained, otherwise capacity available =50 kVA | --> | 0.048 | 0 | 0 | 0 | 0 | Constrained, otherwise capacity available =48 kW | --> | C17 ex HOLYCROSS ROAD | Holycross Road [T41,T42] | THURLES |  | 52.6959 | -8.0308
MV/LV Substation IR***204 |  | 10 kV | _ | LV | 200 kVA :Pole Substation | 0.2 | --> | 0.2 | 0 | 0 | Constrained, otherwise capacity available =112 kVA | --> | 0.19 | 0 | 0 | 0 | 0 | Constrained, otherwise capacity available =202 kW | --> | C14 ex HOLYCROSS ROAD | Holycross Road [T41,T42] | THURLES |  | 52.6754 | -7.8216
MV/LV Substation RA***207Z |  | 10 kV | _ | LV | 50 kVA :Pole Substation | 0.05 | --> | 0.05 | 0 | 0 | Constrained, otherwise capacity available =31 kVA | --> | 0.048 | 0 | 0 | 0 | 0 | Constrained, otherwise capacity available =50 kW | --> | C11 ex LOUGHTAGALLA | Loughtagalla [T41,T42] | THURLES |  | 52.6552 | -7.7445
MV/LV Substation CA***212X |  | 10 kV | _ | LV | 50 kVA :Pole Substation | 0.05 | --> | 0.05 | 0 | 0 | Constrained, otherwise capacity available =45 kVA | --> | 0.048 | 0 | 0 | 0 | 0 | Constrained, otherwise capacity available =48 kW | --> | C14 ex TEMPLEMORE | Templemore [T41,T42] | IKERRIN |  | 52.7911 | -7.7774
MV/LV Substation C/***213Y |  | 10 kV | _ | LV | 50 kVA :Pole Substation | 0.05 | --> | 0.05 | 0 | 0 | Constrained, otherwise capacity available =48 kVA | --> | 0.048 | 0 | 0 | 0 | 0 | Constrained, otherwise capacity available =48 kW | --> | C11 ex LOUGHTAGALLA | Loughtagalla [T41,T42] | THURLES |  | 52.6702 | -7.6855
MV/LV Substation T-***219 |  | 10 kV | _ | LV | 100 kVA :Pole Substation | 0.1 | --> | 0.1 | 0 | 0 | Constrained, otherwise capacity available =32 kVA | --> | 0.095 | 0 | 0.009 | 0 | 0 | Constrained, otherwise capacity available =97 kW | --> | C11 ex LOUGHTAGALLA | Loughtagalla [T41,T42] | THURLES |  | 52.6725 | -7.7086
MV/LV Substation T-***220 |  | 10 kV | _ | LV | 50 kVA :Pole Substation | 0.05 | --> | 0.05 | 0 | 0 | Constrained, otherwise capacity available =39 kVA | --> | 0.048 | 0 | 0 | 0 | 0 | Constrained, otherwise capacity available =49 kW | --> | C11 ex LOUGHTAGALLA | Loughtagalla [T41,T42] | THURLES |  | 52.6729 | -7.7159
MV/LV Substation CL***227Z |  | 10 kV | _ | LV | 200 kVA :Pole Substation | 0.2 | --> | 0.2 | 0 | 0 | Constrained, otherwise capacity available =186 kVA | --> | 0.19 | 0 | 0 | 0 | 0 | Constrained, otherwise capacity available =192 kW | --> | C11 ex TEMPLEMORE | Templemore [T41,T42] | IKERRIN |  | 52.7962 | -7.8231
MV/LV Substation KI***232Z |  | 10 kV | _ | LV | 50 kVA :Pole Substation | 0.05 | --> | 0.05 | 0 | 0 | Constrained, otherwise capacity available =44 kVA | --> | 0.048 | 0 | 0 | 0 | 0 | Constrained, otherwise capacity available =48 kW | --> | C12 ex LOUGHTAGALLA | Loughtagalla [T41,T42] | THURLES |  | 52.6247 | -7.7755
MV/LV Substation SE***236Z |  | 10 kV | _ | LV | 200 kVA :Kiosk Substation | 0.2 | --> | 0.2 | 0 | 0 | Constrained, otherwise capacity available =129 kVA | --> | 0.19 | 0 | 0 | 0 | 0 | Constrained, otherwise capacity available =199 kW | --> | C18 ex HOLYCROSS ROAD | Holycross Road [T41,T42] | THURLES |  | 52.6828 | -7.8247
MV/LV Substation TE***241X |  | 10 kV | _ | LV | 200 kVA :Pole Substation | 0.2 | --> | 0.2 | 0 | 0 | Constrained, otherwise capacity available =147 kVA | --> | 0.19 | 0 | 0.01 | 0 | 0 | Constrained, otherwise capacity available =190 kW | --> | C14 ex TEMPLEMORE | Templemore [T41,T42] | IKERRIN |  | 52.7891 | -7.7219
MV/LV Substation TE***242X |  | 10 kV | _ | LV | 100 kVA :Pole Substation | 0.1 | --> | 0.1 | 0 | 0 | Constrained, otherwise capacity available =77 kVA | --> | 0.095 | 0 | 0 | 0 | 0 | Constrained, otherwise capacity available =98 kW | --> | C14 ex TEMPLEMORE | Templemore [T41,T42] | IKERRIN |  | 52.7905 | -7.7207
MV/LV Substation LI***242Y |  | 20 kV | _ | LV | 100 kVA :Pole Substation | 0.1 | --> | 0.1 | 0.07 | 5.89 |  | --> | 0.095 | 0 | 0.009 | 0 | 0 | Constrained, otherwise capacity available =92 kW | --> | C14 ex CASHEL | Cashel [T41,T42] | CAHIR |  | 52.522 | -7.8681
MV/LV Substation LI***243X |  | 10 kV | _ | LV | 100 kVA :Pole Substation | 0.1 | --> | 0.1 | 0 | 0 | Constrained, otherwise capacity available =96 kVA | --> | 0.095 | 0 | 0 | 0 | 0 | Constrained, otherwise capacity available =96 kW | --> | C14 ex TEMPLEMORE | Templemore [T41,T42] | IKERRIN |  | 52.7971 | -7.7272
MV/LV Substation RO***243Y |  | 10 kV | _ | LV | 200 kVA :Kiosk Substation | 0.2 | --> | 0.2 | 0 | 0 | Constrained, otherwise capacity available =136 kVA | --> | 0.19 | 0 | 0.048 | 0 | 0 | Constrained, otherwise capacity available =163 kW | --> | C11 ex HOLYCROSS ROAD | Holycross Road [T41,T42] | THURLES |  | 52.6691 | -7.8096
MV/LV Substation RO***244Y |  | 10 kV | _ | LV | 400 kVA :Kiosk Substation | 0.4 | --> | 0.4 | 0 | 0 | Constrained, otherwise capacity available =374 kVA | --> | 0.38 | 0 | 0.003 | 0 | 0 | Constrained, otherwise capacity available =381 kW | --> | C11 ex HOLYCROSS ROAD | Holycross Road [T41,T42] | THURLES |  | 52.6683 | -7.8114
MV/LV Substation KI***249Y |  | 20 kV | _ | LV | 50 kVA :Pole Substation | 0.05 | --> | 0.05 | 0 | 0 | Constrained, otherwise capacity available =45 kVA | --> | 0.048 | 0 | 0 | 0 | 0 | Constrained, otherwise capacity available =48 kW | --> | C16 ex HOLYCROSS ROAD | Holycross Road [T41,T42] | THURLES |  | 52.6361 | -7.8848
MV/LV Substation KI***251 |  | 10 kV | _ | LV | 50 kVA :Pole Substation | 0.05 | --> | 0.05 | 0 | 0 | Constrained, otherwise capacity available =48 kVA | --> | 0.048 | 0 | 0 | 0 | 0 | Constrained, otherwise capacity available =48 kW | --> | C11 ex TEMPLEMORE | Templemore [T41,T42] | IKERRIN |  | 52.7845 | -7.9129
MV/LV Substation PE***256Y |  | 20 kV | _ | LV | 50 kVA :Pole Substation | 0.05 | --> | 0.05 | 0.029 | 5.89 |  | --> | 0.048 | 0 | 0 | 0 | 0 | Constrained, otherwise capacity available =50 kW | --> | C14 ex CASHEL | Cashel [T41,T42] | CAHIR |  | 52.5883 | -7.8706
MV/LV Substation GL***257 |  | 20 kV | _ | LV | 50 kVA :Pole Substation | 0.05 | --> | 0.05 | 0.041 | 5.89 |  | --> | 0.048 | 0 | 0 | 0 | 0 | Constrained, otherwise capacity available =49 kW | --> | C14 ex CASHEL | Cashel [T41,T42] | CAHIR |  | 52.6136 | -8.0313
MV/LV Substation NE***260Y |  | 10 kV | _ | LV | 50 kVA :Pole Substation | 0.05 | --> | 0.05 | 0 | 0 | Constrained, otherwise capacity available =32 kVA | --> | 0.048 | 0 | 0.01 | 0 | 0 | Constrained, otherwise capacity available =42 kW | --> | C11 ex LOUGHTAGALLA | Loughtagalla [T41,T42] | THURLES |  | 52.6598 | -7.6981
MV/LV Substation MU***261Y |  | 10 kV | _ | LV | 200 kVA :Building Structure | 0.2 | --> | 0.2 | 0 | 0 | Constrained, otherwise capacity available =139 kVA | --> | 0.19 | 0 | 0 | 0 | 0 | Constrained, otherwise capacity available =198 kW | --> | C17 ex LOUGHTAGALLA | Loughtagalla [T41,T42] | THURLES |  | 52.6797 | -7.8068
MV/LV Substation SH***261Z |  | 10 kV | _ | LV | 1000 kVA :Building Structure | 1 | --> | 1 | 0.5 | 5.89 |  | --> | 0.95 | 0 | 0.01 | 0 | 0 | Constrained, otherwise capacity available =963 kW | --> | C17 ex CASHEL | Cashel [T41,T42] | CAHIR |  | 52.5113 | -7.8906
MV/LV Substation SA***262X |  | 10 kV | _ | LV | 50 kVA :Pole Substation | 0.05 | --> | 0.05 | 0.043 | 5.89 |  | --> | 0.048 | 0 | 0 | 0 | 0 | Constrained, otherwise capacity available =48 kW | --> | C18 ex CASHEL | Cashel [T41,T42] | CAHIR |  | 52.5011 | -7.8172
MV/LV Substation BR***262Y |  | 10 kV | _ | LV | 100 kVA :Pole Substation | 0.1 | --> | 0.1 | 0.06 | 5.89 |  | --> | 0.095 | 0 | 0 | 0 | 0 | Constrained, otherwise capacity available =100 kW | --> | C18 ex CASHEL | Cashel [T41,T42] | CAHIR |  | 52.5153 | -7.8158
MV/LV Substation SA***263X |  | 10 kV | _ | LV | 50 kVA :Pole Substation | 0.05 | --> | 0.05 | 0.046 | 5.89 |  | --> | 0.048 | 0 | 0 | 0 | 0 | Constrained, otherwise capacity available =48 kW | --> | C18 ex CASHEL | Cashel [T41,T42] | CAHIR |  | 52.4963 | -7.817
MV/LV Substation BO***264 |  | 10 kV | _ | LV | 400 kVA :Kiosk Substation | 0.4 | --> | 0.4 | 0 | 0 | Constrained, otherwise capacity available =390 kVA | --> | 0.38 | 0 | 0 | 0 | 0 | Constrained, otherwise capacity available =381 kW | --> | C11 ex TEMPLEMORE | Templemore [T41,T42] | IKERRIN |  | 52.7541 | -7.9554
MV/LV Substation UP***266 |  | 10 kV | _ | LV | 200 kVA :Pole Substation | 0.2 | --> | 0.2 | 0 | 0 | Constrained, otherwise capacity available =155 kVA | --> | 0.19 | 0 | 0 | 0 | 0 | Constrained, otherwise capacity available =196 kW | --> | C11 ex TEMPLEMORE | Templemore [T41,T42] | IKERRIN |  | 52.7531 | -7.9593
MV/LV Substation MO***269 |  | 10 kV | _ | LV | 200 kVA :Kiosk Substation | 0.2 | --> | 0.2 | 0 | 0 | Constrained, otherwise capacity available =126 kVA | --> | 0.19 | 0 | 0.031 | 0 | 0 | Constrained, otherwise capacity available =177 kW | --> | C15 ex LOUGHTAGALLA | Loughtagalla [T41,T42] | THURLES |  | 52.6815 | -7.7955
MV/LV Substation MI***270 |  | 10 kV | _ | LV | 200 kVA :Kiosk Substation | 0.2 | --> | 0.2 | 0 | 0 | Constrained, otherwise capacity available =143 kVA | --> | 0.19 | 0 | 0.015 | 0 | 0 | Constrained, otherwise capacity available =186 kW | --> | C15 ex LOUGHTAGALLA | Loughtagalla [T41,T42] | THURLES |  | 52.6788 | -7.7978
MV/LV Substation DR***270Z |  | 10 kV | _ | LV | 50 kVA :Pole Substation | 0.05 | --> | 0.05 | 0 | 0 | Constrained, otherwise capacity available =48 kVA | --> | 0.048 | 0 | 0 | 0 | 0 | Constrained, otherwise capacity available =48 kW | --> | C12 ex LOUGHTAGALLA | Loughtagalla [T41,T42] | THURLES |  | 52.6805 | -7.7801
MV/LV Substation TH***271 |  | 10 kV | _ | LV | 1000 kVA :Building Structure | 1 | --> | 1 | 0 | 0 | Constrained, otherwise capacity available =989 kVA | --> | 0.95 | 0 | 0 | 0 | 0 | Constrained, otherwise capacity available =951 kW | --> | C14 ex HOLYCROSS ROAD | Holycross Road [T41,T42] | THURLES |  | 52.6747 | -7.821
MV/LV Substation MO***275Z |  | 10 kV | _ | LV | 50 kVA :Pole Substation | 0.05 | --> | 0.05 | 0 | 0 | Constrained, otherwise capacity available =50 kVA | --> | 0.048 | 0 | 0 | 0 | 0 | Constrained, otherwise capacity available =48 kW | --> | C17 ex HOLYCROSS ROAD | Holycross Road [T41,T42] | THURLES |  | 52.7145 | -7.9224
MV/LV Substation GO***277 |  | 10 kV | _ | LV | 50 kVA :Pole Substation | 0.05 | --> | 0.05 | 0 | 0 | Constrained, otherwise capacity available =45 kVA | --> | 0.048 | 0 | 0.006 | 0 | 0 | Constrained, otherwise capacity available =44 kW | --> | C17 ex HOLYCROSS ROAD | Holycross Road [T41,T42] | THURLES |  | 52.7458 | -7.961
MV/LV Substation GA***281 |  | 10 kV | _ | LV | 50 kVA :Pole Substation | 0.05 | --> | 0.05 | 0 | 0 | Constrained, otherwise capacity available =38 kVA | --> | 0.048 | 0 | 0 | 0 | 0 | Constrained, otherwise capacity available =49 kW | --> | C11 ex LOUGHTAGALLA | Loughtagalla [T41,T42] | THURLES |  | 52.6828 | -7.7197
MV/LV Substation CA***284 |  | 20 kV | _ | LV | 200 kVA :Pole Substation | 0.2 | --> | 0.2 | 0.099 | 5.89 |  | --> | 0.19 | 0 | 0 | 0 | 0 | Constrained, otherwise capacity available =203 kW | --> | C14 ex CASHEL | Cashel [T41,T42] | CAHIR |  | 52.6088 | -7.9972
MV/LV Substation CL***286Z |  | 20 kV | _ | LV | 50 kVA :Pole Substation | 0.05 | --> | 0.05 | 0 | 0 | Constrained, otherwise capacity available =33 kVA | --> | 0.048 | 0 | 0 | 0 | 0 | Constrained, otherwise capacity available =50 kW | --> | C16 ex HOLYCROSS ROAD | Holycross Road [T41,T42] | THURLES |  | 52.6287 | -7.9515
MV/LV Substation OL***287Z |  | 10 kV | _ | LV | 200 kVA :Pole Substation | 0.2 | --> | 0.2 | 0 | 0 | Constrained, otherwise capacity available =161 kVA | --> | 0.19 | 0 | 0 | 0 | 0 | Constrained, otherwise capacity available =195 kW | --> | C11 ex TEMPLEMORE | Templemore [T41,T42] | IKERRIN |  | 52.7914 | -7.8226
MV/LV Substation RA***288 |  | 10 kV | _ | LV | 50 kVA :Pole Substation | 0.05 | --> | 0.05 | 0 | 0 | Constrained, otherwise capacity available =41 kVA | --> | 0.048 | 0 | 0 | 0 | 0 | Constrained, otherwise capacity available =49 kW | --> | C18 ex LOUGHTAGALLA | Loughtagalla [T41,T42] | THURLES |  | 52.7045 | -7.7426
MV/LV Substation KA***296 |  | 10 kV | _ | LV | 200 kVA :Pole Substation | 0.2 | --> | 0.2 | 0.2 | 9 |  | --> | 0.19 | 0 | 0 | 0 | 0 | Constrained, otherwise capacity available =190 kW | --> | C16 ex URLINGFORD | Urlingford [T421] | THURLES |  | 52.7179 | -7.5877
MV/LV Substation KA***299 |  | 10 kV | _ | LV | 50 kVA :Pole Substation | 0.05 | --> | 0.05 | 0.023 | 9 |  | --> | 0.048 | 0 | 0.029 | 0 | 0 | Constrained, otherwise capacity available =30 kW | --> | C16 ex URLINGFORD | Urlingford [T421] | THURLES |  | 52.7193 | -7.5879
MV/LV Substation BA***308 |  | 10 kV | _ | LV | 50 kVA :Pole Substation | 0.05 | --> | 0.05 | 0 | 0 | Constrained, otherwise capacity available =35 kVA | --> | 0.048 | 0 | 0 | 0 | 0 | Constrained, otherwise capacity available =50 kW | --> | C14 ex TEMPLEMORE | Templemore [T41,T42] | IKERRIN |  | 52.7574 | -7.726
MV/LV Substation BO***311X |  | 10 kV | _ | LV | 50 kVA :Pole Substation | 0.05 | --> | 0.05 | 0 | 0 | Constrained, otherwise capacity available =22 kVA | --> | 0.048 | 0 | 0.001 | 0 | 0 | Constrained, otherwise capacity available =50 kW | --> | C11 ex LOUGHTAGALLA | Loughtagalla [T41,T42] | THURLES |  | 52.6756 | -7.7096
MV/LV Substation MI***316 |  | 10 kV | _ | LV | 50 kVA :Pole Substation | 0.05 | --> | 0.05 | 0 | 0 | Constrained, otherwise capacity available =42 kVA | --> | 0.048 | 0 | 0 | 0 | 0 | Constrained, otherwise capacity available =49 kW | --> | C12 ex LOUGHTAGALLA | Loughtagalla [T41,T42] | THURLES |  | 52.6722 | -7.7993
MV/LV Substation TI***324 |  | 10 kV | _ | LV | 100 kVA :Pole Substation | 0.1 | --> | 0.1 | 0 | 0 | Constrained, otherwise capacity available =84 kVA | --> | 0.095 | 0 | 0 | 0 | 0 | Constrained, otherwise capacity available =97 kW | --> | C11 ex HOLYCROSS ROAD | Holycross Road [T41,T42] | THURLES |  | 52.6582 | -7.8311
MV/LV Substation CL***326 |  | 10 kV | _ | LV | 50 kVA :Pole Substation | 0.05 | --> | 0.05 | 0 | 0 | Constrained, otherwise capacity available =48 kVA | --> | 0.048 | 0 | 0 | 0 | 0 | Constrained, otherwise capacity available =48 kW | --> | C11 ex LOUGHTAGALLA | Loughtagalla [T41,T42] | THURLES |  | 52.6953 | -7.7146
MV/LV Substation PA***326Y |  | 10 kV | _ | LV | 100 kVA :Pole Substation | 0.1 | --> | 0.1 | 0 | 0 | Constrained, otherwise capacity available =68 kVA | --> | 0.095 | 0 | 0 | 0 | 0 | Constrained, otherwise capacity available =99 kW | --> | C12 ex LOUGHTAGALLA | Loughtagalla [T41,T42] | THURLES |  | 52.6157 | -7.7748
MV/LV Substation HO***327Y |  | 10 kV | _ | LV | 50 kVA :Pole Substation | 0.05 | --> | 0.05 | 0 | 0 | Constrained, otherwise capacity available =50 kVA | --> | 0.048 | 0 | 0 | 0 | 0 | Constrained, otherwise capacity available =48 kW | --> | C12 ex LOUGHTAGALLA | Loughtagalla [T41,T42] | THURLES |  | 52.6171 | -7.7746
MV/LV Substation HO***328Y |  | 10 kV | _ | LV | 100 kVA :Pole Substation | 0.1 | --> | 0.1 | 0 | 0 | Constrained, otherwise capacity available =94 kVA | --> | 0.095 | 0 | 0.017 | 0 | 0 | Constrained, otherwise capacity available =83 kW | --> | C12 ex LOUGHTAGALLA | Loughtagalla [T41,T42] | THURLES |  | 52.6178 | -7.7754
MV/LV Substation PA***329Y |  | 10 kV | _ | LV | 50 kVA :Pole Substation | 0.05 | --> | 0.05 | 0 | 0 | Constrained, otherwise capacity available =41 kVA | --> | 0.048 | 0 | 0 | 0 | 0 | Constrained, otherwise capacity available =49 kW | --> | C12 ex LOUGHTAGALLA | Loughtagalla [T41,T42] | THURLES |  | 52.6176 | -7.7685
MV/LV Substation PA***331Y |  | 10 kV | _ | LV | 50 kVA :Pole Substation | 0.05 | --> | 0.05 | 0 | 0 | Constrained, otherwise capacity available =50 kVA | --> | 0.048 | 0 | 0 | 0 | 0 | Constrained, otherwise capacity available =48 kW | --> | C12 ex LOUGHTAGALLA | Loughtagalla [T41,T42] | THURLES |  | 52.622 | -7.766
MV/LV Substation TH***332 |  | 10 kV | _ | LV | 400 kVA :Building Structure | 0.4 | --> | 0.4 | 0 | 0 | Constrained, otherwise capacity available =337 kVA | --> | 0.38 | 0 | 0 | 0 | 0 | Constrained, otherwise capacity available =388 kW | --> | C14 ex HOLYCROSS ROAD | Holycross Road [T41,T42] | THURLES |  | 52.6732 | -7.8211
MV/LV Substation PA***332Y |  | 10 kV | _ | LV | 50 kVA :Pole Substation | 0.05 | --> | 0.05 | 0 | 0 | Constrained, otherwise capacity available =46 kVA | --> | 0.048 | 0 | 0 | 0 | 0 | Constrained, otherwise capacity available =48 kW | --> | C12 ex LOUGHTAGALLA | Loughtagalla [T41,T42] | THURLES |  | 52.6249 | -7.7637
MV/LV Substation SL***339 |  | 10 kV | _ | LV | 100 kVA :Pole Substation | 0.1 | --> | 0.1 | 0 | 0 | Constrained, otherwise capacity available =63 kVA | --> | 0.095 | 0 | 0.01 | 0 | 0 | Constrained, otherwise capacity available =92 kW | --> | C17 ex LOUGHTAGALLA | Loughtagalla [T41,T42] | THURLES |  | 52.6836 | -7.8044
MV/LV Substation CA***346 |  | 10 kV | _ | LV | 100 kVA :Pole Substation | 0.1 | --> | 0.1 | 0 | 0 | Constrained, otherwise capacity available =91 kVA | --> | 0.095 | 0 | 0 | 0 | 0 | Constrained, otherwise capacity available =96 kW | --> | C11 ex HOLYCROSS ROAD | Holycross Road [T41,T42] | THURLES |  | 52.6686 | -7.8163
MV/LV Substation BA***347 |  | 10 kV | _ | LV | 200 kVA :Pole Substation | 0.2 | --> | 0.2 | 0 | 0 | Constrained, otherwise capacity available =128 kVA | --> | 0.19 | 0 | 0 | 0 | 0 | Constrained, otherwise capacity available =200 kW | --> | C18 ex HOLYCROSS ROAD | Holycross Road [T41,T42] | THURLES |  | 52.6809 | -7.8284
MV/LV Substation TE***347X |  | 10 kV | _ | LV | 50 kVA :Pole Substation | 0.05 | --> | 0.05 | 0 | 0 | Constrained, otherwise capacity available =42 kVA | --> | 0.048 | 0 | 0 | 0 | 0 | Constrained, otherwise capacity available =49 kW | --> | C14 ex TEMPLEMORE | Templemore [T41,T42] | IKERRIN |  | 52.7862 | -7.7186
MV/LV Substation BA***347Y |  | 10 kV | _ | LV | 100 kVA :Pole Substation | 0.1 | --> | 0.1 | 0 | 0 | Constrained, otherwise capacity available =92 kVA | --> | 0.095 | 0 | 0.01 | 0 | 0 | Constrained, otherwise capacity available =89 kW | --> | C11 ex LOUGHTAGALLA | Loughtagalla [T41,T42] | THURLES |  | 52.6333 | -7.7517
MV/LV Substation BA***348Y |  | 10 kV | _ | LV | 50 kVA :Pole Substation | 0.05 | --> | 0.05 | 0 | 0 | Constrained, otherwise capacity available =46 kVA | --> | 0.048 | 0 | 0.011 | 0 | 0 | Constrained, otherwise capacity available =40 kW | --> | C11 ex LOUGHTAGALLA | Loughtagalla [T41,T42] | THURLES |  | 52.6338 | -7.7495
MV/LV Substation BA***353 |  | 10 kV | _ | LV | 100 kVA :Pole Substation | 0.1 | --> | 0.1 | 0 | 0 | Constrained, otherwise capacity available =95 kVA | --> | 0.095 | 0 | 0 | 0 | 0 | Constrained, otherwise capacity available =96 kW | --> | C17 ex HOLYCROSS ROAD | Holycross Road [T41,T42] | THURLES |  | 52.6621 | -7.9528
MV/LV Substation T ***355 |  | 10 kV | _ | LV | 50 kVA :Pole Substation | 0.05 | --> | 0.05 | 0 | 0 | Constrained, otherwise capacity available =19 kVA | --> | 0.048 | 0 | 0.011 | 0 | 0 | Constrained, otherwise capacity available =43 kW | --> | C11 ex LOUGHTAGALLA | Loughtagalla [T41,T42] | THURLES |  | 52.673 | -7.7117
MV/LV Substation LI***355Y |  | 10 kV | _ | LV | 200 kVA :Pole Substation | 0.2 | --> | 0.2 | 0 | 0 | Constrained, otherwise capacity available =115 kVA | --> | 0.19 | 0 | 0.031 | 0 | 0 | Constrained, otherwise capacity available =178 kW | --> | C11 ex LOUGHTAGALLA | Loughtagalla [T41,T42] | THURLES |  | 52.6381 | -7.7379
MV/LV Substation BA***356Y |  | 10 kV | _ | LV | 50 kVA :Pole Substation | 0.05 | --> | 0.05 | 0 | 0 | Constrained, otherwise capacity available =22 kVA | --> | 0.048 | 0 | 0 | 0 | 0 | Constrained, otherwise capacity available =51 kW | --> | C11 ex LOUGHTAGALLA | Loughtagalla [T41,T42] | THURLES |  | 52.6384 | -7.7353
MV/LV Substation MO***359Y |  | 10 kV | _ | LV | 100 kVA :Pole Substation | 0.1 | --> | 0.1 | 0 | 0 | Constrained, otherwise capacity available =100 kVA | --> | 0.095 | 0 | 0 | 0 | 0 | Constrained, otherwise capacity available =95 kW | --> | C14 ex TEMPLEMORE | Templemore [T41,T42] | IKERRIN |  | 52.7641 | -7.7292
MV/LV Substation TE***362X |  | 10 kV | _ | LV | 200 kVA :Pole Substation | 0.2 | --> | 0.2 | 0 | 0 | Constrained, otherwise capacity available =200 kVA | --> | 0.19 | 0 | 0 | 0 | 0 | Constrained, otherwise capacity available =190 kW | --> | C14 ex TEMPLEMORE | Templemore [T41,T42] | IKERRIN |  | 52.7598 | -7.6643
MV/LV Substation DE***367X |  | 10 kV | _ | LV | 100 kVA :Pole Substation | 0.1 | --> | 0.1 | 0.092 | 9 |  | --> | 0.095 | 0 | 0 | 0 | 0 | Constrained, otherwise capacity available =96 kW | --> | C18 ex URLINGFORD | Urlingford [T421] | THURLES |  | 52.7437 | -7.6587
MV/LV Substation HO***371 |  | 20 kV | _ | LV | 200 kVA :Kiosk Substation | 0.2 | --> | 0.2 | 0 | 0 | Constrained, otherwise capacity available =147 kVA | --> | 0.19 | 0 | 0 | 0 | 0 | Constrained, otherwise capacity available =197 kW | --> | C16 ex HOLYCROSS ROAD | Holycross Road [T41,T42] | THURLES |  | 52.6415 | -7.8713
MV/LV Substation CA***372 |  | 10 kV | _ | LV | 400 kVA :Kiosk Substation | 0.4 | --> | 0.4 | 0 | 0 | Constrained, otherwise capacity available =300 kVA | --> | 0.38 | 0 | 0.005 | 0 | 0 | Constrained, otherwise capacity available =390 kW | --> | C11 ex HOLYCROSS ROAD | Holycross Road [T41,T42] | THURLES |  | 52.6698 | -7.8203
MV/LV Substation CL***387Y |  | 20 kV | _ | LV | 50 kVA :Pole Substation | 0.05 | --> | 0.05 | 0 | 0 | Constrained, otherwise capacity available =50 kVA | --> | 0.048 | 0 | 0 | 0 | 0 | Constrained, otherwise capacity available =48 kW | --> | C16 ex HOLYCROSS ROAD | Holycross Road [T41,T42] | THURLES |  | 52.615 | -7.9486
MV/LV Substation OD***394Y |  | 10 kV | _ | LV | 100 kVA :Pole Substation | 0.1 | --> | 0.1 | 0 | 0 | Constrained, otherwise capacity available =99 kVA | --> | 0.095 | 0 | 0 | 0 | 0 | Constrained, otherwise capacity available =95 kW | --> | C17 ex HOLYCROSS ROAD | Holycross Road [T41,T42] | THURLES |  | 52.661 | -7.926
MV/LV Substation HA***397Y |  | 10 kV | _ | LV | 200 kVA :Kiosk Substation | 0.2 | --> | 0.2 | 0 | 0 | Constrained, otherwise capacity available =158 kVA | --> | 0.19 | 0 | 0.034 | 0 | 0 | Constrained, otherwise capacity available =170 kW | --> | C15 ex LOUGHTAGALLA | Loughtagalla [T41,T42] | THURLES |  | 52.6801 | -7.7912
MV/LV Substation BA***4018 |  | 10 kV | _ | LV | 50 kVA :Pole Substation | 0.05 | --> | 0.05 | 0 | 0 | Constrained, otherwise capacity available =45 kVA | --> | 0.048 | 0 | 0 | 0 | 0 | Constrained, otherwise capacity available =48 kW | --> | C17 ex HOLYCROSS ROAD | Holycross Road [T41,T42] | THURLES |  | 52.6973 | -7.8734
MV/LV Substation TH***403 |  | 10 kV | _ | LV | 1000 kVA :Building Structure | 1 | --> | 1 | 0 | 0 | Constrained, otherwise capacity available =776 kVA | --> | 0.95 | 0 | 0 | 0 | 0 | Constrained, otherwise capacity available =980 kW | --> | C15 ex LOUGHTAGALLA | Loughtagalla [T41,T42] | THURLES |  | 52.675 | -7.8102
MV/LV Substation HO***4034 |  | 20 kV | _ | LV | 50 kVA :Pole Substation | 0.05 | --> | 0.05 | 0 | 0 | Constrained, otherwise capacity available =44 kVA | --> | 0.048 | 0 | 0 | 0 | 0 | Constrained, otherwise capacity available =48 kW | --> | C16 ex HOLYCROSS ROAD | Holycross Road [T41,T42] | THURLES |  | 52.6495 | -7.876
MV/LV Substation MA***403Y |  | 10 kV | _ | LV | 200 kVA :Pole Substation | 0.2 | --> | 0.2 | 0 | 0 | Constrained, otherwise capacity available =135 kVA | --> | 0.19 | 0 | 0 | 0 | 0 | Constrained, otherwise capacity available =199 kW | --> | C11 ex LOUGHTAGALLA | Loughtagalla [T41,T42] | THURLES |  | 52.7156 | -7.6852
MV/LV Substation KY***408 |  | 10 kV | _ | LV | 50 kVA :Pole Substation | 0.05 | --> | 0.05 | 0 | 0 | Constrained, otherwise capacity available =42 kVA | --> | 0.048 | 0 | 0.006 | 0 | 0 | Constrained, otherwise capacity available =44 kW | --> | C11 ex LOUGHTAGALLA | Loughtagalla [T41,T42] | THURLES |  | 52.6731 | -7.7678
MV/LV Substation UR***4094 |  | 10 kV | _ | LV | 200 kVA :Pole Substation | 0.2 | --> | 0.2 | 0.162 | 9 |  | --> | 0.19 | 0 | 0.011 | 0 | 0 | Constrained, otherwise capacity available =187 kW | --> | C16 ex URLINGFORD | Urlingford [T421] | THURLES |  | 52.7229 | -7.5799
MV/LV Substation CL***4095 |  | 20 kV | _ | LV | 50 kVA :Pole Substation | 0.05 | --> | 0.05 | 0 | 0 | Constrained, otherwise capacity available =50 kVA | --> | 0.048 | 0 | 0 | 0 | 0 | Constrained, otherwise capacity available =48 kW | --> | C16 ex HOLYCROSS ROAD | Holycross Road [T41,T42] | THURLES |  | 52.6135 | -7.932
MV/LV Substation MC***4096 |  | 10 kV | _ | LV | 630 kVA :Building Structure | 0.63 | --> | 0.63 | 0.46 | 5.89 |  | --> | 0.598 | 0 | 0 | 0 | 0 | Constrained, otherwise capacity available =621 kW | --> | C22 ex CASHEL | Cashel [T41,T42] | CAHIR |  | 52.5092 | -7.8743
MV/LV Substation FA***4110 |  | 10 kV | _ | LV | 50 kVA :Pole Substation | 0.05 | --> | 0.05 | 0 | 0 | Constrained, otherwise capacity available =37 kVA | --> | 0.048 | 0 | 0.02 | 0 | 0 | Constrained, otherwise capacity available =34 kW | --> | C16 ex LOUGHTAGALLA | Loughtagalla [T41,T42] | THURLES |  | 52.6958 | -7.7909
MV/LV Substation CO***4112 |  | 10 kV | _ | LV | 50 kVA :Pole Substation | 0.05 | --> | 0.05 | 0 | 0 | Constrained, otherwise capacity available =43 kVA | --> | 0.048 | 0 | 0 | 0 | 0 | Constrained, otherwise capacity available =48 kW | --> | C18 ex HOLYCROSS ROAD | Holycross Road [T41,T42] | THURLES |  | 52.6874 | -7.8242
MV/LV Substation H+***4129 |  | 20 kV | _ | LV | 400 kVA :Building Structure | 0.4 | --> | 0.4 | 0.393 | 5.89 |  | --> | 0.38 | 0 | 0 | 0 | 0 | Constrained, otherwise capacity available =381 kW | --> | C14 ex CASHEL | Cashel [T41,T42] | CAHIR |  | 52.5607 | -7.7799
MV/LV Substation DI***413X |  | 10 kV | _ | LV | 100 kVA :Pole Substation | 0.1 | --> | 0.1 | 0 | 0 | Constrained, otherwise capacity available =98 kVA | --> | 0.095 | 0 | 0 | 0 | 0 | Constrained, otherwise capacity available =95 kW | --> | C17 ex LOUGHTAGALLA | Loughtagalla [T41,T42] | THURLES |  | 52.6896 | -7.7942
MV/LV Substation LI***4140 |  | 10 kV | _ | LV | 100 kVA :Pole Substation | 0.1 | --> | 0.1 | 0 | 0 | Constrained, otherwise capacity available =100 kVA | --> | 0.095 | 0 | 0 | 0 | 0 | Constrained, otherwise capacity available =95 kW | --> | C11 ex LOUGHTAGALLA | Loughtagalla [T41,T42] | THURLES |  | 52.638 | -7.7401
MV/LV Substation MO***4143 |  | 10 kV | _ | LV | 50 kVA :Pole Substation | 0.05 | --> | 0.05 | 0.043 | 5.89 |  | --> | 0.048 | 0 | 0 | 0 | 0 | Constrained, otherwise capacity available =48 kW | --> | C18 ex CASHEL | Cashel [T41,T42] | CAHIR |  | 52.5031 | -7.81
MV/LV Substation IN***4144 |  | 10 kV | _ | LV | 50 kVA :Pole Substation | 0.05 | --> | 0.05 | 0 | 0 | Constrained, otherwise capacity available =49 kVA | --> | 0.048 | 0 | 0 | 0 | 0 | Constrained, otherwise capacity available =48 kW | --> | C11 ex HOLYCROSS ROAD | Holycross Road [T41,T42] | THURLES |  | 52.6591 | -7.8237
MV/LV Substation H ***4153 |  | 10 kV | _ | LV | 50 kVA :Pole Substation | 0.05 | --> | 0.05 | 0 | 0 | Constrained, otherwise capacity available =43 kVA | --> | 0.048 | 0 | 0 | 0 | 0 | Constrained, otherwise capacity available =48 kW | --> | C14 ex TEMPLEMORE | Templemore [T41,T42] | IKERRIN |  | 52.7665 | -7.6796
MV/LV Substation RA***415X |  | 10 kV | _ | LV | 100 kVA :Pole Substation | 0.1 | --> | 0.1 | 0 | 0 | Constrained, otherwise capacity available =75 kVA | --> | 0.095 | 0 | 0 | 0 | 0 | Constrained, otherwise capacity available =98 kW | --> | C17 ex HOLYCROSS ROAD | Holycross Road [T41,T42] | THURLES |  | 52.7162 | -7.9117
MV/LV Substation KI***4162 |  | 10 kV | _ | LV | 50 kVA :Pole Substation | 0.05 | --> | 0.05 | 0 | 0 | Constrained, otherwise capacity available =50 kVA | --> | 0.048 | 0 | 0 | 0 | 0 | Constrained, otherwise capacity available =48 kW | --> | C11 ex TEMPLEMORE | Templemore [T41,T42] | IKERRIN |  | 52.7851 | -7.8776
MV/LV Substation WA***4163 |  | 10 kV | _ | LV | 50 kVA :Pole Substation | 0.05 | --> | 0.05 | 0 | 0 | Constrained, otherwise capacity available =37 kVA | --> | 0.048 | 0 | 0 | 0 | 0 | Constrained, otherwise capacity available =49 kW | --> | C14 ex TEMPLEMORE | Templemore [T41,T42] | IKERRIN |  | 52.7471 | -7.7217
MV/LV Substation CO***4164 |  | 10 kV | _ | LV | 50 kVA :Pole Substation | 0.05 | --> | 0.05 | 0 | 0 | Constrained, otherwise capacity available =47 kVA | --> | 0.048 | 0 | 0.02 | 0 | 0 | Constrained, otherwise capacity available =33 kW | --> | C11 ex LOUGHTAGALLA | Loughtagalla [T41,T42] | THURLES |  | 52.6378 | -7.7324
MV/LV Substation KI***4165 |  | 20 kV | _ | LV | 50 kVA :Pole Substation | 0.05 | --> | 0.05 | 0 | 0 | Constrained, otherwise capacity available =50 kVA | --> | 0.048 | 0 | 0 | 0 | 0 | Constrained, otherwise capacity available =48 kW | --> | C16 ex HOLYCROSS ROAD | Holycross Road [T41,T42] | THURLES |  | 52.6331 | -7.8823
MV/LV Substation RA***4166 |  | 20 kV | _ | LV | 200 kVA :Pole Substation | 0.2 | --> | 0.2 | 0 | 0 | Constrained, otherwise capacity available =166 kVA | --> | 0.19 | 0 | 0 | 0 | 0 | Constrained, otherwise capacity available =195 kW | --> | C16 ex HOLYCROSS ROAD | Holycross Road [T41,T42] | THURLES |  | 52.6294 | -7.924
MV/LV Substation DE***4185 |  | 20 kV | _ | LV | 100 kVA :Pole Substation | 0.1 | --> | 0.1 | 0.1 | 5.89 |  | --> | 0.095 | 0 | 0 | 0 | 0 | Constrained, otherwise capacity available =95 kW | --> | C14 ex CASHEL | Cashel [T41,T42] | CAHIR |  | 52.5341 | -7.8816
MV/LV Substation BA***418Y |  | 10 kV | _ | LV | 50 kVA :Pole Substation | 0.05 | --> | 0.05 | 0 | 0 | Constrained, otherwise capacity available =50 kVA | --> | 0.048 | 0 | 0 | 0 | 0 | Constrained, otherwise capacity available =48 kW | --> | C11 ex LOUGHTAGALLA | Loughtagalla [T41,T42] | THURLES |  | 52.6286 | -7.7491
MV/LV Substation KI***4192 |  | 20 kV | _ | LV | 400 kVA :Building Structure | 0.4 | --> | 0.4 | 0 | 0 | Constrained, otherwise capacity available =287 kVA | --> | 0.38 | 0 | 0 | 0 | 0 | Constrained, otherwise capacity available =395 kW | --> | C16 ex HOLYCROSS ROAD | Holycross Road [T41,T42] | THURLES |  | 52.6329 | -7.8954
MV/LV Substation GL***4195 |  | 10 kV | _ | LV | 50 kVA :Pole Substation | 0.05 | --> | 0.05 | 0 | 0 | Constrained, otherwise capacity available =43 kVA | --> | 0.048 | 0 | 0.025 | 0 | 0 | Constrained, otherwise capacity available =30 kW | --> | C11 ex TEMPLEMORE | Templemore [T41,T42] | IKERRIN |  | 52.7718 | -7.9937
MV/LV Substation MO***4196 |  | 10 kV | _ | LV | 50 kVA :Pole Substation | 0.05 | --> | 0.05 | 0 | 0 | Constrained, otherwise capacity available =42 kVA | --> | 0.048 | 0 | 0 | 0 | 0 | Constrained, otherwise capacity available =48 kW | --> | C17 ex HOLYCROSS ROAD | Holycross Road [T41,T42] | THURLES |  | 52.6595 | -7.938
MV/LV Substation AM***4218 |  | 10 kV | _ | LV | 50 kVA :Pole Substation | 0.05 | --> | 0.05 | 0 | 0 | Constrained, otherwise capacity available =50 kVA | --> | 0.048 | 0 | 0 | 0 | 0 | Constrained, otherwise capacity available =48 kW | --> | C12 ex LOUGHTAGALLA | Loughtagalla [T41,T42] | THURLES |  | 52.6598 | -7.7941
MV/LV Substation BE***421X |  | 20 kV | _ | LV | 50 kVA :Pole Substation | 0.05 | --> | 0.05 | 0 | 0 | Constrained, otherwise capacity available =48 kVA | --> | 0.048 | 0 | 0 | 0 | 0 | Constrained, otherwise capacity available =48 kW | --> | C16 ex HOLYCROSS ROAD | Holycross Road [T41,T42] | THURLES |  | 52.6549 | -7.8574
MV/LV Substation EQ***4220 |  | 10 kV | _ | LV | 50 kVA :Pole Substation | 0.05 | --> | 0.05 | 0 | 0 | Constrained, otherwise capacity available =37 kVA | --> | 0.048 | 0 | 0 | 0 | 0 | Constrained, otherwise capacity available =49 kW | --> | C17 ex HOLYCROSS ROAD | Holycross Road [T41,T42] | THURLES |  | 52.7262 | -7.9117
MV/LV Substation HO***422X |  | 20 kV | _ | LV | 100 kVA :Pole Substation | 0.1 | --> | 0.1 | 0 | 0 | Constrained, otherwise capacity available =89 kVA | --> | 0.095 | 0 | 0 | 0 | 0 | Constrained, otherwise capacity available =97 kW | --> | C16 ex HOLYCROSS ROAD | Holycross Road [T41,T42] | THURLES |  | 52.6407 | -7.8691
MV/LV Substation AL***4230 |  | 10 kV | _ | LV | 400 kVA :Kiosk Substation | 0.4 | --> | 0.4 | 0.272 | 5.89 |  | --> | 0.38 | 0 | 0.011 | 0 | 0 | Constrained, otherwise capacity available =379 kW | --> | C20 ex CASHEL | Cashel [T41,T42] | CAHIR |  | 52.5149 | -7.8887
MV/LV Substation BO***4236 |  | 10 kV | _ | LV | 50 kVA :Pole Substation | 0.05 | --> | 0.05 | 0 | 0 | Constrained, otherwise capacity available =50 kVA | --> | 0.048 | 0 | 0 | 0 | 0 | Constrained, otherwise capacity available =48 kW | --> | C14 ex TEMPLEMORE | Templemore [T41,T42] | IKERRIN |  | 52.7731 | -7.6995
MV/LV Substation BA***4237 |  | 10 kV | _ | LV | 50 kVA :Pole Substation | 0.05 | --> | 0.05 | 0 | 0 | Constrained, otherwise capacity available =50 kVA | --> | 0.048 | 0 | 0 | 0 | 0 | Constrained, otherwise capacity available =48 kW | --> | C11 ex LOUGHTAGALLA | Loughtagalla [T41,T42] | THURLES |  | 52.6395 | -7.7212
MV/LV Substation AU***4244 |  | 10 kV | _ | LV | 50 kVA :Pole Substation | 0.05 | --> | 0.05 | 0 | 0 | Constrained, otherwise capacity available =50 kVA | --> | 0.048 | 0 | 0 | 0 | 0 | Constrained, otherwise capacity available =48 kW | --> | C14 ex TEMPLEMORE | Templemore [T41,T42] | IKERRIN |  | 52.7941 | -7.8083
MV/LV Substation AM***4254 |  | 10 kV | _ | LV | 50 kVA :Pole Substation | 0.05 | --> | 0.05 | 0 | 0 | Constrained, otherwise capacity available =37 kVA | --> | 0.048 | 0 | 0 | 0 | 0 | Constrained, otherwise capacity available =49 kW | --> | C11 ex HOLYCROSS ROAD | Holycross Road [T41,T42] | THURLES |  | 52.6088 | -7.8664
MV/LV Substation DO***4264 |  | 10 kV | _ | LV | 100 kVA :Pole Substation | 0.1 | --> | 0.1 | 0 | 0 | Constrained, otherwise capacity available =64 kVA | --> | 0.095 | 0 | 0 | 0 | 0 | Constrained, otherwise capacity available =100 kW | --> | C17 ex HOLYCROSS ROAD | Holycross Road [T41,T42] | THURLES |  | 52.7387 | -7.8768
MV/LV Substation IR***4268 |  | 10 kV | _ | LV | 200 kVA :Pole Substation | 0.2 | --> | 0.2 | 0.174 | 9 |  | --> | 0.19 | 0 | 0 | 0 | 0 | Constrained, otherwise capacity available =194 kW | --> | C18 ex URLINGFORD | Urlingford [T421] | THURLES |  | 52.8055 | -7.6149
MV/LV Substation IR***4269 |  | 10 kV | _ | LV | 200 kVA :Pole Substation | 0.2 | --> | 0.2 | 0.2 | 9 |  | --> | 0.19 | 0 | 0 | 0 | 0 | Constrained, otherwise capacity available =190 kW | --> | C18 ex URLINGFORD | Urlingford [T421] | THURLES |  | 52.7978 | -7.6097
MV/LV Substation CA***4273 |  | 10 kV | _ | LV | 200 kVA :Pole Substation | 0.2 | --> | 0.2 | 0 | 0 | Constrained, otherwise capacity available =164 kVA | --> | 0.19 | 0 | 0.05 | 0 | 0 | Constrained, otherwise capacity available =158 kW | --> | C11 ex TEMPLEMORE | Templemore [T41,T42] | IKERRIN |  | 52.7549 | -7.9611
MV/LV Substation BL***4289 |  | 10 kV | _ | LV | 50 kVA :Pole Substation | 0.05 | --> | 0.05 | 0 | 0 | Constrained, otherwise capacity available =44 kVA | --> | 0.048 | 0 | 0 | 0 | 0 | Constrained, otherwise capacity available =48 kW | --> | C11 ex LOUGHTAGALLA | Loughtagalla [T41,T42] | THURLES |  | 52.6723 | -7.7313
MV/LV Substation HI***4295 |  | 20 kV | _ | LV | 50 kVA :Pole Substation | 0.05 | --> | 0.05 | 0 | 0 | Constrained, otherwise capacity available =48 kVA | --> | 0.048 | 0 | 0 | 0 | 0 | Constrained, otherwise capacity available =48 kW | --> | C16 ex HOLYCROSS ROAD | Holycross Road [T41,T42] | THURLES |  | 52.6649 | -7.8514
MV/LV Substation RO***4298 |  | 10 kV | _ | LV | 50 kVA :Pole Substation | 0.05 | --> | 0.05 | 0 | 0 | Constrained, otherwise capacity available =50 kVA | --> | 0.048 | 0 | 0 | 0 | 0 | Constrained, otherwise capacity available =48 kW | --> | C16 ex LOUGHTAGALLA | Loughtagalla [T41,T42] | THURLES |  | 52.7087 | -7.7879
MV/LV Substation DO***4307 |  | 10 kV | _ | LV | 630 kVA :Building Structure | 0.63 | --> | 0.63 | 0.387 | 5.89 |  | --> | 0.598 | 0 | 0 | 0 | 0 | Constrained, otherwise capacity available =625 kW | --> | C20 ex CASHEL | Cashel [T41,T42] | CAHIR |  | 52.5177 | -7.8883
MV/LV Substation BA***4321 |  | 20 kV | _ | LV | 50 kVA :Pole Substation | 0.05 | --> | 0.05 | 0.049 | 5.89 |  | --> | 0.048 | 0 | 0 | 0 | 0 | Constrained, otherwise capacity available =48 kW | --> | C14 ex CASHEL | Cashel [T41,T42] | CAHIR |  | 52.5343 | -7.8226
MV/LV Substation CA***4329 |  | 10 kV | _ | LV | 100 kVA :Pole Substation | 0.1 | --> | 0.1 | 0.097 | 5.89 |  | --> | 0.095 | 0 | 0 | 0 | 0 | Constrained, otherwise capacity available =95 kW | --> | C11 ex CASHEL | Cashel [T41,T42] | CAHIR |  | 52.4497 | -7.8055
MV/LV Substation CA***432Y |  | 10 kV | _ | LV | 50 kVA :Pole Substation | 0.05 | --> | 0.05 | 0.046 | 9 |  | --> | 0.048 | 0 | 0 | 0 | 0 | Constrained, otherwise capacity available =48 kW | --> | C18 ex URLINGFORD | Urlingford [T421] | THURLES |  | 52.7947 | -7.6086
MV/LV Substation CA***4344 |  | 10 kV | _ | LV | 50 kVA :Pole Substation | 0.05 | --> | 0.05 | 0 | 0 | Constrained, otherwise capacity available =50 kVA | --> | 0.048 | 0 | 0 | 0 | 0 | Constrained, otherwise capacity available =48 kW | --> | C11 ex HOLYCROSS ROAD | Holycross Road [T41,T42] | THURLES |  | 52.597 | -7.8332
MV/LV Substation TU***434X |  | 10 kV | _ | LV | 50 kVA :Pole Substation | 0.05 | --> | 0.05 | 0 | 0 | Constrained, otherwise capacity available =36 kVA | --> | 0.048 | 0 | 0 | 0 | 0 | Constrained, otherwise capacity available =49 kW | --> | C11 ex LOUGHTAGALLA | Loughtagalla [T41,T42] | THURLES |  | 52.6698 | -7.684
MV/LV Substation LA***4362 |  | 10 kV | _ | LV | 50 kVA :Pole Substation | 0.05 | --> | 0.05 | 0.044 | 9 |  | --> | 0.048 | 0 | 0 | 0 | 0 | Constrained, otherwise capacity available =48 kW | --> | C18 ex URLINGFORD | Urlingford [T421] | THURLES |  | 52.7971 | -7.568
MV/LV Substation KE***436Y |  | 10 kV | _ | LV | 50 kVA :Pole Substation | 0.05 | --> | 0.05 | 0 | 0 | Constrained, otherwise capacity available =50 kVA | --> | 0.048 | 0 | 0 | 0 | 0 | Constrained, otherwise capacity available =48 kW | --> | C11 ex LOUGHTAGALLA | Loughtagalla [T41,T42] | THURLES |  | 52.6263 | -7.7484
MV/LV Substation MI***438Y |  | 10 kV | _ | LV | 100 kVA :Pole Substation | 0.1 | --> | 0.1 | 0 | 0 | Constrained, otherwise capacity available =89 kVA | --> | 0.095 | 0 | 0 | 0 | 0 | Constrained, otherwise capacity available =96 kW | --> | C12 ex LOUGHTAGALLA | Loughtagalla [T41,T42] | THURLES |  | 52.6695 | -7.7984
MV/LV Substation BA***4391 |  | 10 kV | _ | LV | 50 kVA :Pole Substation | 0.05 | --> | 0.05 | 0 | 0 | Constrained, otherwise capacity available =50 kVA | --> | 0.048 | 0 | 0 | 0 | 0 | Constrained, otherwise capacity available =48 kW | --> | C11 ex LOUGHTAGALLA | Loughtagalla [T41,T42] | THURLES |  | 52.7033 | -7.7116
MV/LV Substation SH***4396 |  | 10 kV | _ | LV | 50 kVA :Pole Substation | 0.05 | --> | 0.05 | 0 | 0 | Constrained, otherwise capacity available =50 kVA | --> | 0.048 | 0 | 0 | 0 | 0 | Constrained, otherwise capacity available =48 kW | --> | C16 ex LOUGHTAGALLA | Loughtagalla [T41,T42] | THURLES |  | 52.7067 | -7.7303
MV/LV Substation OA***440Y |  | 20 kV | _ | LV | 50 kVA :Pole Substation | 0.05 | --> | 0.05 | 0.026 | 5.89 |  | --> | 0.048 | 0 | 0 | 0 | 0 | Constrained, otherwise capacity available =51 kW | --> | C14 ex CASHEL | Cashel [T41,T42] | CAHIR |  | 52.5589 | -7.8488
MV/LV Substation NE***441 |  | 10 kV | _ | LV | 400 kVA :Kiosk Substation | 0.4 | --> | 0.4 | 0 | 0 | Constrained, otherwise capacity available =372 kVA | --> | 0.38 | 0 | 0 | 0 | 0 | Constrained, otherwise capacity available =384 kW | --> | C11 ex LOUGHTAGALLA | Loughtagalla [T41,T42] | THURLES |  | 52.6737 | -7.7097
MV/LV Substation MO***4415 |  | 10 kV | _ | LV | 50 kVA :Pole Substation | 0.05 | --> | 0.05 | 0 | 0 | Constrained, otherwise capacity available =49 kVA | --> | 0.048 | 0 | 0 | 0 | 0 | Constrained, otherwise capacity available =48 kW | --> | C16 ex LOUGHTAGALLA | Loughtagalla [T41,T42] | THURLES |  | 52.7417 | -7.8029
MV/LV Substation HE***4417 |  | 10 kV | _ | LV | 630 kVA :Kiosk Substation | 0.63 | --> | 0.63 | 0 | 0 | Constrained, otherwise capacity available =555 kVA | --> | 0.598 | 0 | 0 | 0 | 0 | Constrained, otherwise capacity available =609 kW | --> | C17 ex LOUGHTAGALLA | Loughtagalla [T41,T42] | THURLES |  | 52.6821 | -7.8042
MV/LV Substation GA***4421 |  | 10 kV | _ | LV | 50 kVA :Pole Substation | 0.05 | --> | 0.05 | 0.049 | 9 |  | --> | 0.048 | 0 | 0.005 | 0 | 0 | Constrained, otherwise capacity available =44 kW | --> | C18 ex URLINGFORD | Urlingford [T421] | THURLES |  | 52.7934 | -7.5863
MV/LV Substation DU***4422 |  | 10 kV | _ | LV | 630 kVA :Kiosk Substation | 0.63 | --> | 0.63 | 0 | 0 | Constrained, otherwise capacity available =621 kVA | --> | 0.598 | 0 | 0 | 0 | 0 | Constrained, otherwise capacity available =600 kW | --> | C17 ex LOUGHTAGALLA | Loughtagalla [T41,T42] | THURLES |  | 52.6783 | -7.8117
MV/LV Substation GR***4431 |  | 10 kV | _ | LV | 50 kVA :Pole Substation | 0.05 | --> | 0.05 | 0 | 0 | Constrained, otherwise capacity available =48 kVA | --> | 0.048 | 0 | 0.021 | 0 | 0 | Constrained, otherwise capacity available =32 kW | --> | C11 ex TEMPLEMORE | Templemore [T41,T42] | IKERRIN |  | 52.7658 | -7.8634
MV/LV Substation TO***4434 |  | 10 kV | _ | LV | 50 kVA :Pole Substation | 0.05 | --> | 0.05 | 0 | 0 | Constrained, otherwise capacity available =50 kVA | --> | 0.048 | 0 | 0 | 0 | 0 | Constrained, otherwise capacity available =48 kW | --> | C11 ex LOUGHTAGALLA | Loughtagalla [T41,T42] | THURLES |  | 52.6349 | -7.7466
MV/LV Substation KI***4454 |  | 10 kV | _ | LV | 50 kVA :Pole Substation | 0.05 | --> | 0.05 | 0 | 0 | Constrained, otherwise capacity available =48 kVA | --> | 0.048 | 0 | 0 | 0 | 0 | Constrained, otherwise capacity available =48 kW | --> | C11 ex LOUGHTAGALLA | Loughtagalla [T41,T42] | THURLES |  | 52.7142 | -7.676
MV/LV Substation DO***4464 |  | 10 kV | _ | LV | 50 kVA :Pole Substation | 0.05 | --> | 0.05 | 0.05 | 5.89 |  | --> | 0.048 | 0 | 0 | 0 | 0 | Constrained, otherwise capacity available =48 kW | --> | C18 ex CASHEL | Cashel [T41,T42] | CAHIR |  | 52.5265 | -7.8502
MV/LV Substation CA***447Y |  | 10 kV | _ | LV | 100 kVA :Pole Substation | 0.1 | --> | 0.1 | 0 | 0 | Constrained, otherwise capacity available =70 kVA | --> | 0.095 | 0 | 0.005 | 0 | 0 | Constrained, otherwise capacity available =95 kW | --> | C11 ex LOUGHTAGALLA | Loughtagalla [T41,T42] | THURLES |  | 52.6745 | -7.7134
MV/LV Substation ST***4491 |  | 10 kV | _ | LV | 50 kVA :Pole Substation | 0.05 | --> | 0.05 | 0 | 0 | Constrained, otherwise capacity available =50 kVA | --> | 0.048 | 0 | 0 | 0 | 0 | Constrained, otherwise capacity available =48 kW | --> | C11 ex LOUGHTAGALLA | Loughtagalla [T41,T42] | THURLES |  | 52.6929 | -7.7649
MV/LV Substation SI***4496 |  | 10 kV | _ | LV | 50 kVA :Pole Substation | 0.05 | --> | 0.05 | 0 | 0 | Constrained, otherwise capacity available =48 kVA | --> | 0.048 | 0 | 0 | 0 | 0 | Constrained, otherwise capacity available =48 kW | --> | C18 ex HOLYCROSS ROAD | Holycross Road [T41,T42] | THURLES |  | 52.6719 | -7.835
MV/LV Substation CO***4499 |  | 10 kV | _ | LV | 400 kVA :Kiosk Substation | 0.4 | --> | 0.4 | 0.395 | 5.89 |  | --> | 0.38 | 0 | 0 | 0 | 0 | Constrained, otherwise capacity available =381 kW | --> | C17 ex CASHEL | Cashel [T41,T42] | CAHIR |  | 52.5085 | -7.8865
MV/LV Substation ST***4500 |  | 10 kV | _ | LV | 200 kVA :Pole Substation | 0.2 | --> | 0.2 | 0 | 0 | Constrained, otherwise capacity available =182 kVA | --> | 0.19 | 0 | 0 | 0 | 0 | Constrained, otherwise capacity available =192 kW | --> | C11 ex LOUGHTAGALLA | Loughtagalla [T41,T42] | THURLES |  | 52.6928 | -7.7642
MV/LV Substation AS***4509 |  | 10 kV | _ | LV | 50 kVA :Pole Substation | 0.05 | --> | 0.05 | 0 | 0 | Constrained, otherwise capacity available =47 kVA | --> | 0.048 | 0 | 0 | 0 | 0 | Constrained, otherwise capacity available =48 kW | --> | C11 ex LOUGHTAGALLA | Loughtagalla [T41,T42] | THURLES |  | 52.6778 | -7.7103
MV/LV Substation ST***4512 |  | 10 kV | _ | LV | 400 kVA :Kiosk Substation | 0.4 | --> | 0.4 | 0 | 0 | Constrained, otherwise capacity available =400 kVA | --> | 0.38 | 0 | 0 | 0 | 0 | Constrained, otherwise capacity available =380 kW | --> | C15 ex LOUGHTAGALLA | Loughtagalla [T41,T42] | THURLES |  | 52.6793 | -7.7992
MV/LV Substation BR***4515 |  | 10 kV | _ | LV | 630 kVA :Kiosk Substation | 0.63 | --> | 0.63 | 0.5 | 5.89 |  | --> | 0.598 | 0 | 0.01 | 0 | 0 | Constrained, otherwise capacity available =602 kW | --> | C20 ex CASHEL | Cashel [T41,T42] | CAHIR |  | 52.5138 | -7.8791
MV/LV Substation BE***4521 |  | 10 kV | _ | LV | 50 kVA :Pole Substation | 0.05 | --> | 0.05 | 0.05 | 5.89 |  | --> | 0.048 | 0 | 0 | 0 | 0 | Constrained, otherwise capacity available =48 kW | --> | C11 ex CASHEL | Cashel [T41,T42] | CAHIR |  | 52.4624 | -7.8154
MV/LV Substation BA***4538 |  | 10 kV | _ | LV | 50 kVA :Pole Substation | 0.05 | --> | 0.05 | 0.049 | 9 |  | --> | 0.048 | 0 | 0 | 0 | 0 | Constrained, otherwise capacity available =48 kW | --> | C18 ex URLINGFORD | Urlingford [T421] | THURLES |  | 52.7742 | -7.5898
MV/LV Substation CA***4540 |  | 10 kV | _ | LV | 50 kVA :Pole Substation | 0.05 | --> | 0.05 | 0 | 0 | Constrained, otherwise capacity available =50 kVA | --> | 0.048 | 0 | 0 | 0 | 0 | Constrained, otherwise capacity available =48 kW | --> | C11 ex HOLYCROSS ROAD | Holycross Road [T41,T42] | THURLES |  | 52.6566 | -7.8247
MV/LV Substation BA***4541 |  | 10 kV | _ | LV | 50 kVA :Pole Substation | 0.05 | --> | 0.05 | 0.039 | 9 |  | --> | 0.048 | 0 | 0 | 0 | 0 | Constrained, otherwise capacity available =49 kW | --> | C18 ex URLINGFORD | Urlingford [T421] | THURLES |  | 52.7582 | -7.6475
MV/LV Substation RA***4542 |  | 10 kV | _ | LV | 50 kVA :Pole Substation | 0.05 | --> | 0.05 | 0 | 0 | Constrained, otherwise capacity available =50 kVA | --> | 0.048 | 0 | 0 | 0 | 0 | Constrained, otherwise capacity available =48 kW | --> | C11 ex LOUGHTAGALLA | Loughtagalla [T41,T42] | THURLES |  | 52.6717 | -7.7363
MV/LV Substation NA***4570 |  | 10 kV | _ | LV | 630 kVA :Building Structure | 0.63 | --> | 0.63 | 0 | 0 | Constrained, otherwise capacity available =540 kVA | --> | 0.598 | 0 | 0 | 0 | 0 | Constrained, otherwise capacity available =611 kW | --> | C14 ex TEMPLEMORE | Templemore [T41,T42] | IKERRIN |  | 52.7692 | -7.6887
MV/LV Substation DR***4571 |  | 10 kV | _ | LV | 50 kVA :Pole Substation | 0.05 | --> | 0.05 | 0 | 0 | Constrained, otherwise capacity available =50 kVA | --> | 0.048 | 0 | 0 | 0 | 0 | Constrained, otherwise capacity available =48 kW | --> | C11 ex TEMPLEMORE | Templemore [T41,T42] | IKERRIN |  | 52.7681 | -7.8975
MV/LV Substation GL***4594 |  | 10 kV | _ | LV | 50 kVA :Pole Substation | 0.05 | --> | 0.05 | 0 | 0 | Constrained, otherwise capacity available =50 kVA | --> | 0.048 | 0 | 0 | 0 | 0 | Constrained, otherwise capacity available =48 kW | --> | C18 ex HOLYCROSS ROAD | Holycross Road [T41,T42] | THURLES |  | 52.6758 | -7.834
MV/LV Substation NE***4597 |  | 20 kV | _ | LV | 100 kVA :Pole Substation | 0.1 | --> | 0.1 | 0.091 | 5.89 |  | --> | 0.095 | 0 | 0.001 | 0 | 0 | Constrained, otherwise capacity available =96 kW | --> | C14 ex CASHEL | Cashel [T41,T42] | CAHIR |  | 52.5562 | -7.7983
MV/LV Substation DU***4602 |  | 10 kV | _ | LV | 630 kVA :Kiosk Substation | 0.63 | --> | 0.63 | 0 | 0 | Constrained, otherwise capacity available =626 kVA | --> | 0.598 | 0 | 0 | 0 | 0 | Constrained, otherwise capacity available =599 kW | --> | C15 ex LOUGHTAGALLA | Loughtagalla [T41,T42] | THURLES |  | 52.6828 | -7.7926
MV/LV Substation BR***4603 |  | 10 kV | _ | LV | 50 kVA :Pole Substation | 0.05 | --> | 0.05 | 0.05 | 5.89 |  | --> | 0.048 | 0 | 0 | 0 | 0 | Constrained, otherwise capacity available =48 kW | --> | C18 ex CASHEL | Cashel [T41,T42] | CAHIR |  | 52.5106 | -7.8175
MV/LV Substation AU***4614 |  | 10 kV | _ | LV | 100 kVA :Pole Substation | 0.1 | --> | 0.1 | 0 | 0 | Constrained, otherwise capacity available =100 kVA | --> | 0.095 | 0 | 0 | 0 | 0 | Constrained, otherwise capacity available =95 kW | --> | C17 ex HOLYCROSS ROAD | Holycross Road [T41,T42] | THURLES |  | 52.7457 | -7.9454
MV/LV Substation KI***4622 |  | 20 kV | _ | LV | 50 kVA :Pole Substation | 0.05 | --> | 0.05 | 0 | 0 | Constrained, otherwise capacity available =50 kVA | --> | 0.048 | 0 | 0 | 0 | 0 | Constrained, otherwise capacity available =48 kW | --> | C16 ex HOLYCROSS ROAD | Holycross Road [T41,T42] | THURLES |  | 52.6304 | -7.8971
MV/LV Substation RI***4648 |  | 10 kV | _ | LV | 630 kVA :Kiosk Substation | 0.63 | --> | 0.63 | 0 | 0 | Constrained, otherwise capacity available =630 kVA | --> | 0.598 | 0 | 0 | 0 | 0 | Constrained, otherwise capacity available =598 kW | --> | C17 ex LOUGHTAGALLA | Loughtagalla [T41,T42] | THURLES |  | 52.6845 | -7.802
MV/LV Substation RI***4649 |  | 10 kV | _ | LV | 630 kVA :Kiosk Substation | 0.63 | --> | 0.63 | 0 | 0 | Constrained, otherwise capacity available =629 kVA | --> | 0.598 | 0 | 0 | 0 | 0 | Constrained, otherwise capacity available =599 kW | --> | C17 ex LOUGHTAGALLA | Loughtagalla [T41,T42] | THURLES |  | 52.6833 | -7.8009
MV/LV Substation ST***471X |  | 20 kV | _ | LV | 200 kVA :Pole Substation | 0.2 | --> | 0.2 | 0 | 0 | Constrained, otherwise capacity available =159 kVA | --> | 0.19 | 0 | 0.015 | 0 | 0 | Constrained, otherwise capacity available =184 kW | --> | C16 ex HOLYCROSS ROAD | Holycross Road [T41,T42] | THURLES |  | 52.6033 | -7.9583
MV/LV Substation RO***472X |  | 20 kV | _ | LV | 50 kVA :Pole Substation | 0.05 | --> | 0.05 | 0.042 | 5.89 |  | --> | 0.048 | 0 | 0 | 0 | 0 | Constrained, otherwise capacity available =49 kW | --> | C14 ex CASHEL | Cashel [T41,T42] | CAHIR |  | 52.6106 | -8.0023
MV/LV Substation BA***475Y |  | 10 kV | _ | LV | 100 kVA :Pole Substation | 0.1 | --> | 0.1 | 0 | 0 | Constrained, otherwise capacity available =88 kVA | --> | 0.095 | 0 | 0 | 0 | 0 | Constrained, otherwise capacity available =97 kW | --> | C11 ex LOUGHTAGALLA | Loughtagalla [T41,T42] | THURLES |  | 52.642 | -7.7379
MV/LV Substation RY***476Y |  | 10 kV | _ | LV | 200 kVA :Pole Substation | 0.2 | --> | 0.2 | 0 | 0 | Constrained, otherwise capacity available =186 kVA | --> | 0.19 | 0 | 0.04 | 0 | 0 | Constrained, otherwise capacity available =162 kW | --> | C11 ex TEMPLEMORE | Templemore [T41,T42] | IKERRIN |  | 52.7563 | -7.9652
MV/LV Substation CL***478X |  | 10 kV | _ | LV | 50 kVA :Pole Substation | 0.05 | --> | 0.05 | 0 | 0 | Constrained, otherwise capacity available =4 kVA | --> | 0.048 | 0 | 0.015 | 0 | 0 | Constrained, otherwise capacity available =42 kW | --> | C12 ex LOUGHTAGALLA | Loughtagalla [T41,T42] | THURLES |  | 52.666 | -7.8051
MV/LV Substation CO***482 |  | 10 kV | _ | LV | 100 kVA :Pole Substation | 0.1 | --> | 0.1 | 0 | 0 | Constrained, otherwise capacity available =63 kVA | --> | 0.095 | 0 | 0.01 | 0 | 0 | Constrained, otherwise capacity available =92 kW | --> | C11 ex HOLYCROSS ROAD | Holycross Road [T41,T42] | THURLES |  | 52.6613 | -7.8283
MV/LV Substation CA***484Y |  | 10 kV | _ | LV | 50 kVA :Pole Substation | 0.05 | --> | 0.05 | 0 | 0 | Constrained, otherwise capacity available =47 kVA | --> | 0.048 | 0 | 0.011 | 0 | 0 | Constrained, otherwise capacity available =40 kW | --> | C17 ex HOLYCROSS ROAD | Holycross Road [T41,T42] | THURLES |  | 52.7477 | -7.9463
MV/LV Substation RO***489Y |  | 10 kV | _ | LV | 630 kVA :Kiosk Substation | 0.63 | --> | 0.63 | 0 | 0 | Constrained, otherwise capacity available =546 kVA | --> | 0.598 | 0 | 0.005 | 0 | 0 | Constrained, otherwise capacity available =606 kW | --> | C11 ex HOLYCROSS ROAD | Holycross Road [T41,T42] | THURLES |  | 52.6662 | -7.8137
MV/LV Substation BA***494 |  | 10 kV | _ | LV | 50 kVA :Pole Substation | 0.05 | --> | 0.05 | 0 | 0 | Constrained, otherwise capacity available =34 kVA | --> | 0.048 | 0 | 0 | 0 | 0 | Constrained, otherwise capacity available =50 kW | --> | C14 ex TEMPLEMORE | Templemore [T41,T42] | IKERRIN |  | 52.7574 | -7.7306
MV/LV Substation RA***506Y |  | 20 kV | _ | LV | 50 kVA :Pole Substation | 0.05 | --> | 0.05 | 0 | 0 | Constrained, otherwise capacity available =39 kVA | --> | 0.048 | 0 | 0 | 0 | 0 | Constrained, otherwise capacity available =49 kW | --> | C16 ex HOLYCROSS ROAD | Holycross Road [T41,T42] | THURLES |  | 52.624 | -7.9145
MV/LV Substation GE***509Y |  | 10 kV | _ | LV | 630 kVA :Building Structure | 0.63 | --> | 0.63 | 0 | 0 | Constrained, otherwise capacity available =554 kVA | --> | 0.598 | 0 | 0 | 0 | 0 | Constrained, otherwise capacity available =601 kW | --> | C11 ex HOLYCROSS ROAD | Holycross Road [T41,T42] | THURLES |  | 52.5867 | -7.8216
MV/LV Substation KI***510X |  | 10 kV | _ | LV | 630 kVA :Building Structure | 0.63 | --> | 0.63 | 0 | 0 | Constrained, otherwise capacity available =603 kVA | --> | 0.598 | 0 | 0 | 0 | 0 | Constrained, otherwise capacity available =602 kW | --> | C11 ex HOLYCROSS ROAD | Holycross Road [T41,T42] | THURLES |  | 52.6052 | -7.8403
MV/LV Substation KI***511X |  | 10 kV | _ | LV | 30 kVA :Pole Substation | 0.03 | --> | 0.03 | 0 | 0 | Constrained, otherwise capacity available =26 kVA | --> | 0.028 | 0 | 0 | 0 | 0 | Constrained, otherwise capacity available =29 kW | --> | C11 ex HOLYCROSS ROAD | Holycross Road [T41,T42] | THURLES |  | 52.6179 | -7.8394
MV/LV Substation BA***515X |  | 10 kV | _ | LV | 50 kVA :Pole Substation | 0.05 | --> | 0.05 | 0 | 0 | Constrained, otherwise capacity available =39 kVA | --> | 0.048 | 0 | 0 | 0 | 0 | Constrained, otherwise capacity available =49 kW | --> | C16 ex LOUGHTAGALLA | Loughtagalla [T41,T42] | THURLES |  | 52.7302 | -7.7787
MV/LV Substation MC***516Y |  | 20 kV | _ | LV | 200 kVA :Pole Substation | 0.2 | --> | 0.2 | 0.199 | 5.89 |  | --> | 0.19 | 0 | 0 | 0 | 0 | Constrained, otherwise capacity available =190 kW | --> | C14 ex CASHEL | Cashel [T41,T42] | CAHIR |  | 52.5345 | -7.8968
MV/LV Substation CA***517 |  | 10 kV | _ | LV | 200 kVA :Pole Substation | 0.2 | --> | 0.2 | 0 | 0 | Constrained, otherwise capacity available =148 kVA | --> | 0.19 | 0 | 0 | 0 | 0 | Constrained, otherwise capacity available =197 kW | --> | C11 ex HOLYCROSS ROAD | Holycross Road [T41,T42] | THURLES |  | 52.6579 | -7.8362
MV/LV Substation ST***517X |  | 10 kV | _ | LV | 50 kVA :Pole Substation | 0.05 | --> | 0.05 | 0.046 | 5.89 |  | --> | 0.048 | 0 | 0 | 0 | 0 | Constrained, otherwise capacity available =48 kW | --> | C20 ex CASHEL | Cashel [T41,T42] | CAHIR |  | 52.5178 | -7.8842
MV/LV Substation CA***517Y |  | 10 kV | _ | LV | 400 kVA :Kiosk Substation | 0.4 | --> | 0.4 | 0.304 | 5.89 |  | --> | 0.38 | 0 | 0.013 | 0 | 0 | Constrained, otherwise capacity available =383 kW | --> | C20 ex CASHEL | Cashel [T41,T42] | CAHIR |  | 52.5175 | -7.8924
MV/LV Substation LA***520X |  | 10 kV | _ | LV | 100 kVA :Pole Substation | 0.1 | --> | 0.1 | 0 | 0 | Constrained, otherwise capacity available =57 kVA | --> | 0.095 | 0 | 0 | 0 | 0 | Constrained, otherwise capacity available =101 kW | --> | C12 ex LOUGHTAGALLA | Loughtagalla [T41,T42] | THURLES |  | 52.6652 | -7.8005
MV/LV Substation CO***521Y |  | 10 kV | _ | LV | 100 kVA :Pole Substation | 0.1 | --> | 0.1 | 0 | 0 | Constrained, otherwise capacity available =81 kVA | --> | 0.095 | 0 | 0 | 0 | 0 | Constrained, otherwise capacity available =98 kW | --> | C11 ex LOUGHTAGALLA | Loughtagalla [T41,T42] | THURLES |  | 52.6531 | -7.7324
MV/LV Substation AT***529X |  | 10 kV | _ | LV | 50 kVA :Pole Substation | 0.05 | --> | 0.05 | 0 | 0 | Constrained, otherwise capacity available =50 kVA | --> | 0.048 | 0 | 0 | 0 | 0 | Constrained, otherwise capacity available =48 kW | --> | C11 ex LOUGHTAGALLA | Loughtagalla [T41,T42] | THURLES |  | 52.6906 | -7.7404
MV/LV Substation GA***536Y |  | 10 kV | _ | LV | 630 kVA :Building Structure | 0.63 | --> | 0.63 | 0.458 | 5.89 |  | --> | 0.598 | 0 | 0.005 | 0 | 0 | Constrained, otherwise capacity available =614 kW | --> | C20 ex CASHEL | Cashel [T41,T42] | CAHIR |  | 52.5157 | -7.8882
MV/LV Substation TE***537Y |  | 10 kV | _ | LV | 400 kVA :Building Structure | 0.4 | --> | 0.4 | 0 | 0 | Constrained, otherwise capacity available =302 kVA | --> | 0.38 | 0 | 0 | 0 | 0 | Constrained, otherwise capacity available =393 kW | --> | C18 ex HOLYCROSS ROAD | Holycross Road [T41,T42] | THURLES |  | 52.6857 | -7.8305
MV/LV Substation TR***538Y |  | 10 kV | _ | LV | 200 kVA :Pole Substation | 0.2 | --> | 0.2 | 0.185 | 9 |  | --> | 0.19 | 0 | 0 | 0 | 0 | Constrained, otherwise capacity available =192 kW | --> | C16 ex URLINGFORD | Urlingford [T421] | THURLES |  | 52.725 | -7.5835
MV/LV Substation LE***542 |  | 10 kV | _ | LV | 200 kVA :Pole Substation | 0.2 | --> | 0.2 | 0 | 0 | Constrained, otherwise capacity available =138 kVA | --> | 0.19 | 0 | 0 | 0 | 0 | Constrained, otherwise capacity available =198 kW | --> | C11 ex LOUGHTAGALLA | Loughtagalla [T41,T42] | THURLES |  | 52.6671 | -7.6735
MV/LV Substation RA***548X |  | 10 kV | _ | LV | 100 kVA :Pole Substation | 0.1 | --> | 0.1 | 0 | 0 | Constrained, otherwise capacity available =90 kVA | --> | 0.095 | 0 | 0 | 0 | 0 | Constrained, otherwise capacity available =96 kW | --> | C16 ex LOUGHTAGALLA | Loughtagalla [T41,T42] | THURLES |  | 52.7123 | -7.761
MV/LV Substation CL***549 |  | 20 kV | _ | LV | 50 kVA :Pole Substation | 0.05 | --> | 0.05 | 0 | 0 | Constrained, otherwise capacity available =46 kVA | --> | 0.048 | 0 | 0 | 0 | 0 | Constrained, otherwise capacity available =48 kW | --> | C16 ex HOLYCROSS ROAD | Holycross Road [T41,T42] | THURLES |  | 52.6228 | -7.9371
MV/LV Substation SU***549Y |  | 10 kV | _ | LV | 400 kVA :Kiosk Substation | 0.4 | --> | 0.4 | 0.336 | 5.89 |  | --> | 0.38 | 0 | 0.011 | 0 | 0 | Constrained, otherwise capacity available =381 kW | --> | C12 ex CASHEL | Cashel [T41,T42] | CAHIR |  | 52.5085 | -7.883
MV/LV Substation CL***551 |  | 20 kV | _ | LV | 50 kVA :Pole Substation | 0.05 | --> | 0.05 | 0 | 0 | Constrained, otherwise capacity available =40 kVA | --> | 0.048 | 0 | 0 | 0 | 0 | Constrained, otherwise capacity available =49 kW | --> | C16 ex HOLYCROSS ROAD | Holycross Road [T41,T42] | THURLES |  | 52.626 | -7.9396
MV/LV Substation PA***555Y |  | 10 kV | _ | LV | 100 kVA :Pole Substation | 0.1 | --> | 0.1 | 0 | 0 | Constrained, otherwise capacity available =84 kVA | --> | 0.095 | 0 | 0.006 | 0 | 0 | Constrained, otherwise capacity available =93 kW | --> | C12 ex LOUGHTAGALLA | Loughtagalla [T41,T42] | THURLES |  | 52.633 | -7.7788
MV/LV Substation GA***556X |  | 10 kV | _ | LV | 50 kVA :Pole Substation | 0.05 | --> | 0.05 | 0 | 0 | Constrained, otherwise capacity available =46 kVA | --> | 0.048 | 0 | 0 | 0 | 0 | Constrained, otherwise capacity available =48 kW | --> | C11 ex HOLYCROSS ROAD | Holycross Road [T41,T42] | THURLES |  | 52.6048 | -7.8605
MV/LV Substation KN***563Y |  | 10 kV | _ | LV | 50 kVA :Pole Substation | 0.05 | --> | 0.05 | 0 | 0 | Constrained, otherwise capacity available =43 kVA | --> | 0.048 | 0 | 0 | 0 | 0 | Constrained, otherwise capacity available =48 kW | --> | C12 ex LOUGHTAGALLA | Loughtagalla [T41,T42] | THURLES |  | 52.6469 | -7.795
MV/LV Substation CL***575X |  | 20 kV | _ | LV | 100 kVA :Pole Substation | 0.1 | --> | 0.1 | 0.094 | 5.89 |  | --> | 0.095 | 0 | 0 | 0 | 0 | Constrained, otherwise capacity available =96 kW | --> | C14 ex CASHEL | Cashel [T41,T42] | CAHIR |  | 52.5918 | -7.9605
MV/LV Substation P.***577X |  | 10 kV | _ | LV | 100 kVA :Pole Substation | 0.1 | --> | 0.1 | 0 | 0 | Constrained, otherwise capacity available =90 kVA | --> | 0.095 | 0 | 0 | 0 | 0 | Constrained, otherwise capacity available =96 kW | --> | C17 ex LOUGHTAGALLA | Loughtagalla [T41,T42] | THURLES |  | 52.6864 | -7.791
MV/LV Substation MI***582Y |  | 10 kV | _ | LV | 200 kVA :Kiosk Substation | 0.2 | --> | 0.2 | 0 | 0 | Constrained, otherwise capacity available =177 kVA | --> | 0.19 | 0 | 0.008 | 0 | 0 | Constrained, otherwise capacity available =187 kW | --> | C15 ex LOUGHTAGALLA | Loughtagalla [T41,T42] | THURLES |  | 52.6763 | -7.8006
MV/LV Substation FU***583X |  | 20 kV | _ | LV | 50 kVA :Pole Substation | 0.05 | --> | 0.05 | 0.02 | 5.89 |  | --> | 0.048 | 0 | 0.006 | 0 | 0 | Constrained, otherwise capacity available =47 kW | --> | C14 ex CASHEL | Cashel [T41,T42] | CAHIR |  | 52.5453 | -7.8186
MV/LV Substation GA***585Y |  | 10 kV | _ | LV | 630 kVA :Kiosk Substation | 0.63 | --> | 0.63 | 0 | 0 | Constrained, otherwise capacity available =556 kVA | --> | 0.598 | 0 | 0 | 0 | 0 | Constrained, otherwise capacity available =609 kW | --> | C14 ex HOLYCROSS ROAD | Holycross Road [T41,T42] | THURLES |  | 52.6754 | -7.8267
MV/LV Substation BA***591X |  | 20 kV | _ | LV | 50 kVA :Pole Substation | 0.05 | --> | 0.05 | 0.042 | 5.89 |  | --> | 0.048 | 0 | 0 | 0 | 0 | Constrained, otherwise capacity available =48 kW | --> | C14 ex CASHEL | Cashel [T41,T42] | CAHIR |  | 52.554 | -7.7925
MV/LV Substation BI***592Y |  | 10 kV | _ | LV | 50 kVA :Pole Substation | 0.05 | --> | 0.05 | 0.039 | 5.89 |  | --> | 0.048 | 0 | 0.01 | 0 | 0 | Constrained, otherwise capacity available =42 kW | --> | C11 ex CASHEL | Cashel [T41,T42] | CAHIR |  | 52.4996 | -7.8713
MV/LV Substation PR***594Y |  | 10 kV | _ | LV | 50 kVA :Pole Substation | 0.05 | --> | 0.05 | 0.043 | 5.89 |  | --> | 0.048 | 0 | 0 | 0 | 0 | Constrained, otherwise capacity available =48 kW | --> | C11 ex CASHEL | Cashel [T41,T42] | CAHIR |  | 52.4926 | -7.8664
MV/LV Substation DU***598X |  | 20 kV | _ | LV | 200 kVA :Pole Substation | 0.2 | --> | 0.2 | 0.184 | 5.89 |  | --> | 0.19 | 0 | 0.009 | 0 | 0 | Constrained, otherwise capacity available =186 kW | --> | C14 ex CASHEL | Cashel [T41,T42] | CAHIR |  | 52.5409 | -7.8161
MV/LV Substation CL***607 |  | 20 kV | _ | LV | 50 kVA :Pole Substation | 0.05 | --> | 0.05 | 0.044 | 5.89 |  | --> | 0.048 | 0 | 0 | 0 | 0 | Constrained, otherwise capacity available =48 kW | --> | C14 ex CASHEL | Cashel [T41,T42] | CAHIR |  | 52.6029 | -7.9762
MV/LV Substation CA***609 |  | 20 kV | _ | LV | 100 kVA :Pole Substation | 0.1 | --> | 0.1 | 0.091 | 5.89 |  | --> | 0.095 | 0 | 0 | 0 | 0 | Constrained, otherwise capacity available =96 kW | --> | C14 ex CASHEL | Cashel [T41,T42] | CAHIR |  | 52.6134 | -7.9791
MV/LV Substation SL***610X |  | 20 kV | _ | LV | 50 kVA :Pole Substation | 0.05 | --> | 0.05 | 0.02 | 5.89 |  | --> | 0.048 | 0 | 0.085 | 0 | 0 |  | --> | C14 ex CASHEL | Cashel [T41,T42] | CAHIR |  | 52.5367 | -7.889
MV/LV Substation DE***611X |  | 20 kV | _ | LV | 50 kVA :Pole Substation | 0.05 | --> | 0.05 | 0.039 | 5.89 |  | --> | 0.048 | 0 | 0 | 0 | 0 | Constrained, otherwise capacity available =49 kW | --> | C14 ex CASHEL | Cashel [T41,T42] | CAHIR |  | 52.5331 | -7.8865
MV/LV Substation KI***612X |  | 20 kV | _ | LV | 50 kVA :Pole Substation | 0.05 | --> | 0.05 | 0.05 | 5.89 |  | --> | 0.048 | 0 | 0 | 0 | 0 | Constrained, otherwise capacity available =48 kW | --> | C14 ex CASHEL | Cashel [T41,T42] | CAHIR |  | 52.5319 | -7.8762
MV/LV Substation CO***613 |  | 20 kV | _ | LV | 50 kVA :Pole Substation | 0.05 | --> | 0.05 | 0.028 | 5.89 |  | --> | 0.048 | 0 | 0 | 0 | 0 | Constrained, otherwise capacity available =50 kW | --> | C14 ex CASHEL | Cashel [T41,T42] | CAHIR |  | 52.6112 | -7.9928
MV/LV Substation RO***616Y |  | 10 kV | _ | LV | 200 kVA :Pole Substation | 0.2 | --> | 0.2 | 0.154 | 5.89 |  | --> | 0.19 | 0 | 0.022 | 0 | 0 | Constrained, otherwise capacity available =180 kW | --> | C11 ex CASHEL | Cashel [T41,T42] | CAHIR |  | 52.4693 | -7.8319
MV/LV Substation RO***619 |  | 20 kV | _ | LV | 50 kVA :Pole Substation | 0.05 | --> | 0.05 | 0.033 | 5.89 |  | --> | 0.048 | 0 | 0.008 | 0 | 0 | Constrained, otherwise capacity available =44 kW | --> | C14 ex CASHEL | Cashel [T41,T42] | CAHIR |  | 52.6173 | -8.0045
MV/LV Substation BA***623Y |  | 10 kV | _ | LV | 400 kVA :Building Structure | 0.4 | --> | 0.4 | 0.306 | 5.89 |  | --> | 0.38 | 0 | 0 | 0 | 0 | Constrained, otherwise capacity available =386 kW | --> | C11 ex CASHEL | Cashel [T41,T42] | CAHIR |  | 52.462 | -7.8402
MV/LV Substation RE***624X |  | 20 kV | _ | LV | 50 kVA :Pole Substation | 0.05 | --> | 0.05 | 0.038 | 5.89 |  | --> | 0.048 | 0 | 0.005 | 0 | 0 | Constrained, otherwise capacity available =45 kW | --> | C14 ex CASHEL | Cashel [T41,T42] | CAHIR |  | 52.5201 | -7.8735
MV/LV Substation PA***627X |  | 10 kV | _ | LV | 50 kVA :Pole Substation | 0.05 | --> | 0.05 | 0.008 | 5.89 |  | --> | 0.048 | 0 | 0.01 | 0 | 0 | Constrained, otherwise capacity available =45 kW | --> | C13 ex CASHEL | Cashel [T41,T42] | CAHIR |  | 52.5202 | -7.8842
MV/LV Substation LA***628X |  | 10 kV | _ | LV | 400 kVA :Kiosk Substation | 0.4 | --> | 0.4 | 0.23 | 5.89 |  | --> | 0.38 | 0 | 0.033 | 0 | 0 | Constrained, otherwise capacity available =378 kW | --> | C13 ex CASHEL | Cashel [T41,T42] | CAHIR |  | 52.5203 | -7.8869
MV/LV Substation FR***629X |  | 10 kV | _ | LV | 630 kVA :Building Structure | 0.63 | --> | 0.63 | 0.334 | 5.89 |  | --> | 0.598 | 0 | 0.022 | 0 | 0 | Constrained, otherwise capacity available =621 kW | --> | C20 ex CASHEL | Cashel [T41,T42] | CAHIR |  | 52.5171 | -7.8858
MV/LV Substation PA***630X |  | 10 kV | _ | LV | 630 kVA :Kiosk Substation | 0.63 | --> | 0.63 | 0.448 | 5.89 |  | --> | 0.598 | 0 | 0.005 | 0 | 0 | Constrained, otherwise capacity available =619 kW | --> | C20 ex CASHEL | Cashel [T41,T42] | CAHIR |  | 52.5168 | -7.8885
MV/LV Substation OU***631X |  | 10 kV | _ | LV | 200 kVA :Building Structure | 0.2 | --> | 0.2 | 0.086 | 5.89 |  | --> | 0.19 | 0 | 0 | 0 | 0 | Constrained, otherwise capacity available =205 kW | --> | C20 ex CASHEL | Cashel [T41,T42] | CAHIR |  | 52.5141 | -7.8872
MV/LV Substation AS***632X |  | 10 kV | _ | LV | 50 kVA :Pole Substation | 0.05 | --> | 0.05 | 0.035 | 5.89 |  | --> | 0.048 | 0 | 0 | 0 | 0 | Constrained, otherwise capacity available =50 kW | --> | C17 ex CASHEL | Cashel [T41,T42] | CAHIR |  | 52.5122 | -7.8873
MV/LV Substation SP***634X |  | 10 kV | _ | LV | 400 kVA :Kiosk Substation | 0.4 | --> | 0.4 | 0.287 | 5.89 |  | --> | 0.38 | 0 | 0.02 | 0 | 0 | Constrained, otherwise capacity available =380 kW | --> | C17 ex CASHEL | Cashel [T41,T42] | CAHIR |  | 52.5096 | -7.8877
MV/LV Substation LA***635X |  | 10 kV | _ | LV | 630 kVA :Kiosk Substation | 0.63 | --> | 0.63 | 0.5 | 5.89 |  | --> | 0.598 | 0 | 0.02 | 0 | 0 | Constrained, otherwise capacity available =595 kW | --> | C17 ex CASHEL | Cashel [T41,T42] | CAHIR |  | 52.5132 | -7.8885
MV/LV Substation CA***636X |  | 10 kV | _ | LV | 200 kVA :Pole Substation | 0.2 | --> | 0.2 | 0.16 | 5.89 |  | --> | 0.19 | 0 | 0 | 0 | 0 | Constrained, otherwise capacity available =195 kW | --> | C17 ex CASHEL | Cashel [T41,T42] | CAHIR |  | 52.5107 | -7.893
MV/LV Substation AS***637X |  | 10 kV | _ | LV | 50 kVA :Pole Substation | 0.05 | --> | 0.05 | 0.039 | 5.89 |  | --> | 0.048 | 0 | 0.015 | 0 | 0 | Constrained, otherwise capacity available =38 kW | --> | C17 ex CASHEL | Cashel [T41,T42] | CAHIR |  | 52.5133 | -7.8936
MV/LV Substation DE***640X |  | 10 kV | _ | LV | 50 kVA :Pole Substation | 0.05 | --> | 0.05 | 0.044 | 5.89 |  | --> | 0.048 | 0 | 0 | 0 | 0 | Constrained, otherwise capacity available =48 kW | --> | C17 ex CASHEL | Cashel [T41,T42] | CAHIR |  | 52.5105 | -7.9019
MV/LV Substation BA***641 |  | 20 kV | _ | LV | 200 kVA :Pole Substation | 0.2 | --> | 0.2 | 0.183 | 5.89 |  | --> | 0.19 | 0 | 0 | 0 | 0 | Constrained, otherwise capacity available =192 kW | --> | C14 ex CASHEL | Cashel [T41,T42] | CAHIR |  | 52.59 | -7.9849
MV/LV Substation CA***642X |  | 10 kV | _ | LV | 100 kVA :Kiosk Substation | 0.1 | --> | 0.1 | 0.064 | 5.89 |  | --> | 0.095 | 0 | 0 | 0 | 0 | Constrained, otherwise capacity available =100 kW | --> | C17 ex CASHEL | Cashel [T41,T42] | CAHIR |  | 52.5163 | -7.9035
MV/LV Substation RO***643X |  | 10 kV | _ | LV | 50 kVA :Pole Substation | 0.05 | --> | 0.05 | 0.043 | 5.89 |  | --> | 0.048 | 0 | 0 | 0 | 0 | Constrained, otherwise capacity available =48 kW | --> | C17 ex CASHEL | Cashel [T41,T42] | CAHIR |  | 52.5202 | -7.8987
MV/LV Substation RO***644X |  | 10 kV | _ | LV | 630 kVA :Building Structure | 0.63 | --> | 0.63 | 0.5 | 5.89 |  | --> | 0.598 | 0 | 0 | 0 | 0 | Constrained, otherwise capacity available =603 kW | --> | C17 ex CASHEL | Cashel [T41,T42] | CAHIR |  | 52.522 | -7.8986
MV/LV Substation CA***645X |  | 10 kV | _ | LV | 630 kVA :Kiosk Substation | 0.63 | --> | 0.63 | 0.5 | 5.89 |  | --> | 0.598 | 0 | 0.012 | 0 | 0 | Constrained, otherwise capacity available =597 kW | --> | C20 ex CASHEL | Cashel [T41,T42] | CAHIR |  | 52.5154 | -7.8804
MV/LV Substation WA***646X |  | 10 kV | _ | LV | 200 kVA :Pole Substation | 0.2 | --> | 0.2 | 0.183 | 5.89 |  | --> | 0.19 | 0 | 0 | 0 | 0 | Constrained, otherwise capacity available =192 kW | --> | C20 ex CASHEL | Cashel [T41,T42] | CAHIR |  | 52.5115 | -7.8751
MV/LV Substation RI***652X |  | 10 kV | _ | LV | 200 kVA :Pole Substation | 0.2 | --> | 0.2 | 0.191 | 5.89 |  | --> | 0.19 | 0 | 0 | 0 | 0 | Constrained, otherwise capacity available =191 kW | --> | C12 ex CASHEL | Cashel [T41,T42] | CAHIR |  | 52.5068 | -7.8892
MV/LV Substation BE***653 |  | 20 kV | _ | LV | 50 kVA :Pole Substation | 0.05 | --> | 0.05 | 0 | 0 | Constrained, otherwise capacity available =40 kVA | --> | 0.048 | 0 | 0 | 0 | 0 | Constrained, otherwise capacity available =49 kW | --> | C16 ex HOLYCROSS ROAD | Holycross Road [T41,T42] | THURLES |  | 52.665 | -7.846
MV/LV Substation RI***653X |  | 10 kV | _ | LV | 630 kVA :Building Structure | 0.63 | --> | 0.63 | 0.5 | 5.89 |  | --> | 0.598 | 0 | 0 | 0 | 0 | Constrained, otherwise capacity available =599 kW | --> | C12 ex CASHEL | Cashel [T41,T42] | CAHIR |  | 52.506 | -7.8897
MV/LV Substation WH***654X |  | 10 kV | _ | LV | 200 kVA :Pole Substation | 0.2 | --> | 0.2 | 0.125 | 5.89 |  | --> | 0.19 | 0 | 0.005 | 0 | 0 | Constrained, otherwise capacity available =196 kW | --> | C12 ex CASHEL | Cashel [T41,T42] | CAHIR |  | 52.5068 | -7.8921
MV/LV Substation LO***654Y |  | 10 kV | _ | LV | 50 kVA :Pole Substation | 0.05 | --> | 0.05 | 0.038 | 5.89 |  | --> | 0.048 | 0 | 0.01 | 0 | 0 | Constrained, otherwise capacity available =42 kW | --> | C18 ex CASHEL | Cashel [T41,T42] | CAHIR |  | 52.4707 | -7.8172
MV/LV Substation HO***658 |  | 20 kV | _ | LV | 200 kVA :Pole Substation | 0.2 | --> | 0.2 | 0 | 0 | Constrained, otherwise capacity available =176 kVA | --> | 0.19 | 0 | 0 | 0 | 0 | Constrained, otherwise capacity available =193 kW | --> | C16 ex HOLYCROSS ROAD | Holycross Road [T41,T42] | THURLES |  | 52.6386 | -7.8662
MV/LV Substation CL***658Y |  | 20 kV | _ | LV | 100 kVA :Pole Substation | 0.1 | --> | 0.1 | 0.042 | 5.89 |  | --> | 0.095 | 0 | 0 | 0 | 0 | Constrained, otherwise capacity available =103 kW | --> | C14 ex CASHEL | Cashel [T41,T42] | CAHIR |  | 52.6011 | -8.0017
MV/LV Substation AR***661Y |  | 10 kV | _ | LV | 100 kVA :Pole Substation | 0.1 | --> | 0.1 | 0 | 0 | Constrained, otherwise capacity available =88 kVA | --> | 0.095 | 0 | 0 | 0 | 0 | Constrained, otherwise capacity available =97 kW | --> | C12 ex LOUGHTAGALLA | Loughtagalla [T41,T42] | THURLES |  | 52.6599 | -7.793
MV/LV Substation RO***663X |  | 10 kV | _ | LV | 100 kVA :Pole Substation | 0.1 | --> | 0.1 | 0.083 | 5.89 |  | --> | 0.095 | 0 | 0 | 0 | 0 | Constrained, otherwise capacity available =97 kW | --> | C12 ex CASHEL | Cashel [T41,T42] | CAHIR |  | 52.5008 | -7.8891
MV/LV Substation KI***669 |  | 10 kV | _ | LV | 50 kVA :Pole Substation | 0.05 | --> | 0.05 | 0 | 0 | Constrained, otherwise capacity available =40 kVA | --> | 0.048 | 0 | 0 | 0 | 0 | Constrained, otherwise capacity available =49 kW | --> | C11 ex HOLYCROSS ROAD | Holycross Road [T41,T42] | THURLES |  | 52.6116 | -7.8629
MV/LV Substation KI***673 |  | 20 kV | _ | LV | 100 kVA :Pole Substation | 0.1 | --> | 0.1 | 0 | 0 | Constrained, otherwise capacity available =40 kVA | --> | 0.095 | 0 | 0.014 | 0 | 0 | Constrained, otherwise capacity available =92 kW | --> | C16 ex HOLYCROSS ROAD | Holycross Road [T41,T42] | THURLES |  | 52.6321 | -7.8975
MV/LV Substation KI***685X |  | 10 kV | _ | LV | 50 kVA :Pole Substation | 0.05 | --> | 0.05 | 0.043 | 5.89 |  | --> | 0.048 | 0 | 0 | 0 | 0 | Constrained, otherwise capacity available =48 kW | --> | C18 ex CASHEL | Cashel [T41,T42] | CAHIR |  | 52.5238 | -7.8379
MV/LV Substation GR***686 |  | 10 kV | _ | LV | 50 kVA :Pole Substation | 0.05 | --> | 0.05 | 0 | 0 | Constrained, otherwise capacity available =38 kVA | --> | 0.048 | 0 | 0 | 0 | 0 | Constrained, otherwise capacity available =49 kW | --> | C11 ex HOLYCROSS ROAD | Holycross Road [T41,T42] | THURLES |  | 52.6265 | -7.8187
MV/LV Substation HE***687Y |  | 20 kV | _ | LV | 100 kVA :Pole Substation | 0.1 | --> | 0.1 | 0 | 0 | Constrained, otherwise capacity available =55 kVA | --> | 0.095 | 0 | 0.01 | 0 | 0 | Constrained, otherwise capacity available =94 kW | --> | C16 ex HOLYCROSS ROAD | Holycross Road [T41,T42] | THURLES |  | 52.6355 | -7.8658
MV/LV Substation GA***690 |  | 10 kV | _ | LV | 100 kVA :Pole Substation | 0.1 | --> | 0.1 | 0 | 0 | Constrained, otherwise capacity available =85 kVA | --> | 0.095 | 0 | 0 | 0 | 0 | Constrained, otherwise capacity available =97 kW | --> | C11 ex HOLYCROSS ROAD | Holycross Road [T41,T42] | THURLES |  | 52.6015 | -7.8452
MV/LV Substation MO***695X |  | 10 kV | _ | LV | 50 kVA :Pole Substation | 0.05 | --> | 0.05 | 0.042 | 5.89 |  | --> | 0.048 | 0 | 0 | 0 | 0 | Constrained, otherwise capacity available =49 kW | --> | C18 ex CASHEL | Cashel [T41,T42] | CAHIR |  | 52.5093 | -7.8305
MV/LV Substation O/***702X |  | 10 kV | _ | LV | 100 kVA :Pole Substation | 0.1 | --> | 0.1 | 0 | 0 | Constrained, otherwise capacity available =92 kVA | --> | 0.095 | 0 | 0 | 0 | 0 | Constrained, otherwise capacity available =96 kW | --> | C11 ex HOLYCROSS ROAD | Holycross Road [T41,T42] | THURLES |  | 52.6657 | -7.8261
MV/LV Substation RO***711Y |  | 10 kV | _ | LV | 400 kVA :Kiosk Substation | 0.4 | --> | 0.4 | 0 | 0 | Constrained, otherwise capacity available =323 kVA | --> | 0.38 | 0 | 0.01 | 0 | 0 | Constrained, otherwise capacity available =383 kW | --> | C11 ex HOLYCROSS ROAD | Holycross Road [T41,T42] | THURLES |  | 52.6665 | -7.8154
MV/LV Substation BA***716 |  | 10 kV | _ | LV | 100 kVA :Pole Substation | 0.1 | --> | 0.1 | 0 | 0 | Constrained, otherwise capacity available =74 kVA | --> | 0.095 | 0 | 0.004 | 0 | 0 | Constrained, otherwise capacity available =96 kW | --> | C11 ex LOUGHTAGALLA | Loughtagalla [T41,T42] | THURLES |  | 52.7017 | -7.7196
MV/LV Substation LI***717 |  | 10 kV | _ | LV | 50 kVA :Pole Substation | 0.05 | --> | 0.05 | 0 | 0 | Constrained, otherwise capacity available =50 kVA | --> | 0.048 | 0 | 0 | 0 | 0 | Constrained, otherwise capacity available =48 kW | --> | C16 ex LOUGHTAGALLA | Loughtagalla [T41,T42] | THURLES |  | 52.7371 | -7.7576
MV/LV Substation CA***717Y |  | 10 kV | _ | LV | 50 kVA :Pole Substation | 0.05 | --> | 0.05 | 0 | 0 | Constrained, otherwise capacity available =44 kVA | --> | 0.048 | 0 | 0.006 | 0 | 0 | Constrained, otherwise capacity available =44 kW | --> | C11 ex HOLYCROSS ROAD | Holycross Road [T41,T42] | THURLES |  | 52.6501 | -7.8362
MV/LV Substation BA***723Y |  | 10 kV | _ | LV | 200 kVA :Kiosk Substation | 0.2 | --> | 0.2 | 0.129 | 5.89 |  | --> | 0.19 | 0 | 0 | 0 | 0 | Constrained, otherwise capacity available =200 kW | --> | C11 ex CASHEL | Cashel [T41,T42] | CAHIR |  | 52.461 | -7.835
MV/LV Substation CL***727Y |  | 10 kV | _ | LV | 50 kVA :Pole Substation | 0.05 | --> | 0.05 | 0.031 | 5.89 |  | --> | 0.048 | 0 | 0 | 0 | 0 | Constrained, otherwise capacity available =50 kW | --> | C17 ex CASHEL | Cashel [T41,T42] | CAHIR |  | 52.5155 | -7.8978
MV/LV Substation DU***728Y |  | 20 kV | _ | LV | 50 kVA :Pole Substation | 0.05 | --> | 0.05 | 0.05 | 5.89 |  | --> | 0.048 | 0 | 0 | 0 | 0 | Constrained, otherwise capacity available =48 kW | --> | C14 ex CASHEL | Cashel [T41,T42] | CAHIR |  | 52.5439 | -7.8184
MV/LV Substation UP***732X |  | 10 kV | _ | LV | 200 kVA :Pole Substation | 0.2 | --> | 0.2 | 0 | 0 | Constrained, otherwise capacity available =168 kVA | --> | 0.19 | 0 | 0.01 | 0 | 0 | Constrained, otherwise capacity available =187 kW | --> | C17 ex HOLYCROSS ROAD | Holycross Road [T41,T42] | THURLES |  | 52.7034 | -8.0188
MV/LV Substation CU***737Y |  | 10 kV | _ | LV | 50 kVA :Pole Substation | 0.05 | --> | 0.05 | 0 | 0 | Constrained, otherwise capacity available =50 kVA | --> | 0.048 | 0 | 0 | 0 | 0 | Constrained, otherwise capacity available =48 kW | --> | C12 ex LOUGHTAGALLA | Loughtagalla [T41,T42] | THURLES |  | 52.6132 | -7.7782
MV/LV Substation AB***738Y |  | 10 kV | _ | LV | 400 kVA :Kiosk Substation | 0.4 | --> | 0.4 | 0.348 | 5.89 |  | --> | 0.38 | 0 | 0 | 0 | 0 | Constrained, otherwise capacity available =387 kW | --> | C13 ex CASHEL | Cashel [T41,T42] | CAHIR |  | 52.5186 | -7.8849
MV/LV Substation BA***742Y |  | 10 kV | _ | LV | 630 kVA :Building Structure | 0.63 | --> | 0.63 | 0.465 | 5.89 |  | --> | 0.598 | 0 | 0.008 | 0 | 0 | Constrained, otherwise capacity available =615 kW | --> | C20 ex CASHEL | Cashel [T41,T42] | CAHIR |  | 52.5175 | -7.8875
MV/LV Substation ST***743X |  | 10 kV | _ | LV | 50 kVA :Pole Substation | 0.05 | --> | 0.05 | 0 | 0 | Constrained, otherwise capacity available =39 kVA | --> | 0.048 | 0 | 0 | 0 | 0 | Constrained, otherwise capacity available =49 kW | --> | C15 ex LOUGHTAGALLA | Loughtagalla [T41,T42] | THURLES |  | 52.6796 | -7.7886
MV/LV Substation PO***748X |  | 10 kV | _ | LV | 100 kVA :Pole Substation | 0.1 | --> | 0.1 | 0 | 0 | Constrained, otherwise capacity available =91 kVA | --> | 0.095 | 0 | 0.005 | 0 | 0 | Constrained, otherwise capacity available =92 kW | --> | C11 ex HOLYCROSS ROAD | Holycross Road [T41,T42] | THURLES |  | 52.6326 | -7.8117
MV/LV Substation RY***750X |  | 10 kV | _ | LV | 50 kVA :Pole Substation | 0.05 | --> | 0.05 | 0 | 0 | Constrained, otherwise capacity available =41 kVA | --> | 0.048 | 0 | 0 | 0 | 0 | Constrained, otherwise capacity available =49 kW | --> | C17 ex HOLYCROSS ROAD | Holycross Road [T41,T42] | THURLES |  | 52.6877 | -7.8444
MV/LV Substation FU***750Y |  | 10 kV | _ | LV | 50 kVA :Pole Substation | 0.05 | --> | 0.05 | 0 | 0 | Constrained, otherwise capacity available =46 kVA | --> | 0.048 | 0 | 0 | 0 | 0 | Constrained, otherwise capacity available =48 kW | --> | C17 ex LOUGHTAGALLA | Loughtagalla [T41,T42] | THURLES |  | 52.6873 | -7.7857
MV/LV Substation ST***752X |  | 10 kV | _ | LV | 50 kVA :Pole Substation | 0.05 | --> | 0.05 | 0 | 0 | Constrained, otherwise capacity available =50 kVA | --> | 0.048 | 0 | 0 | 0 | 0 | Constrained, otherwise capacity available =48 kW | --> | C17 ex HOLYCROSS ROAD | Holycross Road [T41,T42] | THURLES |  | 52.7512 | -7.9527
MV/LV Substation RO***756Y |  | 10 kV | _ | LV | 200 kVA :Kiosk Substation | 0.2 | --> | 0.2 | 0.169 | 5.89 |  | --> | 0.19 | 0 | 0.01 | 0 | 0 | Constrained, otherwise capacity available =187 kW | --> | C11 ex CASHEL | Cashel [T41,T42] | CAHIR |  | 52.4665 | -7.8295
MV/LV Substation H/***761X |  | 20 kV | _ | LV | 50 kVA :Pole Substation | 0.05 | --> | 0.05 | 0 | 0 | Constrained, otherwise capacity available =37 kVA | --> | 0.048 | 0 | 0 | 0 | 0 | Constrained, otherwise capacity available =49 kW | --> | C16 ex HOLYCROSS ROAD | Holycross Road [T41,T42] | THURLES |  | 52.6369 | -7.8719
MV/LV Substation HO***762X |  | 20 kV | _ | LV | 50 kVA :Pole Substation | 0.05 | --> | 0.05 | 0 | 0 | Constrained, otherwise capacity available =44 kVA | --> | 0.048 | 0 | 0 | 0 | 0 | Constrained, otherwise capacity available =48 kW | --> | C16 ex HOLYCROSS ROAD | Holycross Road [T41,T42] | THURLES |  | 52.6464 | -7.8741
MV/LV Substation HO***763X |  | 20 kV | _ | LV | 50 kVA :Pole Substation | 0.05 | --> | 0.05 | 0 | 0 | Constrained, otherwise capacity available =10 kVA | --> | 0.048 | 0 | 0.005 | 0 | 0 | Constrained, otherwise capacity available =49 kW | --> | C16 ex HOLYCROSS ROAD | Holycross Road [T41,T42] | THURLES |  | 52.6447 | -7.873
MV/LV Substation CR***764Y |  | 10 kV | _ | LV | 400 kVA :Kiosk Substation | 0.4 | --> | 0.4 | 0 | 0 | Constrained, otherwise capacity available =294 kVA | --> | 0.38 | 0 | 0.005 | 0 | 0 | Constrained, otherwise capacity available =390 kW | --> | C14 ex HOLYCROSS ROAD | Holycross Road [T41,T42] | THURLES |  | 52.6771 | -7.8159
MV/LV Substation HO***767X |  | 20 kV | _ | LV | 100 kVA :Pole Substation | 0.1 | --> | 0.1 | 0 | 0 | Constrained, otherwise capacity available =87 kVA | --> | 0.095 | 0 | 0 | 0 | 0 | Constrained, otherwise capacity available =97 kW | --> | C16 ex HOLYCROSS ROAD | Holycross Road [T41,T42] | THURLES |  | 52.6379 | -7.8835
MV/LV Substation SO***778Y |  | 10 kV | _ | LV | 50 kVA :Pole Substation | 0.05 | --> | 0.05 | 0 | 0 | Constrained, otherwise capacity available =46 kVA | --> | 0.048 | 0 | 0 | 0 | 0 | Constrained, otherwise capacity available =48 kW | --> | C11 ex LOUGHTAGALLA | Loughtagalla [T41,T42] | THURLES |  | 52.6535 | -7.7043
MV/LV Substation AL***784Y |  | 10 kV | _ | LV | 400 kVA :Kiosk Substation | 0.4 | --> | 0.4 | 0 | 0 | Constrained, otherwise capacity available =342 kVA | --> | 0.38 | 0 | 0.024 | 0 | 0 | Constrained, otherwise capacity available =370 kW | --> | C15 ex LOUGHTAGALLA | Loughtagalla [T41,T42] | THURLES |  | 52.6799 | -7.8013
MV/LV Substation BO***790X |  | 10 kV | _ | LV | 100 kVA :Pole Substation | 0.1 | --> | 0.1 | 0 | 0 | Constrained, otherwise capacity available =77 kVA | --> | 0.095 | 0 | 0 | 0 | 0 | Constrained, otherwise capacity available =98 kW | --> | C17 ex HOLYCROSS ROAD | Holycross Road [T41,T42] | THURLES |  | 52.7515 | -7.9514
MV/LV Substation DO***794 |  | 10 kV | _ | LV | 100 kVA :Pole Substation | 0.1 | --> | 0.1 | 0 | 0 | Constrained, otherwise capacity available =74 kVA | --> | 0.095 | 0 | 0 | 0 | 0 | Constrained, otherwise capacity available =98 kW | --> | C17 ex HOLYCROSS ROAD | Holycross Road [T41,T42] | THURLES |  | 52.7268 | -7.8785
MV/LV Substation IN***795 |  | 10 kV | _ | LV | 50 kVA :Pole Substation | 0.05 | --> | 0.05 | 0 | 0 | Constrained, otherwise capacity available =22 kVA | --> | 0.048 | 0 | 0.005 | 0 | 0 | Constrained, otherwise capacity available =47 kW | --> | C17 ex HOLYCROSS ROAD | Holycross Road [T41,T42] | THURLES |  | 52.7228 | -7.9113
MV/LV Substation IN***796 |  | 10 kV | _ | LV | 50 kVA :Pole Substation | 0.05 | --> | 0.05 | 0 | 0 | Constrained, otherwise capacity available =42 kVA | --> | 0.048 | 0 | 0.011 | 0 | 0 | Constrained, otherwise capacity available =40 kW | --> | C17 ex HOLYCROSS ROAD | Holycross Road [T41,T42] | THURLES |  | 52.7204 | -7.9217
MV/LV Substation BA***800 |  | 10 kV | _ | LV | 50 kVA :Pole Substation | 0.05 | --> | 0.05 | 0 | 0 | Constrained, otherwise capacity available =47 kVA | --> | 0.048 | 0 | 0 | 0 | 0 | Constrained, otherwise capacity available =48 kW | --> | C17 ex HOLYCROSS ROAD | Holycross Road [T41,T42] | THURLES |  | 52.7403 | -7.9226
MV/LV Substation KN***801X |  | 10 kV | _ | LV | 50 kVA :Pole Substation | 0.05 | --> | 0.05 | 0 | 0 | Constrained, otherwise capacity available =44 kVA | --> | 0.048 | 0 | 0.004 | 0 | 0 | Constrained, otherwise capacity available =45 kW | --> | C11 ex TEMPLEMORE | Templemore [T41,T42] | IKERRIN |  | 52.7599 | -7.9644
MV/LV Substation TH***801Y |  | 10 kV | _ | LV | 100 kVA :Pole Substation | 0.1 | --> | 0.1 | 0 | 0 | Constrained, otherwise capacity available =82 kVA | --> | 0.095 | 0 | 0.002 | 0 | 0 | Constrained, otherwise capacity available =96 kW | --> | C17 ex HOLYCROSS ROAD | Holycross Road [T41,T42] | THURLES |  | 52.7519 | -7.9519
MV/LV Substation CA***802 |  | 10 kV | _ | LV | 100 kVA :Pole Substation | 0.1 | --> | 0.1 | 0 | 0 | Constrained, otherwise capacity available =85 kVA | --> | 0.095 | 0 | 0.005 | 0 | 0 | Constrained, otherwise capacity available =93 kW | --> | C17 ex HOLYCROSS ROAD | Holycross Road [T41,T42] | THURLES |  | 52.7469 | -7.9376
MV/LV Substation LO***802Y |  | 10 kV | _ | LV | 630 kVA :Building Structure | 0.63 | --> | 0.63 | 0.392 | 5.89 |  | --> | 0.598 | 0 | 0.005 | 0 | 0 | Constrained, otherwise capacity available =626 kW | --> | C20 ex CASHEL | Cashel [T41,T42] | CAHIR |  | 52.5157 | -7.8906
MV/LV Substation AU***803 |  | 10 kV | _ | LV | 50 kVA :Pole Substation | 0.05 | --> | 0.05 | 0 | 0 | Constrained, otherwise capacity available =42 kVA | --> | 0.048 | 0 | 0 | 0 | 0 | Constrained, otherwise capacity available =49 kW | --> | C17 ex HOLYCROSS ROAD | Holycross Road [T41,T42] | THURLES |  | 52.7467 | -7.9451
MV/LV Substation LI***804Y |  | 10 kV | _ | LV | 400 kVA :Kiosk Substation | 0.4 | --> | 0.4 | 0.257 | 5.89 |  | --> | 0.38 | 0 | 0.07 | 0 | 0 | Constrained, otherwise capacity available =346 kW | --> | C17 ex CASHEL | Cashel [T41,T42] | CAHIR |  | 52.5095 | -7.89
MV/LV Substation WE***806Y |  | 20 kV | _ | LV | 100 kVA :Pole Substation | 0.1 | --> | 0.1 | 0.069 | 5.89 |  | --> | 0.095 | 0 | 0.034 | 0 | 0 | Constrained, otherwise capacity available =74 kW | --> | C14 ex CASHEL | Cashel [T41,T42] | CAHIR |  | 52.5676 | -7.8889
MV/LV Substation BO***807 |  | 10 kV | _ | LV | 50 kVA :Pole Substation | 0.05 | --> | 0.05 | 0 | 0 | Constrained, otherwise capacity available =23 kVA | --> | 0.048 | 0 | 0.024 | 0 | 0 | Constrained, otherwise capacity available =33 kW | --> | C17 ex HOLYCROSS ROAD | Holycross Road [T41,T42] | THURLES |  | 52.7489 | -7.9567
MV/LV Substation DR***811 |  | 10 kV | _ | LV | 200 kVA :Pole Substation | 0.2 | --> | 0.2 | 0 | 0 | Constrained, otherwise capacity available =113 kVA | --> | 0.19 | 0 | 0 | 0 | 0 | Constrained, otherwise capacity available =202 kW | --> | C17 ex HOLYCROSS ROAD | Holycross Road [T41,T42] | THURLES |  | 52.734 | -7.9731
MV/LV Substation MA***812Y |  | 10 kV | _ | LV | 400 kVA :Kiosk Substation | 0.4 | --> | 0.4 | 0 | 0 | Constrained, otherwise capacity available =333 kVA | --> | 0.38 | 0 | 0.022 | 0 | 0 | Constrained, otherwise capacity available =373 kW | --> | C18 ex HOLYCROSS ROAD | Holycross Road [T41,T42] | THURLES |  | 52.6895 | -7.8136
MV/LV Substation PA***813 |  | 10 kV | _ | LV | 50 kVA :Pole Substation | 0.05 | --> | 0.05 | 0 | 0 | Constrained, otherwise capacity available =41 kVA | --> | 0.048 | 0 | 0 | 0 | 0 | Constrained, otherwise capacity available =49 kW | --> | C17 ex HOLYCROSS ROAD | Holycross Road [T41,T42] | THURLES |  | 52.7252 | -7.9663
MV/LV Substation CO***814X |  | 10 kV | _ | LV | 400 kVA :Building Structure | 0.4 | --> | 0.4 | 0 | 0 | Constrained, otherwise capacity available =321 kVA | --> | 0.38 | 0 | 0 | 0 | 0 | Constrained, otherwise capacity available =391 kW | --> | C16 ex LOUGHTAGALLA | Loughtagalla [T41,T42] | THURLES |  | 52.7335 | -7.689
MV/LV Substation BR***814Y |  | 10 kV | _ | LV | 50 kVA :Pole Substation | 0.05 | --> | 0.05 | 0.046 | 5.89 |  | --> | 0.048 | 0 | 0 | 0 | 0 | Constrained, otherwise capacity available =48 kW | --> | C18 ex CASHEL | Cashel [T41,T42] | CAHIR |  | 52.5127 | -7.8243
MV/LV Substation HA***817Y |  | 10 kV | _ | LV | 630 kVA :Kiosk Substation | 0.63 | --> | 0.63 | 0 | 0 | Constrained, otherwise capacity available =566 kVA | --> | 0.598 | 0 | 0 | 0 | 0 | Constrained, otherwise capacity available =607 kW | --> | C14 ex HOLYCROSS ROAD | Holycross Road [T41,T42] | THURLES |  | 52.6715 | -7.8184
MV/LV Substation SP***828Y |  | 10 kV | _ | LV | 400 kVA :Kiosk Substation | 0.4 | --> | 0.4 | 0.371 | 5.89 |  | --> | 0.38 | 0 | 0.105 | 0 | 0 | Constrained, otherwise capacity available =306 kW | --> | C17 ex CASHEL | Cashel [T41,T42] | CAHIR |  | 52.5117 | -7.8942
MV/LV Substation GA***830Y |  | 10 kV | _ | LV | 630 kVA :Kiosk Substation | 0.63 | --> | 0.63 | 0 | 0 | Constrained, otherwise capacity available =599 kVA | --> | 0.598 | 0 | 0.005 | 0 | 0 | Constrained, otherwise capacity available =599 kW | --> | C14 ex HOLYCROSS ROAD | Holycross Road [T41,T42] | THURLES |  | 52.6762 | -7.8151
MV/LV Substation GO***831Y |  | 10 kV | _ | LV | 630 kVA :Kiosk Substation | 0.63 | --> | 0.63 | 0 | 0 | Constrained, otherwise capacity available =472 kVA | --> | 0.598 | 0 | 0.01 | 0 | 0 | Constrained, otherwise capacity available =612 kW | --> | C17 ex LOUGHTAGALLA | Loughtagalla [T41,T42] | THURLES |  | 52.6838 | -7.8164
MV/LV Substation TH***833X |  | 10 kV | _ | LV | 50 kVA :Pole Substation | 0.05 | --> | 0.05 | 0 | 0 | Constrained, otherwise capacity available =43 kVA | --> | 0.048 | 0 | 0 | 0 | 0 | Constrained, otherwise capacity available =48 kW | --> | C17 ex HOLYCROSS ROAD | Holycross Road [T41,T42] | THURLES |  | 52.6728 | -7.8461
MV/LV Substation TO***834X |  | 10 kV | _ | LV | 50 kVA :Pole Substation | 0.05 | --> | 0.05 | 0 | 0 | Constrained, otherwise capacity available =50 kVA | --> | 0.048 | 0 | 0 | 0 | 0 | Constrained, otherwise capacity available =48 kW | --> | C17 ex HOLYCROSS ROAD | Holycross Road [T41,T42] | THURLES |  | 52.6763 | -7.8519
MV/LV Substation CA***841Y |  | 20 kV | _ | LV | 100 kVA :Pole Substation | 0.1 | --> | 0.1 | 0.08 | 5.89 |  | --> | 0.095 | 0 | 0.01 | 0 | 0 | Constrained, otherwise capacity available =90 kW | --> | C14 ex CASHEL | Cashel [T41,T42] | CAHIR |  | 52.5188 | -7.8705
MV/LV Substation LE***853X |  | 10 kV | _ | LV | 100 kVA :Pole Substation | 0.1 | --> | 0.1 | 0 | 0 | Constrained, otherwise capacity available =96 kVA | --> | 0.095 | 0 | 0.001 | 0 | 0 | Constrained, otherwise capacity available =95 kW | --> | C11 ex LOUGHTAGALLA | Loughtagalla [T41,T42] | THURLES |  | 52.6824 | -7.6674
MV/LV Substation KI***853Y |  | 10 kV | _ | LV | 50 kVA :Pole Substation | 0.05 | --> | 0.05 | 0 | 0 | Constrained, otherwise capacity available =48 kVA | --> | 0.048 | 0 | 0 | 0 | 0 | Constrained, otherwise capacity available =48 kW | --> | C17 ex HOLYCROSS ROAD | Holycross Road [T41,T42] | THURLES |  | 52.6871 | -7.8458
MV/LV Substation UP***859 |  | 10 kV | _ | LV | 100 kVA :Pole Substation | 0.1 | --> | 0.1 | 0 | 0 | Constrained, otherwise capacity available =92 kVA | --> | 0.095 | 0 | 0 | 0 | 0 | Constrained, otherwise capacity available =96 kW | --> | C17 ex HOLYCROSS ROAD | Holycross Road [T41,T42] | THURLES |  | 52.6964 | -8.0148
MV/LV Substation DE***869Y |  | 20 kV | _ | LV | 50 kVA :Pole Substation | 0.05 | --> | 0.05 | 0.049 | 5.89 |  | --> | 0.048 | 0 | 0 | 0 | 0 | Constrained, otherwise capacity available =48 kW | --> | C14 ex CASHEL | Cashel [T41,T42] | CAHIR |  | 52.5378 | -7.8884
MV/LV Substation TO***874X |  | 10 kV | _ | LV | 100 kVA :Pole Substation | 0.1 | --> | 0.1 | 0 | 0 | Constrained, otherwise capacity available =37 kVA | --> | 0.095 | 0 | 0 | 0 | 0 | Constrained, otherwise capacity available =103 kW | --> | C17 ex HOLYCROSS ROAD | Holycross Road [T41,T42] | THURLES |  | 52.6874 | -7.8412
MV/LV Substation AB***878Y |  | 20 kV | _ | LV | 200 kVA :Pole Substation | 0.2 | --> | 0.2 | 0 | 0 | Constrained, otherwise capacity available =169 kVA | --> | 0.19 | 0 | 0.005 | 0 | 0 | Constrained, otherwise capacity available =191 kW | --> | C16 ex HOLYCROSS ROAD | Holycross Road [T41,T42] | THURLES |  | 52.6349 | -7.8649
MV/LV Substation MT***881X |  | 10 kV | _ | LV | 200 kVA :Pole Substation | 0.2 | --> | 0.2 | 0 | 0 | Constrained, otherwise capacity available =198 kVA | --> | 0.19 | 0 | 0.006 | 0 | 0 | Constrained, otherwise capacity available =186 kW | --> | C17 ex HOLYCROSS ROAD | Holycross Road [T41,T42] | THURLES |  | 52.7524 | -7.9654
MV/LV Substation DR***884 |  | 10 kV | _ | LV | 100 kVA :Pole Substation | 0.1 | --> | 0.1 | 0 | 0 | Constrained, otherwise capacity available =89 kVA | --> | 0.095 | 0 | 0 | 0 | 0 | Constrained, otherwise capacity available =96 kW | --> | C17 ex HOLYCROSS ROAD | Holycross Road [T41,T42] | THURLES |  | 52.6602 | -7.9539
MV/LV Substation SH***892 |  | 10 kV | _ | LV | 100 kVA :Pole Substation | 0.1 | --> | 0.1 | 0 | 0 | Constrained, otherwise capacity available =90 kVA | --> | 0.095 | 0 | 0.005 | 0 | 0 | Constrained, otherwise capacity available =93 kW | --> | C17 ex HOLYCROSS ROAD | Holycross Road [T41,T42] | THURLES |  | 52.687 | -8.0466
MV/LV Substation TO***894X |  | 20 kV | _ | LV | 50 kVA :Pole Substation | 0.05 | --> | 0.05 | 0.038 | 5.89 |  | --> | 0.048 | 0 | 0 | 0 | 0 | Constrained, otherwise capacity available =49 kW | --> | C14 ex CASHEL | Cashel [T41,T42] | CAHIR |  | 52.6151 | -8.0258
MV/LV Substation HO***907X |  | 20 kV | _ | LV | 400 kVA :Building Structure | 0.4 | --> | 0.4 | 0 | 0 | Constrained, otherwise capacity available =392 kVA | --> | 0.38 | 0 | 0.235 | 0 | 0 | Constrained, otherwise capacity available =207 kW | --> | C16 ex HOLYCROSS ROAD | Holycross Road [T41,T42] | THURLES |  | 52.6358 | -7.8711
MV/LV Substation CL***907Y |  | 10 kV | _ | LV | 100 kVA :Pole Substation | 0.1 | --> | 0.1 | 0 | 0 | Constrained, otherwise capacity available =65 kVA | --> | 0.095 | 0 | 0 | 0 | 0 | Constrained, otherwise capacity available =100 kW | --> | C11 ex HOLYCROSS ROAD | Holycross Road [T41,T42] | THURLES |  | 52.6649 | -7.8081
MV/LV Substation CA***916Y |  | 10 kV | _ | LV | 200 kVA :Kiosk Substation | 0.2 | --> | 0.2 | 0.148 | 5.89 |  | --> | 0.19 | 0 | 0.014 | 0 | 0 | Constrained, otherwise capacity available =187 kW | --> | C17 ex CASHEL | Cashel [T41,T42] | CAHIR |  | 52.5154 | -7.8959
MV/LV Substation RO***917Y |  | 10 kV | _ | LV | 400 kVA :Kiosk Substation | 0.4 | --> | 0.4 | 0.257 | 5.89 |  | --> | 0.38 | 0 | 0.023 | 0 | 0 | Constrained, otherwise capacity available =382 kW | --> | C17 ex CASHEL | Cashel [T41,T42] | CAHIR |  | 52.5134 | -7.884
MV/LV Substation PU***918X |  | 10 kV | _ | LV | 400 kVA :Building Structure | 0.4 | --> | 0.4 | 0 | 0 | Constrained, otherwise capacity available =342 kVA | --> | 0.38 | 0 | 0 | 0 | 0 | Constrained, otherwise capacity available =388 kW | --> | C11 ex HOLYCROSS ROAD | Holycross Road [T41,T42] | THURLES |  | 52.5938 | -7.8189
MV/LV Substation NE***918Y |  | 10 kV | _ | LV | 400 kVA :Kiosk Substation | 0.4 | --> | 0.4 | 0.287 | 5.89 |  | --> | 0.38 | 0 | 0.01 | 0 | 0 | Constrained, otherwise capacity available =388 kW | --> | C17 ex CASHEL | Cashel [T41,T42] | CAHIR |  | 52.511 | -7.8844
MV/LV Substation WA***921Y |  | 10 kV | _ | LV | 200 kVA :Pole Substation | 0.2 | --> | 0.2 | 0.19 | 5.89 |  | --> | 0.19 | 0 | 0.01 | 0 | 0 | Constrained, otherwise capacity available =184 kW | --> | C17 ex CASHEL | Cashel [T41,T42] | CAHIR |  | 52.5113 | -7.8807
MV/LV Substation MO***924X |  | 10 kV | _ | LV | 200 kVA :Pole Substation | 0.2 | --> | 0.2 | 0 | 0 | Constrained, otherwise capacity available =179 kVA | --> | 0.19 | 0 | 0.016 | 0 | 0 | Constrained, otherwise capacity available =181 kW | --> | C16 ex LOUGHTAGALLA | Loughtagalla [T41,T42] | THURLES |  | 52.735 | -7.7124
MV/LV Substation SR***939X |  | 20 kV | _ | LV | 50 kVA :Pole Substation | 0.05 | --> | 0.05 | 0.04 | 5.89 |  | --> | 0.048 | 0 | 0 | 0 | 0 | Constrained, otherwise capacity available =49 kW | --> | C14 ex CASHEL | Cashel [T41,T42] | CAHIR |  | 52.6014 | -7.9775
MV/LV Substation DR***940 |  | 10 kV | _ | LV | 100 kVA :Pole Substation | 0.1 | --> | 0.1 | 0 | 0 | Constrained, otherwise capacity available =85 kVA | --> | 0.095 | 0 | 0.007 | 0 | 0 | Constrained, otherwise capacity available =92 kW | --> | C11 ex TEMPLEMORE | Templemore [T41,T42] | IKERRIN |  | 52.7675 | -7.8967
MV/LV Substation BO***946X |  | 10 kV | _ | LV | 400 kVA :Kiosk Substation | 0.4 | --> | 0.4 | 0 | 0 | Constrained, otherwise capacity available =342 kVA | --> | 0.38 | 0 | 0 | 0 | 0 | Constrained, otherwise capacity available =388 kW | --> | C17 ex HOLYCROSS ROAD | Holycross Road [T41,T42] | THURLES |  | 52.7534 | -7.9638
MV/LV Substation PU***948X |  | 10 kV | _ | LV | 400 kVA :Building Structure | 0.4 | --> | 0.4 | 0 | 0 | Constrained, otherwise capacity available =354 kVA | --> | 0.38 | 0 | 0.005 | 0 | 0 | Constrained, otherwise capacity available =382 kW | --> | C15 ex LOUGHTAGALLA | Loughtagalla [T41,T42] | THURLES |  | 52.6788 | -7.7912
MV/LV Substation CL***951Y |  | 10 kV | _ | LV | 100 kVA :Pole Substation | 0.1 | --> | 0.1 | 0 | 0 | Constrained, otherwise capacity available =97 kVA | --> | 0.095 | 0 | 0 | 0 | 0 | Constrained, otherwise capacity available =95 kW | --> | C11 ex LOUGHTAGALLA | Loughtagalla [T41,T42] | THURLES |  | 52.6734 | -7.6942
MV/LV Substation TO***952Y |  | 10 kV | _ | LV | 200 kVA :Pole Substation | 0.2 | --> | 0.2 | 0 | 0 | Constrained, otherwise capacity available =192 kVA | --> | 0.19 | 0 | 0 | 0 | 0 | Constrained, otherwise capacity available =191 kW | --> | C17 ex HOLYCROSS ROAD | Holycross Road [T41,T42] | THURLES |  | 52.7505 | -7.9532
MV/LV Substation KI***962 |  | 10 kV | _ | LV | 50 kVA :Pole Substation | 0.05 | --> | 0.05 | 0 | 0 | Constrained, otherwise capacity available =38 kVA | --> | 0.048 | 0 | 0 | 0 | 0 | Constrained, otherwise capacity available =49 kW | --> | C11 ex HOLYCROSS ROAD | Holycross Road [T41,T42] | THURLES |  | 52.6052 | -7.8434
MV/LV Substation CO***970X |  | 10 kV | _ | LV | 50 kVA :Pole Substation | 0.05 | --> | 0.05 | 0 | 0 | Constrained, otherwise capacity available =34 kVA | --> | 0.048 | 0 | 0 | 0 | 0 | Constrained, otherwise capacity available =50 kW | --> | C11 ex LOUGHTAGALLA | Loughtagalla [T41,T42] | THURLES |  | 52.6714 | -7.7627
MV/LV Substation AR***970Y |  | 10 kV | _ | LV | 400 kVA :Kiosk Substation | 0.4 | --> | 0.4 | 0.347 | 5.89 |  | --> | 0.38 | 0 | 0.023 | 0 | 0 | Constrained, otherwise capacity available =370 kW | --> | C12 ex CASHEL | Cashel [T41,T42] | CAHIR |  | 52.5068 | -7.8847
MV/LV Substation GL***974Y |  | 10 kV | _ | LV | 50 kVA :Pole Substation | 0.05 | --> | 0.05 | 0 | 0 | Constrained, otherwise capacity available =49 kVA | --> | 0.048 | 0 | 0 | 0 | 0 | Constrained, otherwise capacity available =48 kW | --> | C11 ex TEMPLEMORE | Templemore [T41,T42] | IKERRIN |  | 52.7642 | -7.9816
MV/LV Substation FE***975Y |  | 10 kV | _ | LV | 400 kVA :Kiosk Substation | 0.4 | --> | 0.4 | 0.379 | 5.89 |  | --> | 0.38 | 0 | 0 | 0 | 0 | Constrained, otherwise capacity available =383 kW | --> | C20 ex CASHEL | Cashel [T41,T42] | CAHIR |  | 52.5149 | -7.8845
MV/LV Substation WH***985 |  | 10 kV | _ | LV | 100 kVA :Pole Substation | 0.1 | --> | 0.1 | 0 | 0 | Constrained, otherwise capacity available =88 kVA | --> | 0.095 | 0 | 0.006 | 0 | 0 | Constrained, otherwise capacity available =92 kW | --> | C11 ex TEMPLEMORE | Templemore [T41,T42] | IKERRIN |  | 52.7761 | -7.8399
MV/LV Substation MO***989Y |  | 10 kV | _ | LV | 50 kVA :Pole Substation | 0.05 | --> | 0.05 | 0 | 0 | Constrained, otherwise capacity available =48 kVA | --> | 0.048 | 0 | 0 | 0 | 0 | Constrained, otherwise capacity available =48 kW | --> | C17 ex HOLYCROSS ROAD | Holycross Road [T41,T42] | THURLES |  | 52.7081 | -8.0131
MV/LV Substation AR***990Y |  | 10 kV | _ | LV | 400 kVA :Kiosk Substation | 0.4 | --> | 0.4 | 0 | 0 | Constrained, otherwise capacity available =335 kVA | --> | 0.38 | 0 | 0.105 | 0 | 0 | Constrained, otherwise capacity available =311 kW | --> | C15 ex LOUGHTAGALLA | Loughtagalla [T41,T42] | THURLES |  | 52.6784 | -7.8093
MV/LV Substation WA***991Y |  | 10 kV | _ | LV | 200 kVA :Pole Substation | 0.2 | --> | 0.2 | 0.192 | 5.89 |  | --> | 0.19 | 0 | 0.011 | 0 | 0 | Constrained, otherwise capacity available =183 kW | --> | C20 ex CASHEL | Cashel [T41,T42] | CAHIR |  | 52.512 | -7.8751
MV/LV Substation SR***001X |  | 20 kV | _ | LV | 50 kVA :Pole Substation | 0.05 | --> | 0.05 | 0.036 | 0.21 |  | --> | 0.048 | 0 | 0 | 0.049 | 0 |  | --> | E18 ex LONGFORD | Longford [T421,T422] | RICHMOND |  | 53.7172 | -7.7404
MV/LV Substation CO***002X |  | 20 kV | _ | LV | 200 kVA :Pole Substation | 0.2 | --> | 0.2 | 0.188 | 0.21 |  | --> | 0.19 | 0 | 0 | 0.192 | 0 |  | --> | E18 ex LONGFORD | Longford [T421,T422] | RICHMOND |  | 53.7158 | -7.7351
MV/LV Substation LI***004X |  | 20 kV | _ | LV | 50 kVA :Pole Substation | 0.05 | --> | 0.05 | 0.043 | 0.21 |  | --> | 0.048 | 0 | 0 | 0.048 | 0 |  | --> | E18 ex LONGFORD | Longford [T421,T422] | RICHMOND |  | 53.7163 | -7.7265
MV/LV Substation BA***018 |  | 20 kV | _ | LV | 400 kVA :Kiosk Substation | 0.4 | --> | 0.4 | 0 | 0 |  | --> | 0.38 | 0 | 0.05 | 0.415 | 0 |  | --> | E11 ex FINEA | Finea [T421,T422] | SHANKILL |  | 53.779 | -7.493
MV/LV Substation ST***019 |  | 20 kV | _ | LV | 630 kVA :Kiosk Substation | 0.63 | --> | 0.63 | 0 | 0 | Constrained, otherwise capacity available =516 kVA | --> | 0.598 | 0 | 0 | 0.5 | 0 |  | --> | E11 ex FINEA | Finea [T421,T422] | SHANKILL |  | 53.7784 | -7.4995
MV/LV Substation CA***020 |  | 20 kV | _ | LV | 100 kVA :Pole Substation | 0.1 | --> | 0.1 | 0 | 0 | Constrained, otherwise capacity available =33 kVA | --> | 0.095 | 0 | 0 | 0.104 | 0 |  | --> | E11 ex FINEA | Finea [T421,T422] | SHANKILL |  | 53.7747 | -7.4946
MV/LV Substation CO***038X |  | 20 kV | _ | LV | 50 kVA :Pole Substation | 0.05 | --> | 0.05 | 0.046 | 2.55 |  | --> | 0.048 | 0 | 0 | 0.048 | 0 |  | --> | E17 ex EDGEWORTHSTOWN | Edgeworthstown [T421,T422] | RICHMOND |  | 53.6673 | -7.6741
MV/LV Substation LI***048X |  | 20 kV | _ | LV | 50 kVA :Pole Substation | 0.05 | --> | 0.05 | 0.048 | 0.21 |  | --> | 0.048 | 0 | 0 | 0.048 | 0 |  | --> | E18 ex LONGFORD | Longford [T421,T422] | RICHMOND |  | 53.7045 | -7.6915
MV/LV Substation PO***064X |  | 20 kV | _ | LV | 630 kVA :Kiosk Substation | 0.63 | --> | 0.63 | 0.443 | 2.55 |  | --> | 0.598 | 0 | 0.05 | 0.5 | 0 |  | --> | E17 ex EDGEWORTHSTOWN | Edgeworthstown [T421,T422] | RICHMOND |  | 53.6972 | -7.6096
MV/LV Substation BR***073X |  | 20 kV | _ | LV | 50 kVA :Pole Substation | 0.05 | --> | 0.05 | 0.023 | 2.55 |  | --> | 0.048 | 0 | 0.008 | 0.045 | 0 |  | --> | E17 ex EDGEWORTHSTOWN | Edgeworthstown [T421,T422] | RICHMOND |  | 53.6987 | -7.6094
MV/LV Substation RA***091X |  | 20 kV | _ | LV | 200 kVA :Pole Substation | 0.2 | --> | 0.2 | 0.118 | 2.55 |  | --> | 0.19 | 0 | 0.055 | 0.16 | 0 |  | --> | E18 ex EDGEWORTHSTOWN | Edgeworthstown [T421,T422] | RICHMOND |  | 53.6558 | -7.5215
MV/LV Substation BA***094X |  | 20 kV | _ | LV | 200 kVA :Pole Substation | 0.2 | --> | 0.2 | 0.194 | 2.55 |  | --> | 0.19 | 0 | 0 | 0.191 | 0 |  | --> | E17 ex EDGEWORTHSTOWN | Edgeworthstown [T421,T422] | RICHMOND |  | 53.7043 | -7.6708
MV/LV Substation BR***110X |  | 20 kV | _ | LV | 100 kVA :Pole Substation | 0.1 | --> | 0.1 | 0 | 0 | Constrained, otherwise capacity available =62 kVA | --> | 0.095 | 0 | 0 | 0.1 | 0 |  | --> | E12 ex FINEA | Finea [T421,T422] | SHANKILL |  | 53.7923 | -7.4122
MV/LV Substation CL***117X |  | 20 kV | _ | LV | 100 kVA :Pole Substation | 0.1 | --> | 0.1 | 0.042 | 2.55 |  | --> | 0.095 | 0 | 0 | 0.103 | 0 |  | --> | E18 ex EDGEWORTHSTOWN | Edgeworthstown [T421,T422] | RICHMOND |  | 53.7028 | -7.6123
MV/LV Substation KA***122X |  | 20 kV | _ | LV | 50 kVA :Pole Substation | 0.05 | --> | 0.05 | 0 | 0 | Constrained, otherwise capacity available =50 kVA | --> | 0.048 | 0 | 0 | 0.048 | 0 |  | --> | E11 ex FINEA | Finea [T421,T422] | SHANKILL |  | 53.7778 | -7.4901
MV/LV Substation BO***139X |  | 10 kV | _ | LV | 100 kVA :Pole Substation | 0.1 | --> | 0.1 | 0.094 | 2.55 |  | --> | 0.095 | 0 | 0 | 0.096 | 0 |  | --> | C25 ex EDGEWORTHSTOWN | Edgeworthstown [T421,T422] | RICHMOND |  | 53.6748 | -7.4305
MV/LV Substation FA***141X |  | 20 kV | _ | LV | 50 kVA :Pole Substation | 0.05 | --> | 0.05 | 0.049 | 2.55 |  | --> | 0.048 | 0 | 0 | 0.048 | 0 |  | --> | E18 ex EDGEWORTHSTOWN | Edgeworthstown [T421,T422] | RICHMOND |  | 53.6661 | -7.5341
MV/LV Substation GR***145X |  | 20 kV | _ | LV | 200 kVA :Pole Substation | 0.2 | --> | 0.2 | 0.158 | 2.55 |  | --> | 0.19 | 0 | 0 | 0.196 | 0 |  | --> | E13 ex EDGEWORTHSTOWN | Edgeworthstown [T421,T422] | RICHMOND |  | 53.7639 | -7.4943
MV/LV Substation BO***151X |  | 10 kV | _ | LV | 50 kVA :Pole Substation | 0.05 | --> | 0.05 | 0.048 | 2.55 |  | --> | 0.048 | 0 | 0 | 0.048 | 0 |  | --> | C25 ex EDGEWORTHSTOWN | Edgeworthstown [T421,T422] | RICHMOND |  | 53.6716 | -7.4532
MV/LV Substation ES***179X |  | 20 kV | _ | LV | 50 kVA :Pole Substation | 0.05 | --> | 0.05 | 0 | 0 | Constrained, otherwise capacity available =44 kVA | --> | 0.048 | 0 | 0 | 0.048 | 0 |  | --> | E12 ex FINEA | Finea [T421,T422] | SHANKILL |  | 53.7947 | -7.4066
MV/LV Substation KI***180X |  | 10 kV | _ | LV | 50 kVA :Pole Substation | 0.05 | --> | 0.05 | 0.046 | 2.55 |  | --> | 0.048 | 0 | 0.012 | 0.039 | 0 |  | --> | C25 ex EDGEWORTHSTOWN | Edgeworthstown [T421,T422] | RICHMOND |  | 53.6966 | -7.4828
MV/LV Substation SH***184X |  | 20 kV | _ | LV | 400 kVA :Kiosk Substation | 0.4 | --> | 0.4 | 0.322 | 2.55 |  | --> | 0.38 | 0 | 0.011 | 0.382 | 0 |  | --> | E17 ex EDGEWORTHSTOWN | Edgeworthstown [T421,T422] | RICHMOND |  | 53.6987 | -7.6136
MV/LV Substation GR***201 |  | 20 kV | _ | LV | 100 kVA :Pole Substation | 0.1 | --> | 0.1 | 0.072 | 2.55 |  | --> | 0.095 | 0 | 0.005 | 0.095 | 0 |  | --> | E18 ex EDGEWORTHSTOWN | Edgeworthstown [T421,T422] | RICHMOND |  | 53.696 | -7.6034
MV/LV Substation EN***201X |  | 20 kV | _ | LV | 50 kVA :Pole Substation | 0.05 | --> | 0.05 | 0.047 | 2.55 |  | --> | 0.048 | 0 | 0 | 0.048 | 0 |  | --> | E17 ex EDGEWORTHSTOWN | Edgeworthstown [T421,T422] | RICHMOND |  | 53.671 | -7.7097
MV/LV Substation BR***205X |  | 20 kV | _ | LV | 200 kVA :Pole Substation | 0.2 | --> | 0.2 | 0.137 | 2.55 |  | --> | 0.19 | 0 | 0.02 | 0.184 | 0 |  | --> | E16 ex EDGEWORTHSTOWN | Edgeworthstown [T421,T422] | RICHMOND |  | 53.702 | -7.6157
MV/LV Substation KI***206 |  | 10 kV | _ | LV | 50 kVA :Pole Substation | 0.05 | --> | 0.05 | 0.048 | 2.55 |  | --> | 0.048 | 0 | 0 | 0.048 | 0 |  | --> | C25 ex EDGEWORTHSTOWN | Edgeworthstown [T421,T422] | RICHMOND |  | 53.7265 | -7.4639
MV/LV Substation KE***208X |  | 20 kV | _ | LV | 50 kVA :Pole Substation | 0.05 | --> | 0.05 | 0.048 | 0.21 |  | --> | 0.048 | 0 | 0 | 0.048 | 0 |  | --> | E18 ex LONGFORD | Longford [T421,T422] | RICHMOND |  | 53.7298 | -7.694
MV/LV Substation BE***212X |  | 20 kV | _ | LV | 200 kVA :Pole Substation | 0.2 | --> | 0.2 | 0 | 0 | Constrained, otherwise capacity available =153 kVA | --> | 0.19 | 0 | 0.011 | 0.188 | 0 |  | --> | E11 ex FINEA | Finea [T421,T422] | SHANKILL |  | 53.7784 | -7.5043
MV/LV Substation HI***226X |  | 20 kV | _ | LV | 200 kVA :Kiosk Substation | 0.2 | --> | 0.2 | 0 | 0 | Constrained, otherwise capacity available =179 kVA | --> | 0.19 | 0 | 0 | 0.193 | 0 |  | --> | E12 ex FINEA | Finea [T421,T422] | SHANKILL |  | 53.7673 | -7.4902
MV/LV Substation MO***231 |  | 20 kV | _ | LV | 50 kVA :Pole Substation | 0.05 | --> | 0.05 | 0.044 | 2.55 |  | --> | 0.048 | 0 | 0.006 | 0.044 | 0 |  | --> | E17 ex EDGEWORTHSTOWN | Edgeworthstown [T421,T422] | RICHMOND |  | 53.6699 | -7.7074
MV/LV Substation C ***232X |  | 20 kV | _ | LV | 400 kVA :Building Structure | 0.4 | --> | 0.4 | 0.239 | 2.55 |  | --> | 0.38 | 0 | 0 | 0.401 | 0 |  | --> | E16 ex EDGEWORTHSTOWN | Edgeworthstown [T421,T422] | RICHMOND |  | 53.7004 | -7.6202
MV/LV Substation GR***239 |  | 20 kV | _ | LV | 100 kVA :Pole Substation | 0.1 | --> | 0.1 | 0 | 0 | Constrained, otherwise capacity available =95 kVA | --> | 0.095 | 0 | 0.006 | 0.091 | 0 |  | --> | E12 ex FINEA | Finea [T421,T422] | SHANKILL |  | 53.773 | -7.4893
MV/LV Substation TI***242X |  | 20 kV | _ | LV | 400 kVA :Kiosk Substation | 0.4 | --> | 0.4 | 0.326 | 2.55 |  | --> | 0.38 | 0 | 0.009 | 0.383 | 0 |  | --> | E17 ex EDGEWORTHSTOWN | Edgeworthstown [T421,T422] | RICHMOND |  | 53.6998 | -7.6157
MV/LV Substation ED***243X |  | 20 kV | _ | LV | 630 kVA :Kiosk Substation | 0.63 | --> | 0.63 | 0.472 | 2.55 |  | --> | 0.598 | 0 | 0 | 0.5 | 0 |  | --> | E16 ex EDGEWORTHSTOWN | Edgeworthstown [T421,T422] | RICHMOND |  | 53.6985 | -7.6183
MV/LV Substation RA***244X |  | 20 kV | _ | LV | 400 kVA :Kiosk Substation | 0.4 | --> | 0.4 | 0 | 0 | Constrained, otherwise capacity available =343 kVA | --> | 0.38 | 0 | 0.01 | 0.38 | 0 |  | --> | E12 ex FINEA | Finea [T421,T422] | SHANKILL |  | 53.7651 | -7.4476
MV/LV Substation CN***245X |  | 20 kV | _ | LV | 400 kVA :Kiosk Substation | 0.4 | --> | 0.4 | 0 | 0 | Constrained, otherwise capacity available =353 kVA | --> | 0.38 | 0 | 0.003 | 0.384 | 0 |  | --> | E11 ex FINEA | Finea [T421,T422] | SHANKILL |  | 53.7799 | -7.4847
MV/LV Substation PA***249X |  | 20 kV | _ | LV | 630 kVA :Kiosk Substation | 0.63 | --> | 0.63 | 0.5 | 2.55 |  | --> | 0.598 | 0 | 0.022 | 0.5 | 0 |  | --> | E18 ex EDGEWORTHSTOWN | Edgeworthstown [T421,T422] | RICHMOND |  | 53.6949 | -7.6101
MV/LV Substation RE***250X |  | 20 kV | _ | LV | 50 kVA :Pole Substation | 0.05 | --> | 0.05 | 0.044 | 2.55 |  | --> | 0.048 | 0 | 0 | 0.048 | 0 |  | --> | E18 ex EDGEWORTHSTOWN | Edgeworthstown [T421,T422] | RICHMOND |  | 53.6925 | -7.6093
MV/LV Substation BR***251 |  | 20 kV | _ | LV | 50 kVA :Pole Substation | 0.05 | --> | 0.05 | 0.049 | 2.55 |  | --> | 0.048 | 0 | 0 | 0.048 | 0 |  | --> | E18 ex EDGEWORTHSTOWN | Edgeworthstown [T421,T422] | RICHMOND |  | 53.6562 | -7.5398
MV/LV Substation AR***255X |  | 20 kV | _ | LV | 100 kVA :Pole Substation | 0.1 | --> | 0.1 | 0.058 | 2.55 |  | --> | 0.095 | 0 | 0.005 | 0.097 | 0 |  | --> | E17 ex EDGEWORTHSTOWN | Edgeworthstown [T421,T422] | RICHMOND |  | 53.6665 | -7.6937
MV/LV Substation MO***256X |  | 20 kV | _ | LV | 630 kVA :Building Structure | 0.63 | --> | 0.63 | 0.4 | 2.55 |  | --> | 0.598 | 0 | 0 | 0.5 | 0 |  | --> | E16 ex EDGEWORTHSTOWN | Edgeworthstown [T421,T422] | RICHMOND |  | 53.6988 | -7.6166
MV/LV Substation BE***259 |  | 20 kV | _ | LV | 50 kVA :Pole Substation | 0.05 | --> | 0.05 | 0.043 | 2.55 |  | --> | 0.048 | 0 | 0.004 | 0.046 | 0 |  | --> | E17 ex EDGEWORTHSTOWN | Edgeworthstown [T421,T422] | RICHMOND |  | 53.6834 | -7.7182
MV/LV Substation TE***259X |  | 20 kV | _ | LV | 100 kVA :Pole Substation | 0.1 | --> | 0.1 | 0 | 0 | Constrained, otherwise capacity available =79 kVA | --> | 0.095 | 0 | 0 | 0.098 | 0 |  | --> | E12 ex FINEA | Finea [T421,T422] | SHANKILL |  | 53.7706 | -7.4974
MV/LV Substation MO***265X |  | 20 kV | _ | LV | 630 kVA :Kiosk Substation | 0.63 | --> | 0.63 | 0.5 | 2.55 |  | --> | 0.598 | 0 | 0.016 | 0.5 | 0 |  | --> | E18 ex EDGEWORTHSTOWN | Edgeworthstown [T421,T422] | RICHMOND |  | 53.6934 | -7.6141
MV/LV Substation WO***272X |  | 20 kV | _ | LV | 100 kVA :Pole Substation | 0.1 | --> | 0.1 | 0.081 | 0.21 |  | --> | 0.095 | 0 | 0 | 0.098 | 0 |  | --> | E17 ex LONGFORD | Longford [T421,T422] | RICHMOND |  | 53.7448 | -7.7178
MV/LV Substation AR***275 |  | 20 kV | _ | LV | 200 kVA :Pole Substation | 0.2 | --> | 0.2 | 0.106 | 2.55 |  | --> | 0.19 | 0 | 0 | 0.202 | 0 |  | --> | E13 ex EDGEWORTHSTOWN | Edgeworthstown [T421,T422] | RICHMOND |  | 53.7283 | -7.5166
MV/LV Substation WI***289X |  | 20 kV | _ | LV | 200 kVA :Pole Substation | 0.2 | --> | 0.2 | 0.16 | 2.55 |  | --> | 0.19 | 0 | 0 | 0.196 | 0 |  | --> | E18 ex EDGEWORTHSTOWN | Edgeworthstown [T421,T422] | RICHMOND |  | 53.6584 | -7.5215
MV/LV Substation CA***296X |  | 20 kV | _ | LV | 50 kVA :Pole Substation | 0.05 | --> | 0.05 | 0 | 0 | Constrained, otherwise capacity available =46 kVA | --> | 0.048 | 0 | 0 | 0.048 | 0 |  | --> | E11 ex FINEA | Finea [T421,T422] | SHANKILL |  | 53.7888 | -7.4802
MV/LV Substation GR***297X |  | 20 kV | _ | LV | 50 kVA :Pole Substation | 0.05 | --> | 0.05 | 0 | 0 | Constrained, otherwise capacity available =49 kVA | --> | 0.048 | 0 | 0 | 0.048 | 0 |  | --> | E11 ex FINEA | Finea [T421,T422] | SHANKILL |  | 53.7742 | -7.5173
MV/LV Substation RA***303X |  | 20 kV | _ | LV | 50 kVA :Pole Substation | 0.05 | --> | 0.05 | 0.043 | 0.21 |  | --> | 0.048 | 0 | 0 | 0.048 | 0 |  | --> | E17 ex LONGFORD | Longford [T421,T422] | RICHMOND |  | 53.7401 | -7.723
MV/LV Substation BA***328X |  | 20 kV | _ | LV | 630 kVA :Building Structure | 0.63 | --> | 0.63 | 0 | 0 | Constrained, otherwise capacity available =621 kVA | --> | 0.598 | 0 | 0 | 0.5 | 0 |  | --> | E11 ex FINEA | Finea [T421,T422] | SHANKILL |  | 53.7797 | -7.4979
MV/LV Substation GR***330X |  | 20 kV | _ | LV | 630 kVA :Kiosk Substation | 0.63 | --> | 0.63 | 0 | 0 | Constrained, otherwise capacity available =620 kVA | --> | 0.598 | 0 | 0.005 | 0.5 | 0 |  | --> | E11 ex FINEA | Finea [T421,T422] | SHANKILL |  | 53.7794 | -7.496
MV/LV Substation GL***4015 |  | 20 kV | _ | LV | 50 kVA :Pole Substation | 0.05 | --> | 0.05 | 0.012 | 0.21 |  | --> | 0.048 | 0 | 0 | 0.052 | 0 |  | --> | E18 ex LONGFORD | Longford [T421,T422] | RICHMOND |  | 53.7286 | -7.6753
MV/LV Substation LI***402 |  | 20 kV | _ | LV | 50 kVA :Pole Substation | 0.05 | --> | 0.05 | 0.046 | 2.55 |  | --> | 0.048 | 0 | 0 | 0.048 | 0 |  | --> | E13 ex EDGEWORTHSTOWN | Edgeworthstown [T421,T422] | RICHMOND |  | 53.708 | -7.5948
MV/LV Substation TE***4037 |  | 20 kV | _ | LV | 50 kVA :Pole Substation | 0.05 | --> | 0.05 | 0 | 0 | Constrained, otherwise capacity available =45 kVA | --> | 0.048 | 0 | 0 | 0.048 | 0 |  | --> | E12 ex FINEA | Finea [T421,T422] | SHANKILL |  | 53.7697 | -7.499
MV/LV Substation TU***4043 |  | 20 kV | _ | LV | 50 kVA :Pole Substation | 0.05 | --> | 0.05 | 0.048 | 2.55 |  | --> | 0.048 | 0 | 0 | 0.048 | 0 |  | --> | E13 ex EDGEWORTHSTOWN | Edgeworthstown [T421,T422] | RICHMOND |  | 53.7298 | -7.5596
MV/LV Substation AR***4046 |  | 20 kV | _ | LV | 50 kVA :Pole Substation | 0.05 | --> | 0.05 | 0.047 | 2.55 |  | --> | 0.048 | 0 | 0 | 0.048 | 0 |  | --> | E17 ex EDGEWORTHSTOWN | Edgeworthstown [T421,T422] | RICHMOND |  | 53.6741 | -7.6967
MV/LV Substation TO***4060 |  | 20 kV | _ | LV | 50 kVA :Pole Substation | 0.05 | --> | 0.05 | 0.049 | 2.55 |  | --> | 0.048 | 0 | 0 | 0.048 | 0 |  | --> | E13 ex EDGEWORTHSTOWN | Edgeworthstown [T421,T422] | RICHMOND |  | 53.7454 | -7.535
MV/LV Substation GR***4090 |  | 20 kV | _ | LV | 400 kVA :Kiosk Substation | 0.4 | --> | 0.4 | 0 | 0 | Constrained, otherwise capacity available =385 kVA | --> | 0.38 | 0 | 0.067 | 0.332 | 0 |  | --> | E11 ex FINEA | Finea [T421,T422] | SHANKILL |  | 53.7801 | -7.4822
MV/LV Substation MO***4097 |  | 20 kV | _ | LV | 50 kVA :Pole Substation | 0.05 | --> | 0.05 | 0.05 | 2.55 |  | --> | 0.048 | 0 | 0 | 0.048 | 0 |  | --> | E17 ex EDGEWORTHSTOWN | Edgeworthstown [T421,T422] | RICHMOND |  | 53.6727 | -7.7046
MV/LV Substation LI***4099 |  | 20 kV | _ | LV | 400 kVA :Kiosk Substation | 0.4 | --> | 0.4 | 0.39 | 2.55 |  | --> | 0.38 | 0 | 0 | 0.381 | 0 |  | --> | E18 ex EDGEWORTHSTOWN | Edgeworthstown [T421,T422] | RICHMOND |  | 53.6954 | -7.6093
MV/LV Substation ED***4103 |  | 20 kV | _ | LV | 50 kVA :Pole Substation | 0.05 | --> | 0.05 | 0.05 | 2.55 |  | --> | 0.048 | 0 | 0 | 0.048 | 0 |  | --> | E18 ex EDGEWORTHSTOWN | Edgeworthstown [T421,T422] | RICHMOND |  | 53.6892 | -7.6028
MV/LV Substation NA***4116 |  | 10 kV | _ | LV | 50 kVA :Pole Substation | 0.05 | --> | 0.05 | 0.046 | 2.55 |  | --> | 0.048 | 0 | 0 | 0.048 | 0 |  | --> | C25 ex EDGEWORTHSTOWN | Edgeworthstown [T421,T422] | RICHMOND |  | 53.7135 | -7.4607
MV/LV Substation KE***4120 |  | 20 kV | _ | LV | 400 kVA :Kiosk Substation | 0.4 | --> | 0.4 | 0.4 | 2.55 |  | --> | 0.38 | 0 | 0 | 0.38 | 0 |  | --> | E17 ex EDGEWORTHSTOWN | Edgeworthstown [T421,T422] | RICHMOND |  | 53.6972 | -7.6136
MV/LV Substation CO***4131 |  | 20 kV | _ | LV | 50 kVA :Pole Substation | 0.05 | --> | 0.05 | 0.044 | 0.21 |  | --> | 0.048 | 0 | 0 | 0.048 | 0 |  | --> | E18 ex LONGFORD | Longford [T421,T422] | RICHMOND |  | 53.7122 | -7.6897
MV/LV Substation GR***4154 |  | 20 kV | _ | LV | 200 kVA :Pole Substation | 0.2 | --> | 0.2 | 0 | 0 | Constrained, otherwise capacity available =200 kVA | --> | 0.19 | 0 | 0 | 0.19 | 0 |  | --> | E11 ex FINEA | Finea [T421,T422] | SHANKILL |  | 53.7768 | -7.5055
MV/LV Substation BA***460 |  | 20 kV | _ | LV | 50 kVA :Pole Substation | 0.05 | --> | 0.05 | 0 | 0 | Constrained, otherwise capacity available =33 kVA | --> | 0.048 | 0 | 0.002 | 0.048 | 0 |  | --> | E11 ex FINEA | Finea [T421,T422] | SHANKILL |  | 53.7785 | -7.4827
MV/LV Substation CO***529 |  | 10 kV | _ | LV | 100 kVA :Pole Substation | 0.1 | --> | 0.1 | 0.098 | 2.55 |  | --> | 0.095 | 0 | 0 | 0.095 | 0 |  | --> | C25 ex EDGEWORTHSTOWN | Edgeworthstown [T421,T422] | RICHMOND |  | 53.7163 | -7.5131
MV/LV Substation BA***575 |  | 20 kV | _ | LV | 50 kVA :Pole Substation | 0.05 | --> | 0.05 | 0.042 | 2.55 |  | --> | 0.048 | 0 | 0 | 0.049 | 0 |  | --> | E18 ex EDGEWORTHSTOWN | Edgeworthstown [T421,T422] | RICHMOND |  | 53.684 | -7.5826
MV/LV Substation MO***645 |  | 20 kV | _ | LV | 100 kVA :Pole Substation | 0.1 | --> | 0.1 | 0.096 | 2.55 |  | --> | 0.095 | 0 | 0 | 0.096 | 0 |  | --> | E17 ex EDGEWORTHSTOWN | Edgeworthstown [T421,T422] | RICHMOND |  | 53.706 | -7.6206
MV/LV Substation MO***702 |  | 20 kV | _ | LV | 100 kVA :Pole Substation | 0.1 | --> | 0.1 | 0.075 | 2.55 |  | --> | 0.095 | 0 | 0.01 | 0.091 | 0 |  | --> | E17 ex EDGEWORTHSTOWN | Edgeworthstown [T421,T422] | RICHMOND |  | 53.6643 | -7.789
MV/LV Substation PA***761 |  | 20 kV | _ | LV | 1000 kVA :Building Structure | 1 | --> | 1 | 0 | 0 | Constrained, otherwise capacity available =940 kVA | --> | 0.95 | 0 | 0.005 | 0.5 | 0 |  | --> | E11 ex FINEA | Finea [T421,T422] | SHANKILL |  | 53.7777 | -7.4987
MV/LV Substation GR***762 |  | 20 kV | _ | LV | 50 kVA :Pole Substation | 0.05 | --> | 0.05 | 0 | 0 | Constrained, otherwise capacity available =29 kVA | --> | 0.048 | 0 | 0 | 0.05 | 0 |  | --> | E12 ex FINEA | Finea [T421,T422] | SHANKILL |  | 53.7713 | -7.4954
MV/LV Substation SE***763 |  | 20 kV | _ | LV | 100 kVA :Pole Substation | 0.1 | --> | 0.1 | 0 | 0 | Constrained, otherwise capacity available =100 kVA | --> | 0.095 | 0 | 0 | 0.095 | 0 |  | --> | E12 ex FINEA | Finea [T421,T422] | SHANKILL |  | 53.7733 | -7.4934
MV/LV Substation LO***804 |  | 20 kV | _ | LV | 200 kVA :Pole Substation | 0.2 | --> | 0.2 | 0 | 0 | Constrained, otherwise capacity available =151 kVA | --> | 0.19 | 0 | 0 | 0.197 | 0 |  | --> | E12 ex FINEA | Finea [T421,T422] | SHANKILL |  | 53.7779 | -7.4222
MV/LV Substation AR***810 |  | 20 kV | _ | LV | 50 kVA :Pole Substation | 0.05 | --> | 0.05 | 0.036 | 2.55 |  | --> | 0.048 | 0 | 0.02 | 0.035 | 0 |  | --> | E17 ex EDGEWORTHSTOWN | Edgeworthstown [T421,T422] | RICHMOND |  | 53.6689 | -7.6958
MV/LV Substation ED***816 |  | 20 kV | _ | LV | 200 kVA :Pole Substation | 0.2 | --> | 0.2 | 0.027 | 2.55 |  | --> | 0.19 | 0 | 0 | 0.212 | 0 |  | --> | E18 ex EDGEWORTHSTOWN | Edgeworthstown [T421,T422] | RICHMOND |  | 53.6945 | -7.6063
MV/LV Substation GR***819 |  | 20 kV | _ | LV | 200 kVA :Pole Substation | 0.2 | --> | 0.2 | 0.145 | 2.55 |  | --> | 0.19 | 0 | 0 | 0.197 | 0 |  | --> | E13 ex EDGEWORTHSTOWN | Edgeworthstown [T421,T422] | RICHMOND |  | 53.7442 | -7.581
MV/LV Substation KN***889 |  | 20 kV | _ | LV | 100 kVA :Pole Substation | 0.1 | --> | 0.1 | 0.093 | 2.55 |  | --> | 0.095 | 0 | 0 | 0.096 | 0 |  | --> | E13 ex EDGEWORTHSTOWN | Edgeworthstown [T421,T422] | RICHMOND |  | 53.7476 | -7.5524
MV/LV Substation RA***899 |  | 20 kV | _ | LV | 100 kVA :Pole Substation | 0.1 | --> | 0.1 | 0 | 0 | Constrained, otherwise capacity available =82 kVA | --> | 0.095 | 0 | 0 | 0.097 | 0 |  | --> | E12 ex FINEA | Finea [T421,T422] | SHANKILL |  | 53.7733 | -7.4954
MV/LV Substation BU***917 |  | 20 kV | _ | LV | 50 kVA :Pole Substation | 0.05 | --> | 0.05 | 0.05 | 2.55 |  | --> | 0.048 | 0 | 0 | 0.048 | 0 |  | --> | E18 ex EDGEWORTHSTOWN | Edgeworthstown [T421,T422] | RICHMOND |  | 53.7033 | -7.6126
MV/LV Substation CR***926 |  | 20 kV | _ | LV | 50 kVA :Pole Substation | 0.05 | --> | 0.05 | 0.049 | 2.55 |  | --> | 0.048 | 0 | 0 | 0.048 | 0 |  | --> | E13 ex EDGEWORTHSTOWN | Edgeworthstown [T421,T422] | RICHMOND |  | 53.7148 | -7.5829
MV/LV Substation DE***933 |  | 20 kV | _ | LV | 200 kVA :Pole Substation | 0.2 | --> | 0.2 | 0.114 | 2.55 |  | --> | 0.19 | 0 | 0 | 0.201 | 0 |  | --> | E18 ex EDGEWORTHSTOWN | Edgeworthstown [T421,T422] | RICHMOND |  | 53.6986 | -7.6046
MV/LV Substation GR***936 |  | 20 kV | _ | LV | 200 kVA :Pole Substation | 0.2 | --> | 0.2 | 0 | 0 | Constrained, otherwise capacity available =139 kVA | --> | 0.19 | 0 | 0.021 | 0.183 | 0 |  | --> | E11 ex FINEA | Finea [T421,T422] | SHANKILL |  | 53.7796 | -7.4882
MV/LV Substation ST***945 |  | 20 kV | _ | LV | 50 kVA :Pole Substation | 0.05 | --> | 0.05 | 0.046 | 2.55 |  | --> | 0.048 | 0 | 0 | 0.048 | 0 |  | --> | E13 ex EDGEWORTHSTOWN | Edgeworthstown [T421,T422] | RICHMOND |  | 53.7735 | -7.5205
MV/LV Substation BA***979 |  | 20 kV | _ | LV | 50 kVA :Pole Substation | 0.05 | --> | 0.05 | 0.047 | 2.55 |  | --> | 0.048 | 0 | 0 | 0.048 | 0 |  | --> | E13 ex EDGEWORTHSTOWN | Edgeworthstown [T421,T422] | RICHMOND |  | 53.7588 | -7.4936
MV/LV Substation FO***980 |  | 20 kV | _ | LV | 200 kVA :Pole Substation | 0.2 | --> | 0.2 | 0.152 | 0.21 |  | --> | 0.19 | 0 | 0 | 0.196 | 0 |  | --> | E18 ex LONGFORD | Longford [T421,T422] | RICHMOND |  | 53.7075 | -7.6722
MV/LV Substation BR***981 |  | 20 kV | _ | LV | 50 kVA :Pole Substation | 0.05 | --> | 0.05 | 0.05 | 0.21 |  | --> | 0.048 | 0 | 0 | 0.048 | 0 |  | --> | E18 ex LONGFORD | Longford [T421,T422] | RICHMOND |  | 53.7127 | -7.7072
MV/LV Substation MI***988 |  | 20 kV | _ | LV | 630 kVA :Kiosk Substation | 0.63 | --> | 0.63 | 0.252 | 2.55 |  | --> | 0.598 | 0 | 0 | 0.5 | 0 |  | --> | E18 ex EDGEWORTHSTOWN | Edgeworthstown [T421,T422] | RICHMOND |  | 53.645 | -7.5792
MV/LV Substation BR***993 |  | 20 kV | _ | LV | 200 kVA :Pole Substation | 0.2 | --> | 0.2 | 0.157 | 2.55 |  | --> | 0.19 | 0 | 0 | 0.196 | 0 |  | --> | E18 ex EDGEWORTHSTOWN | Edgeworthstown [T421,T422] | RICHMOND |  | 53.7016 | -7.611
MV/LV Substation ED***994 |  | 20 kV | _ | LV | 100 kVA :Pole Substation | 0.1 | --> | 0.1 | 0.041 | 2.55 |  | --> | 0.095 | 0 | 0.005 | 0.099 | 0 |  | --> | E17 ex EDGEWORTHSTOWN | Edgeworthstown [T421,T422] | RICHMOND |  | 53.6978 | -7.615
MV/LV Substation RA***001 |  | 10 kV | _ | LV | 630 kVA :Kiosk Substation | 0.63 | --> | 0.63 | 0 | 0 | Constrained, otherwise capacity available =81 kVA | --> | 0.598 | 0 | 0.01 | 0.347 | 0 | Constrained, otherwise capacity available =662 kW | --> | C16 ex LOUGHREA | Loughrea [T41,T42] | SOMERSET |  | 53.1997 | -8.5655
MV/LV Substation DU***002 |  | 10 kV | _ | LV | 400 kVA :Kiosk Substation | 0.4 | --> | 0.4 | 0 | 0 | Constrained, otherwise capacity available =68 kVA | --> | 0.38 | 0 | 0 | 0.347 | 0 | Constrained, otherwise capacity available =423 kW | --> | C16 ex LOUGHREA | Loughrea [T41,T42] | SOMERSET |  | 53.1996 | -8.5726
MV/LV Substation WO***005 |  | 10 kV | _ | LV | 50 kVA :Pole Substation | 0.05 | --> | 0.05 | 0 | 0 | Constrained, otherwise capacity available =30 kVA | --> | 0.048 | 0 | 0.006 | 0.046 | 0 |  | --> | C16 ex LOUGHREA | Loughrea [T41,T42] | SOMERSET |  | 53.1929 | -8.5646
MV/LV Substation TH***006 |  | 10 kV | _ | LV | 400 kVA :Kiosk Substation | 0.4 | --> | 0.4 | 0 | 0 | Constrained, otherwise capacity available =299 kVA | --> | 0.38 | 0 | 0.074 | 0.339 | 0 |  | --> | C17 ex LOUGHREA | Loughrea [T41,T42] | SOMERSET |  | 53.2017 | -8.5572
MV/LV Substation TE***008 |  | 10 kV | _ | LV | 630 kVA :Kiosk Substation | 0.63 | --> | 0.63 | 0 | 0 | Constrained, otherwise capacity available =464 kVA | --> | 0.598 | 0 | 0.041 | 0.347 | 0 | Constrained, otherwise capacity available =590 kW | --> | C16 ex LOUGHREA | Loughrea [T41,T42] | SOMERSET |  | 53.1971 | -8.5684
MV/LV Substation AT***009 |  | 10 kV | _ | LV | 400 kVA :Kiosk Substation | 0.4 | --> | 0.4 | 0 | 0 | Constrained, otherwise capacity available =262 kVA | --> | 0.38 | 0 | 0.012 | 0.347 | 0 | Constrained, otherwise capacity available =390 kW | --> | C16 ex LOUGHREA | Loughrea [T41,T42] | SOMERSET |  | 53.2011 | -8.5808
MV/LV Substation AB***010 |  | 10 kV | _ | LV | 200 kVA :Pole Substation | 0.2 | --> | 0.2 | 0 | 0 | Constrained, otherwise capacity available =124 kVA | --> | 0.19 | 0 | 0 | 0.2 | 0 |  | --> | C16 ex LOUGHREA | Loughrea [T41,T42] | SOMERSET |  | 53.2016 | -8.5714
MV/LV Substation CO***011 |  | 10 kV | _ | LV | 200 kVA :Pole Substation | 0.2 | --> | 0.2 | 0 | 0 | Constrained, otherwise capacity available =173 kVA | --> | 0.19 | 0 | 0 | 0.194 | 0 |  | --> | C16 ex LOUGHREA | Loughrea [T41,T42] | SOMERSET |  | 53.1906 | -8.5646
MV/LV Substation RE***012 |  | 10 kV | _ | LV | 630 kVA :Kiosk Substation | 0.63 | --> | 0.63 | 0 | 0 | Constrained, otherwise capacity available =465 kVA | --> | 0.598 | 0 | 0.022 | 0.347 | 0 | Constrained, otherwise capacity available =604 kW | --> | C16 ex LOUGHREA | Loughrea [T41,T42] | SOMERSET |  | 53.1996 | -8.5831
MV/LV Substation CU***017 |  | 10 kV | _ | LV | 400 kVA :Kiosk Substation | 0.4 | --> | 0.4 | 0 | 0 | Constrained, otherwise capacity available =295 kVA | --> | 0.38 | 0 | 0.022 | 0.347 | 0 | Constrained, otherwise capacity available =378 kW | --> | C16 ex LOUGHREA | Loughrea [T41,T42] | SOMERSET |  | 53.1969 | -8.5885
MV/LV Substation LO***018 |  | 10 kV | _ | LV | 630 kVA :Kiosk Substation | 0.63 | --> | 0.63 | 0 | 0 | Constrained, otherwise capacity available =336 kVA | --> | 0.598 | 0 | 0.039 | 0.347 | 0 | Constrained, otherwise capacity available =608 kW | --> | C16 ex LOUGHREA | Loughrea [T41,T42] | SOMERSET |  | 53.199 | -8.569
MV/LV Substation AS***019 |  | 10 kV | _ | LV | 400 kVA :Kiosk Substation | 0.4 | --> | 0.4 | 0 | 0 | Constrained, otherwise capacity available =303 kVA | --> | 0.38 | 0 | 0.026 | 0.347 | 0 | Constrained, otherwise capacity available =374 kW | --> | C16 ex LOUGHREA | Loughrea [T41,T42] | SOMERSET |  | 53.2018 | -8.577
MV/LV Substation CA***025 |  | 10 kV | _ | LV | 400 kVA :Kiosk Substation | 0.4 | --> | 0.4 | 0 | 0 | Constrained, otherwise capacity available =337 kVA | --> | 0.38 | 0 | 0.021 | 0.347 | 0 | Constrained, otherwise capacity available =373 kW | --> | C17 ex LOUGHREA | Loughrea [T41,T42] | SOMERSET |  | 53.2034 | -8.5638
MV/LV Substation ES***026 |  | 10 kV | _ | LV | 630 kVA :Kiosk Substation | 0.63 | --> | 0.63 | 0 | 0 | Constrained, otherwise capacity available =534 kVA | --> | 0.598 | 0 | 0.005 | 0.347 | 0 | Constrained, otherwise capacity available =608 kW | --> | C17 ex LOUGHREA | Loughrea [T41,T42] | SOMERSET |  | 53.2021 | -8.5538
MV/LV Substation CR***027 |  | 10 kV | _ | LV | 200 kVA :Pole Substation | 0.2 | --> | 0.2 | 0 | 0 | Constrained, otherwise capacity available =127 kVA | --> | 0.19 | 0 | 0.017 | 0.187 | 0 |  | --> | C16 ex LOUGHREA | Loughrea [T41,T42] | SOMERSET |  | 53.1963 | -8.5639
MV/LV Substation SR***028 |  | 10 kV | _ | LV | 400 kVA :Kiosk Substation | 0.4 | --> | 0.4 | 0 | 0 | Constrained, otherwise capacity available =317 kVA | --> | 0.38 | 0 | 0.039 | 0.347 | 0 | Constrained, otherwise capacity available =362 kW | --> | C17 ex LOUGHREA | Loughrea [T41,T42] | SOMERSET |  | 53.1965 | -8.561
MV/LV Substation ST***029 |  | 10 kV | _ | LV | 400 kVA :Kiosk Substation | 0.4 | --> | 0.4 | 0 | 0 | Constrained, otherwise capacity available =293 kVA | --> | 0.38 | 0 | 0.095 | 0.324 | 0 |  | --> | C16 ex LOUGHREA | Loughrea [T41,T42] | SOMERSET |  | 53.2004 | -8.5858
MV/LV Substation BR***043 |  | 20 kV | _ | LV | 200 kVA :Pole Substation | 0.2 | --> | 0.2 | 0 | 0 | Constrained, otherwise capacity available =89 kVA | --> | 0.19 | 0 | 0.05 | 0.168 | 0 |  | --> | E17 ex KILCOLGAN | Kilcolgan [T42,T421] | GALWAY 110KV |  | 53.1642 | -8.8121
MV/LV Substation CU***047 |  | 20 kV | _ | LV | 50 kVA :Pole Substation | 0.05 | --> | 0.05 | 0.05 | 1.62 |  | --> | 0.048 | 0 | 0 | 0.048 | 0 |  | --> | C16 ex CURRA | Curra [T41] | SOMERSET |  | 53.1158 | -8.4335
MV/LV Substation FO***054 |  | 10 kV | _ | LV | 50 kVA :Pole Substation | 0.05 | --> | 0.05 | 0 | 0 | Constrained, otherwise capacity available =40 kVA | --> | 0.048 | 0 | 0 | 0.049 | 0 |  | --> | C17 ex LOUGHREA | Loughrea [T41,T42] | SOMERSET |  | 53.2027 | -8.5438
MV/LV Substation BO***070Y |  | 20 kV | _ | LV | 50 kVA :Pole Substation | 0.05 | --> | 0.05 | 0 | 0 | Constrained, otherwise capacity available =21 kVA | --> | 0.048 | 0 | 0 | 0.051 | 0 |  | --> | E30 ex LOUGHREA | Loughrea [T41,T42] | SOMERSET |  | 53.2395 | -8.7016
MV/LV Substation TU***072Y |  | 10 kV | _ | LV | 100 kVA :Pole Substation | 0.1 | --> | 0.1 | 0 | 0 | Constrained, otherwise capacity available =71 kVA | --> | 0.095 | 0 | 0 | 0.099 | 0 |  | --> | C16 ex LOUGHREA | Loughrea [T41,T42] | SOMERSET |  | 53.199 | -8.5904
MV/LV Substation BO***077Y |  | 20 kV | _ | LV | 50 kVA :Pole Substation | 0.05 | --> | 0.05 | 0 | 0 | Constrained, otherwise capacity available =50 kVA | --> | 0.048 | 0 | 0 | 0.048 | 0 |  | --> | E28 ex LOUGHREA | Loughrea [T41,T42] | SOMERSET |  | 53.1836 | -8.3563
MV/LV Substation KI***078 |  | 20 kV | _ | LV | 50 kVA :Pole Substation | 0.05 | --> | 0.05 | 0 | 0 | Constrained, otherwise capacity available =47 kVA | --> | 0.048 | 0 | 0 | 0.048 | 0 |  | --> | E28 ex LOUGHREA | Loughrea [T41,T42] | SOMERSET |  | 53.2227 | -8.5408
MV/LV Substation CA***079 |  | 10 kV | _ | LV | 50 kVA :Pole Substation | 0.05 | --> | 0.05 | 0 | 0 | Constrained, otherwise capacity available =49 kVA | --> | 0.048 | 0 | 0 | 0.048 | 0 |  | --> | C16 ex LOUGHREA | Loughrea [T41,T42] | SOMERSET |  | 53.1805 | -8.4935
MV/LV Substation SI***087 |  | 10 kV | _ | LV | 50 kVA :Pole Substation | 0.05 | --> | 0.05 | 0 | 0 | Constrained, otherwise capacity available =33 kVA | --> | 0.048 | 0 | 0.01 | 0.042 | 0 |  | --> | C17 ex LOUGHREA | Loughrea [T41,T42] | SOMERSET |  | 53.202 | -8.5583
MV/LV Substation DA***102Y |  | 10 kV | _ | LV | 400 kVA :Kiosk Substation | 0.4 | --> | 0.4 | 0 | 0 | Constrained, otherwise capacity available =320 kVA | --> | 0.38 | 0 | 0.013 | 0.347 | 0 | Constrained, otherwise capacity available =381 kW | --> | C17 ex LOUGHREA | Loughrea [T41,T42] | SOMERSET |  | 53.205 | -8.5576
MV/LV Substation BA***104 |  | 10 kV | _ | LV | 400 kVA :Kiosk Substation | 0.4 | --> | 0.4 | 0 | 0 | Constrained, otherwise capacity available =246 kVA | --> | 0.38 | 0 | 0.03 | 0.347 | 0 | Constrained, otherwise capacity available =378 kW | --> | C16 ex LOUGHREA | Loughrea [T41,T42] | SOMERSET |  | 53.1976 | -8.5737
MV/LV Substation WA***119Y |  | 20 kV | _ | LV | 100 kVA :Pole Substation | 0.1 | --> | 0.1 | 0 | 0 | Constrained, otherwise capacity available =98 kVA | --> | 0.095 | 0 | 0 | 0.095 | 0 |  | --> | E30 ex LOUGHREA | Loughrea [T41,T42] | SOMERSET |  | 53.2437 | -8.6755
MV/LV Substation PA***122Y |  | 20 kV | _ | LV | 50 kVA :Pole Substation | 0.05 | --> | 0.05 | 0.039 | 1.62 |  | --> | 0.048 | 0 | 0 | 0.049 | 0 |  | --> | C17 ex CURRA | Curra [T41] | SOMERSET |  | 53.1335 | -8.3652
MV/LV Substation MA***123 |  | 10 kV | _ | LV | 50 kVA :Pole Substation | 0.05 | --> | 0.05 | 0 | 0 | Constrained, otherwise capacity available =43 kVA | --> | 0.048 | 0 | 0 | 0.048 | 0 |  | --> | C16 ex LOUGHREA | Loughrea [T41,T42] | SOMERSET |  | 53.1904 | -8.5389
MV/LV Substation KE***127 |  | 20 kV | _ | LV | 50 kVA :Pole Substation | 0.05 | --> | 0.05 | 0 | 0 | Constrained, otherwise capacity available =49 kVA | --> | 0.048 | 0 | 0 | 0.048 | 0 |  | --> | E28 ex LOUGHREA | Loughrea [T41,T42] | SOMERSET |  | 53.2148 | -8.5652
MV/LV Substation MO***131Y |  | 20 kV | _ | LV | 50 kVA :Pole Substation | 0.05 | --> | 0.05 | 0 | 0 | Constrained, otherwise capacity available =40 kVA | --> | 0.048 | 0 | 0.015 | 0.038 | 0 |  | --> | E28 ex LOUGHREA | Loughrea [T41,T42] | SOMERSET |  | 53.2097 | -8.5169
MV/LV Substation ED***132Y |  | 10 kV | _ | LV | 200 kVA :Kiosk Substation | 0.2 | --> | 0.2 | 0 | 0 | Constrained, otherwise capacity available =167 kVA | --> | 0.19 | 0 | 0.017 | 0.182 | 0 |  | --> | C17 ex LOUGHREA | Loughrea [T41,T42] | SOMERSET |  | 53.2048 | -8.5596
MV/LV Substation SP***167Y |  | 20 kV | _ | LV | 200 kVA :Pole Substation | 0.2 | --> | 0.2 | 0.147 | 1.62 |  | --> | 0.19 | 0 | 0 | 0.197 | 0 |  | --> | C17 ex CURRA | Curra [T41] | SOMERSET |  | 53.1654 | -8.3863
MV/LV Substation CI***189Y |  | 10 kV | _ | LV | 400 kVA :Building Structure | 0.4 | --> | 0.4 | 0 | 0 | Constrained, otherwise capacity available =17 kVA | --> | 0.38 | 0 | 0 | 0.347 | 0 | Constrained, otherwise capacity available =429 kW | --> | C17 ex LOUGHREA | Loughrea [T41,T42] | SOMERSET |  | 53.2043 | -8.5464
MV/LV Substation BA***205Y |  | 10 kV | _ | LV | 400 kVA :Kiosk Substation | 0.4 | --> | 0.4 | 0 | 0 | Constrained, otherwise capacity available =379 kVA | --> | 0.38 | 0 | 0.005 | 0.347 | 0 | Constrained, otherwise capacity available =379 kW | --> | C17 ex LOUGHREA | Loughrea [T41,T42] | SOMERSET |  | 53.1956 | -8.5569
MV/LV Substation BA***206Y |  | 10 kV | _ | LV | 630 kVA :Kiosk Substation | 0.63 | --> | 0.63 | 0 | 0 | Constrained, otherwise capacity available =566 kVA | --> | 0.598 | 0 | 0.028 | 0.347 | 0 | Constrained, otherwise capacity available =586 kW | --> | C16 ex LOUGHREA | Loughrea [T41,T42] | SOMERSET |  | 53.1941 | -8.5562
MV/LV Substation CO***209Y |  | 20 kV | _ | LV | 50 kVA :Pole Substation | 0.05 | --> | 0.05 | 0.049 | 1.62 |  | --> | 0.048 | 0 | 0 | 0.048 | 0 |  | --> | C16 ex CURRA | Curra [T41] | SOMERSET |  | 53.0633 | -8.4224
MV/LV Substation BL***236Y |  | 20 kV | _ | LV | 50 kVA :Pole Substation | 0.05 | --> | 0.05 | 0 | 0 | Constrained, otherwise capacity available =40 kVA | --> | 0.048 | 0 | 0.005 | 0.045 | 0 |  | --> | E30 ex LOUGHREA | Loughrea [T41,T42] | SOMERSET |  | 53.2314 | -8.7322
MV/LV Substation DO***243 |  | 20 kV | _ | LV | 100 kVA :Pole Substation | 0.1 | --> | 0.1 | 0 | 0 | Constrained, otherwise capacity available =72 kVA | --> | 0.095 | 0 | 0.011 | 0.091 | 0 |  | --> | E30 ex LOUGHREA | Loughrea [T41,T42] | SOMERSET |  | 53.2267 | -8.7308
MV/LV Substation LI***252Y |  | 20 kV | _ | LV | 50 kVA :Pole Substation | 0.05 | --> | 0.05 | 0.05 | 1.62 |  | --> | 0.048 | 0 | 0 | 0.048 | 0 |  | --> | C17 ex CURRA | Curra [T41] | SOMERSET |  | 53.1496 | -8.3894
MV/LV Substation MO***258Y |  | 20 kV | _ | LV | 50 kVA :Pole Substation | 0.05 | --> | 0.05 | 0 | 0 | Constrained, otherwise capacity available =50 kVA | --> | 0.048 | 0 | 0 | 0.048 | 0 |  | --> | E28 ex LOUGHREA | Loughrea [T41,T42] | SOMERSET |  | 53.2086 | -8.521
MV/LV Substation TY***259Y |  | 20 kV | _ | LV | 50 kVA :Pole Substation | 0.05 | --> | 0.05 | 0.038 | 1.62 |  | --> | 0.048 | 0 | 0.021 | 0.034 | 0 |  | --> | C17 ex CURRA | Curra [T41] | SOMERSET |  | 53.1516 | -8.3775
MV/LV Substation DA***277Y |  | 10 kV | _ | LV | 400 kVA :Kiosk Substation | 0.4 | --> | 0.4 | 0 | 0 | Constrained, otherwise capacity available =337 kVA | --> | 0.38 | 0 | 0.015 | 0.347 | 0 | Constrained, otherwise capacity available =377 kW | --> | C17 ex LOUGHREA | Loughrea [T41,T42] | SOMERSET |  | 53.2038 | -8.5546
MV/LV Substation CA***286Y |  | 20 kV | _ | LV | 50 kVA :Pole Substation | 0.05 | --> | 0.05 | 0 | 0 | Constrained, otherwise capacity available =48 kVA | --> | 0.048 | 0 | 0.005 | 0.044 | 0 |  | --> | E30 ex LOUGHREA | Loughrea [T41,T42] | SOMERSET |  | 53.1765 | -8.6843
MV/LV Substation MO***291 |  | 10 kV | _ | LV | 100 kVA :Pole Substation | 0.1 | --> | 0.1 | 0 | 0 | Constrained, otherwise capacity available =86 kVA | --> | 0.095 | 0 | 0.011 | 0.089 | 0 |  | --> | C16 ex LOUGHREA | Loughrea [T41,T42] | SOMERSET |  | 53.1911 | -8.5441
MV/LV Substation LO***298 |  | 20 kV | _ | LV | 50 kVA :Pole Substation | 0.05 | --> | 0.05 | 0 | 0 | Constrained, otherwise capacity available =37 kVA | --> | 0.048 | 0 | 0.03 | 0.027 | 0 |  | --> | E28 ex LOUGHREA | Loughrea [T41,T42] | SOMERSET |  | 53.2181 | -8.5619
MV/LV Substation SC***313 |  | 10 kV | _ | LV | 400 kVA :Building Structure | 0.4 | --> | 0.4 | 0 | 0 | Constrained, otherwise capacity available =182 kVA | --> | 0.38 | 0 | 0 | 0.347 | 0 | Constrained, otherwise capacity available =409 kW | --> | C17 ex LOUGHREA | Loughrea [T41,T42] | SOMERSET |  | 53.2035 | -8.5492
MV/LV Substation CO***314 |  | 20 kV | _ | LV | 100 kVA :Pole Substation | 0.1 | --> | 0.1 | 0.098 | 1.62 |  | --> | 0.095 | 0 | 0 | 0.095 | 0 |  | --> | C16 ex CURRA | Curra [T41] | SOMERSET |  | 52.9883 | -8.372
MV/LV Substation CA***315 |  | 10 kV | _ | LV | 400 kVA :Kiosk Substation | 0.4 | --> | 0.4 | 0 | 0 | Constrained, otherwise capacity available =250 kVA | --> | 0.38 | 0 | 0.048 | 0.347 | 0 | Constrained, otherwise capacity available =364 kW | --> | C17 ex LOUGHREA | Loughrea [T41,T42] | SOMERSET |  | 53.2056 | -8.5594
MV/LV Substation CR***318 |  | 20 kV | _ | LV | 630 kVA :Kiosk Substation | 0.63 | --> | 0.63 | 0 | 0 | Constrained, otherwise capacity available =490 kVA | --> | 0.598 | 0 | 0.019 | 0.347 | 0 | Constrained, otherwise capacity available =603 kW | --> | E30 ex LOUGHREA | Loughrea [T41,T42] | SOMERSET |  | 53.229 | -8.7349
MV/LV Substation CO***321 |  | 20 kV | _ | LV | 50 kVA :Pole Substation | 0.05 | --> | 0.05 | 0.042 | 1.62 |  | --> | 0.048 | 0 | 0 | 0.049 | 0 |  | --> | C17 ex CURRA | Curra [T41] | SOMERSET |  | 53.174 | -8.3383
MV/LV Substation BA***323 |  | 20 kV | _ | LV | 200 kVA :Pole Substation | 0.2 | --> | 0.2 | 0 | 0 | Constrained, otherwise capacity available =174 kVA | --> | 0.19 | 0 | 0 | 0.194 | 0 |  | --> | E30 ex LOUGHREA | Loughrea [T41,T42] | SOMERSET |  | 53.2104 | -8.6359
MV/LV Substation CA***340Y |  | 10 kV | _ | LV | 400 kVA :Kiosk Substation | 0.4 | --> | 0.4 | 0 | 0 | Constrained, otherwise capacity available =348 kVA | --> | 0.38 | 0 | 0 | 0.347 | 0 | Constrained, otherwise capacity available =387 kW | --> | C16 ex LOUGHREA | Loughrea [T41,T42] | SOMERSET |  | 53.1993 | -8.5865
MV/LV Substation BA***345Y |  | 20 kV | _ | LV | 50 kVA :Pole Substation | 0.05 | --> | 0.05 | 0 | 0 | Constrained, otherwise capacity available =50 kVA | --> | 0.048 | 0 | 0 | 0.048 | 0 |  | --> | E28 ex LOUGHREA | Loughrea [T41,T42] | SOMERSET |  | 53.2153 | -8.5658
MV/LV Substation TY***374 |  | 20 kV | _ | LV | 630 kVA :Kiosk Substation | 0.63 | --> | 0.63 | 0.5 | 1.62 |  | --> | 0.598 | 0 | 0.025 | 0.5 | 0 |  | --> | C17 ex CURRA | Curra [T41] | SOMERSET |  | 53.1534 | -8.3774
MV/LV Substation SH***376Y |  | 20 kV | _ | LV | 50 kVA :Pole Substation | 0.05 | --> | 0.05 | 0.046 | 1.62 |  | --> | 0.048 | 0 | 0 | 0.048 | 0 |  | --> | C16 ex CURRA | Curra [T41] | SOMERSET |  | 53.0425 | -8.3051
MV/LV Substation KI***379 |  | 20 kV | _ | LV | 50 kVA :Pole Substation | 0.05 | --> | 0.05 | 0 | 0 | Constrained, otherwise capacity available =44 kVA | --> | 0.048 | 0 | 0 | 0.048 | 0 |  | --> | E28 ex LOUGHREA | Loughrea [T41,T42] | SOMERSET |  | 53.2136 | -8.5037
MV/LV Substation CI***384Y |  | 10 kV | _ | LV | 630 kVA :Kiosk Substation | 0.63 | --> | 0.63 | 0 | 0 | Constrained, otherwise capacity available =571 kVA | --> | 0.598 | 0 | 0.01 | 0.347 | 0 | Constrained, otherwise capacity available =599 kW | --> | C17 ex LOUGHREA | Loughrea [T41,T42] | SOMERSET |  | 53.2033 | -8.5823
MV/LV Substation AC***394Y |  | 20 kV | _ | LV | 50 kVA :Pole Substation | 0.05 | --> | 0.05 | 0.05 | 1.62 |  | --> | 0.048 | 0 | 0 | 0.048 | 0 |  | --> | C16 ex CURRA | Curra [T41] | SOMERSET |  | 53.0753 | -8.4949
MV/LV Substation AR***4002 |  | 10 kV | _ | LV | 400 kVA :Kiosk Substation | 0.4 | --> | 0.4 | 0 | 0 | Constrained, otherwise capacity available =374 kVA | --> | 0.38 | 0 | 0.01 | 0.347 | 0 | Constrained, otherwise capacity available =376 kW | --> | C16 ex LOUGHREA | Loughrea [T41,T42] | SOMERSET |  | 53.1932 | -8.5587
MV/LV Substation KI***4007 |  | 20 kV | _ | LV | 50 kVA :Pole Substation | 0.05 | --> | 0.05 | 0 | 0 | Constrained, otherwise capacity available =50 kVA | --> | 0.048 | 0 | 0 | 0.048 | 0 |  | --> | E30 ex LOUGHREA | Loughrea [T41,T42] | SOMERSET |  | 53.2274 | -8.6297
MV/LV Substation SR***4008 |  | 20 kV | _ | LV | 50 kVA :Pole Substation | 0.05 | --> | 0.05 | 0 | 0 | Constrained, otherwise capacity available =50 kVA | --> | 0.048 | 0 | 0 | 0.048 | 0 |  | --> | E30 ex LOUGHREA | Loughrea [T41,T42] | SOMERSET |  | 53.233 | -8.7125
MV/LV Substation LO***4017 |  | 10 kV | _ | LV | 1000 kVA :Building Structure | 1 | --> | 1 | 0 | 0 | Constrained, otherwise capacity available =662 kVA | --> | 0.95 | 0 | 0 | 0.347 | 0 | Constrained, otherwise capacity available =995 kW | --> | C16 ex LOUGHREA | Loughrea [T41,T42] | SOMERSET |  | 53.2022 | -8.5842
MV/LV Substation OM***4019 |  | 10 kV | _ | LV | 630 kVA :Building Structure | 0.63 | --> | 0.63 | 0 | 0 | Constrained, otherwise capacity available =598 kVA | --> | 0.598 | 0 | 0 | 0.347 | 0 | Constrained, otherwise capacity available =600 kW | --> | C17 ex LOUGHREA | Loughrea [T41,T42] | SOMERSET |  | 53.2026 | -8.5835
MV/LV Substation CO***402 |  | 10 kV | _ | LV | 100 kVA :Pole Substation | 0.1 | --> | 0.1 | 0 | 0 | Constrained, otherwise capacity available =57 kVA | --> | 0.095 | 0 | 0.01 | 0.093 | 0 |  | --> | C17 ex LOUGHREA | Loughrea [T41,T42] | SOMERSET |  | 53.2064 | -8.5715
MV/LV Substation CO***4044 |  | 10 kV | _ | LV | 400 kVA :Building Structure | 0.4 | --> | 0.4 | 0 | 0 | Constrained, otherwise capacity available =356 kVA | --> | 0.38 | 0 | 0 | 0.347 | 0 | Constrained, otherwise capacity available =386 kW | --> | C16 ex LOUGHREA | Loughrea [T41,T42] | SOMERSET |  | 53.1894 | -8.5646
MV/LV Substation DU***4055 |  | 20 kV | _ | LV | 50 kVA :Pole Substation | 0.05 | --> | 0.05 | 0.05 | 1.62 |  | --> | 0.048 | 0 | 0 | 0.048 | 0 |  | --> | C17 ex CURRA | Curra [T41] | SOMERSET |  | 53.1308 | -8.4089
MV/LV Substation KI***4059 |  | 20 kV | _ | LV | 50 kVA :Pole Substation | 0.05 | --> | 0.05 | 0 | 0 | Constrained, otherwise capacity available =50 kVA | --> | 0.048 | 0 | 0 | 0.048 | 0 |  | --> | E30 ex LOUGHREA | Loughrea [T41,T42] | SOMERSET |  | 53.2511 | -8.6693
MV/LV Substation DU***4061 |  | 20 kV | _ | LV | 50 kVA :Pole Substation | 0.05 | --> | 0.05 | 0.05 | 1.62 |  | --> | 0.048 | 0 | 0 | 0.048 | 0 |  | --> | C17 ex CURRA | Curra [T41] | SOMERSET |  | 53.1309 | -8.4108
MV/LV Substation AB***4076 |  | 20 kV | _ | LV | 50 kVA :Pole Substation | 0.05 | --> | 0.05 | 0.05 | 1.62 |  | --> | 0.048 | 0 | 0 | 0.048 | 0 |  | --> | C16 ex CURRA | Curra [T41] | SOMERSET |  | 53.0854 | -8.3726
MV/LV Substation AR***407Y |  | 20 kV | _ | LV | 400 kVA :Kiosk Substation | 0.4 | --> | 0.4 | 0 | 0 | Constrained, otherwise capacity available =384 kVA | --> | 0.38 | 0 | 0.046 | 0.348 | 0 |  | --> | E17 ex KILCOLGAN | Kilcolgan [T42,T421] | GALWAY 110KV |  | 53.1606 | -8.8055
MV/LV Substation KY***4084 |  | 20 kV | _ | LV | 50 kVA :Pole Substation | 0.05 | --> | 0.05 | 0.048 | 1.62 |  | --> | 0.048 | 0 | 0 | 0.048 | 0 |  | --> | C16 ex CURRA | Curra [T41] | SOMERSET |  | 53.1064 | -8.3753
MV/LV Substation LI***4112 |  | 20 kV | _ | LV | 50 kVA :Pole Substation | 0.05 | --> | 0.05 | 0 | 0 | Constrained, otherwise capacity available =50 kVA | --> | 0.048 | 0 | 0 | 0.048 | 0 |  | --> | E17 ex KILCOLGAN | Kilcolgan [T42,T421] | GALWAY 110KV |  | 53.1856 | -8.7849
MV/LV Substation GL***4124 |  | 10 kV | _ | LV | 50 kVA :Pole Substation | 0.05 | --> | 0.05 | 0 | 0 | Constrained, otherwise capacity available =50 kVA | --> | 0.048 | 0 | 0 | 0.048 | 0 |  | --> | C16 ex LOUGHREA | Loughrea [T41,T42] | SOMERSET |  | 53.1827 | -8.5084
MV/LV Substation CH***4152 |  | 10 kV | _ | LV | 400 kVA :Building Structure | 0.4 | --> | 0.4 | 0 | 0 |  | --> | 0.38 | 0 | 0 | 0.347 | 0 | Constrained, otherwise capacity available =394 kW | --> | C17 ex LOUGHREA | Loughrea [T41,T42] | SOMERSET |  | 53.2044 | -8.5494
MV/LV Substation BA***4167 |  | 20 kV | _ | LV | 400 kVA :Kiosk Substation | 0.4 | --> | 0.4 | 0 | 0 | Constrained, otherwise capacity available =316 kVA | --> | 0.38 | 0 | 0.125 | 0.299 | 0 |  | --> | E30 ex LOUGHREA | Loughrea [T41,T42] | SOMERSET |  | 53.2325 | -8.7284
MV/LV Substation CO***416Y |  | 10 kV | _ | LV | 100 kVA :Pole Substation | 0.1 | --> | 0.1 | 0 | 0 | Constrained, otherwise capacity available =57 kVA | --> | 0.095 | 0 | 0.061 | 0.055 | 0 |  | --> | C17 ex LOUGHREA | Loughrea [T41,T42] | SOMERSET |  | 53.2048 | -8.5888
MV/LV Substation GA***4171 |  | 10 kV | _ | LV | 50 kVA :Pole Substation | 0.05 | --> | 0.05 | 0 | 0 | Constrained, otherwise capacity available =50 kVA | --> | 0.048 | 0 | 0 | 0.048 | 0 |  | --> | C17 ex LOUGHREA | Loughrea [T41,T42] | SOMERSET |  | 53.206 | -8.5847
MV/LV Substation WA***4183 |  | 20 kV | _ | LV | 100 kVA :Pole Substation | 0.1 | --> | 0.1 | 0 | 0 | Constrained, otherwise capacity available =100 kVA | --> | 0.095 | 0 | 0 | 0.095 | 0 |  | --> | E30 ex LOUGHREA | Loughrea [T41,T42] | SOMERSET |  | 53.2044 | -8.6893
MV/LV Substation CA***4190 |  | 20 kV | _ | LV | 50 kVA :Pole Substation | 0.05 | --> | 0.05 | 0 | 0 | Constrained, otherwise capacity available =43 kVA | --> | 0.048 | 0 | 0.02 | 0.034 | 0 |  | --> | E30 ex LOUGHREA | Loughrea [T41,T42] | SOMERSET |  | 53.229 | -8.6132
MV/LV Substation SL***4196 |  | 20 kV | _ | LV | 50 kVA :Pole Substation | 0.05 | --> | 0.05 | 0 | 0 | Constrained, otherwise capacity available =33 kVA | --> | 0.048 | 0 | 0 | 0.05 | 0 |  | --> | E28 ex LOUGHREA | Loughrea [T41,T42] | SOMERSET |  | 53.2365 | -8.5531
MV/LV Substation BU***420 |  | 20 kV | _ | LV | 100 kVA :Pole Substation | 0.1 | --> | 0.1 | 0 | 0 | Constrained, otherwise capacity available =80 kVA | --> | 0.095 | 0 | 0.018 | 0.084 | 0 |  | --> | E28 ex LOUGHREA | Loughrea [T41,T42] | SOMERSET |  | 53.2482 | -8.5537
MV/LV Substation GO***4204 |  | 10 kV | _ | LV | 400 kVA :Kiosk Substation | 0.4 | --> | 0.4 | 0 | 0 | Constrained, otherwise capacity available =304 kVA | --> | 0.38 | 0 | 0 | 0.347 | 0 | Constrained, otherwise capacity available =393 kW | --> | C16 ex LOUGHREA | Loughrea [T41,T42] | SOMERSET |  | 53.1981 | -8.5921
MV/LV Substation AN***4243 |  | 10 kV | _ | LV | 100 kVA :Pole Substation | 0.1 | --> | 0.1 | 0 | 0 | Constrained, otherwise capacity available =93 kVA | --> | 0.095 | 0 | 0.01 | 0.088 | 0 |  | --> | C17 ex LOUGHREA | Loughrea [T41,T42] | SOMERSET |  | 53.2064 | -8.5752
MV/LV Substation RO***4247 |  | 20 kV | _ | LV | 50 kVA :Pole Substation | 0.05 | --> | 0.05 | 0.05 | 1.62 |  | --> | 0.048 | 0 | 0 | 0.048 | 0 |  | --> | C16 ex CURRA | Curra [T41] | SOMERSET |  | 53.0332 | -8.3177
MV/LV Substation SO***4277 |  | 10 kV | _ | LV | 400 kVA :Building Structure | 0.4 | --> | 0.4 | 0 | 0 | Constrained, otherwise capacity available =400 kVA | --> | 0.38 | 0 | 0 | 0.347 | 0 | Constrained, otherwise capacity available =380 kW | --> | C17 ex LOUGHREA | Loughrea [T41,T42] | SOMERSET |  | 53.2022 | -8.5849
MV/LV Substation SI***4297 |  | 20 kV | _ | LV | 50 kVA :Pole Substation | 0.05 | --> | 0.05 | 0 | 0 | Constrained, otherwise capacity available =48 kVA | --> | 0.048 | 0 | 0 | 0.048 | 0 |  | --> | E30 ex LOUGHREA | Loughrea [T41,T42] | SOMERSET |  | 53.2076 | -8.6004
MV/LV Substation CO***4310 |  | 10 kV | _ | LV | 400 kVA :Kiosk Substation | 0.4 | --> | 0.4 | 0 | 0 | Constrained, otherwise capacity available =356 kVA | --> | 0.38 | 0 | 0 | 0.347 | 0 | Constrained, otherwise capacity available =386 kW | --> | C16 ex LOUGHREA | Loughrea [T41,T42] | SOMERSET |  | 53.2024 | -8.5888
MV/LV Substation CH***4334 |  | 10 kV | _ | LV | 400 kVA :Kiosk Substation | 0.4 | --> | 0.4 | 0 | 0 | Constrained, otherwise capacity available =397 kVA | --> | 0.38 | 0 | 0 | 0.347 | 0 | Constrained, otherwise capacity available =380 kW | --> | C17 ex LOUGHREA | Loughrea [T41,T42] | SOMERSET |  | 53.2052 | -8.5536
MV/LV Substation BA***441 |  | 20 kV | _ | LV | 50 kVA :Pole Substation | 0.05 | --> | 0.05 | 0 | 0 | Constrained, otherwise capacity available =35 kVA | --> | 0.048 | 0 | 0 | 0.05 | 0 |  | --> | E28 ex LOUGHREA | Loughrea [T41,T42] | SOMERSET |  | 53.2024 | -8.4852
MV/LV Substation HY***449X |  | 20 kV | _ | LV | 50 kVA :Pole Substation | 0.05 | --> | 0.05 | 0 | 0 | Constrained, otherwise capacity available =22 kVA | --> | 0.048 | 0 | 0 | 0.051 | 0 |  | --> | E30 ex LOUGHREA | Loughrea [T41,T42] | SOMERSET |  | 53.2077 | -8.6005
MV/LV Substation CO***451Y |  | 10 kV | _ | LV | 50 kVA :Pole Substation | 0.05 | --> | 0.05 | 0 | 0 | Constrained, otherwise capacity available =50 kVA | --> | 0.048 | 0 | 0 | 0.048 | 0 |  | --> | C17 ex LOUGHREA | Loughrea [T41,T42] | SOMERSET |  | 53.2069 | -8.5768
MV/LV Substation CA***465X |  | 20 kV | _ | LV | 50 kVA :Pole Substation | 0.05 | --> | 0.05 | 0 | 0 | Constrained, otherwise capacity available =35 kVA | --> | 0.048 | 0 | 0.005 | 0.046 | 0 |  | --> | E30 ex LOUGHREA | Loughrea [T41,T42] | SOMERSET |  | 53.2476 | -8.6642
MV/LV Substation TI***468Y |  | 10 kV | _ | LV | 100 kVA :Pole Substation | 0.1 | --> | 0.1 | 0 | 0 | Constrained, otherwise capacity available =79 kVA | --> | 0.095 | 0 | 0 | 0.098 | 0 |  | --> | C17 ex LOUGHREA | Loughrea [T41,T42] | SOMERSET |  | 53.2043 | -8.5835
MV/LV Substation AL***473X |  | 20 kV | _ | LV | 50 kVA :Pole Substation | 0.05 | --> | 0.05 | 0.042 | 1.62 |  | --> | 0.048 | 0 | 0 | 0.049 | 0 |  | --> | C16 ex CURRA | Curra [T41] | SOMERSET |  | 53.0476 | -8.4016
MV/LV Substation EA***473Y |  | 10 kV | _ | LV | 630 kVA :Kiosk Substation | 0.63 | --> | 0.63 | 0 | 0 | Constrained, otherwise capacity available =518 kVA | --> | 0.598 | 0 | 0.01 | 0.347 | 0 | Constrained, otherwise capacity available =606 kW | --> | C17 ex LOUGHREA | Loughrea [T41,T42] | SOMERSET |  | 53.2042 | -8.5446
MV/LV Substation GL***474Y |  | 20 kV | _ | LV | 400 kVA :Kiosk Substation | 0.4 | --> | 0.4 | 0 | 0 | Constrained, otherwise capacity available =360 kVA | --> | 0.38 | 0 | 0.063 | 0.339 | 0 |  | --> | E30 ex LOUGHREA | Loughrea [T41,T42] | SOMERSET |  | 53.2268 | -8.7377
MV/LV Substation LO***478Y |  | 10 kV | _ | LV | 630 kVA :Kiosk Substation | 0.63 | --> | 0.63 | 0 | 0 | Constrained, otherwise capacity available =492 kVA | --> | 0.598 | 0 | 0 | 0.347 | 0 | Constrained, otherwise capacity available =617 kW | --> | C17 ex LOUGHREA | Loughrea [T41,T42] | SOMERSET |  | 53.2032 | -8.587
MV/LV Substation RA***495Y |  | 10 kV | _ | LV | 400 kVA :Kiosk Substation | 0.4 | --> | 0.4 | 0 | 0 | Constrained, otherwise capacity available =389 kVA | --> | 0.38 | 0 | 0 | 0.347 | 0 | Constrained, otherwise capacity available =382 kW | --> | C16 ex LOUGHREA | Loughrea [T41,T42] | SOMERSET |  | 53.1997 | -8.5654
MV/LV Substation KY***498Y |  | 20 kV | _ | LV | 50 kVA :Pole Substation | 0.05 | --> | 0.05 | 0.043 | 1.62 |  | --> | 0.048 | 0 | 0.016 | 0.037 | 0 |  | --> | C16 ex CURRA | Curra [T41] | SOMERSET |  | 53.1055 | -8.373
MV/LV Substation GO***514 |  | 20 kV | _ | LV | 50 kVA :Pole Substation | 0.05 | --> | 0.05 | 0 | 0 | Constrained, otherwise capacity available =38 kVA | --> | 0.048 | 0 | 0.005 | 0.045 | 0 |  | --> | E28 ex LOUGHREA | Loughrea [T41,T42] | SOMERSET |  | 53.1979 | -8.3978
MV/LV Substation OG***533X |  | 20 kV | _ | LV | 100 kVA :Pole Substation | 0.1 | --> | 0.1 | 0.098 | 1.62 |  | --> | 0.095 | 0 | 0 | 0.095 | 0 |  | --> | C16 ex CURRA | Curra [T41] | SOMERSET |  | 53.0221 | -8.3531
MV/LV Substation RA***536 |  | 20 kV | _ | LV | 100 kVA :Pole Substation | 0.1 | --> | 0.1 | 0.07 | 1.62 |  | --> | 0.095 | 0 | 0.028 | 0.078 | 0 |  | --> | C17 ex CURRA | Curra [T41] | SOMERSET |  | 53.1764 | -8.337
MV/LV Substation CA***539 |  | 20 kV | _ | LV | 50 kVA :Pole Substation | 0.05 | --> | 0.05 | 0.05 | 1.62 |  | --> | 0.048 | 0 | 0 | 0.048 | 0 |  | --> | C17 ex CURRA | Curra [T41] | SOMERSET |  | 53.162 | -8.3404
MV/LV Substation LA***543X |  | 20 kV | _ | LV | 100 kVA :Pole Substation | 0.1 | --> | 0.1 | 0 | 0 | Constrained, otherwise capacity available =67 kVA | --> | 0.095 | 0 | 0 | 0.099 | 0 |  | --> | E28 ex LOUGHREA | Loughrea [T41,T42] | SOMERSET |  | 53.2369 | -8.5561
MV/LV Substation TY***546 |  | 20 kV | _ | LV | 100 kVA :Pole Substation | 0.1 | --> | 0.1 | 0.039 | 1.62 |  | --> | 0.095 | 0 | 0.019 | 0.089 | 0 |  | --> | C17 ex CURRA | Curra [T41] | SOMERSET |  | 53.1503 | -8.3734
MV/LV Substation LA***568 |  | 20 kV | _ | LV | 50 kVA :Pole Substation | 0.05 | --> | 0.05 | 0.042 | 1.62 |  | --> | 0.048 | 0 | 0.01 | 0.041 | 0 |  | --> | C17 ex CURRA | Curra [T41] | SOMERSET |  | 53.1357 | -8.3929
MV/LV Substation RI***571X |  | 20 kV | _ | LV | 50 kVA :Pole Substation | 0.05 | --> | 0.05 | 0 | 0 | Constrained, otherwise capacity available =36 kVA | --> | 0.048 | 0 | 0 | 0.049 | 0 |  | --> | E30 ex LOUGHREA | Loughrea [T41,T42] | SOMERSET |  | 53.237 | -8.679
MV/LV Substation GA***574X |  | 20 kV | _ | LV | 50 kVA :Pole Substation | 0.05 | --> | 0.05 | 0.038 | 1.62 |  | --> | 0.048 | 0 | 0.005 | 0.045 | 0 |  | --> | C17 ex CURRA | Curra [T41] | SOMERSET |  | 53.1421 | -8.4119
MV/LV Substation RU***579X |  | 20 kV | _ | LV | 100 kVA :Pole Substation | 0.1 | --> | 0.1 | 0 | 0 | Constrained, otherwise capacity available =96 kVA | --> | 0.095 | 0 | 0 | 0.096 | 0 |  | --> | E28 ex LOUGHREA | Loughrea [T41,T42] | SOMERSET |  | 53.2127 | -8.5651
MV/LV Substation WO***583X |  | 20 kV | _ | LV | 50 kVA :Pole Substation | 0.05 | --> | 0.05 | 0.038 | 1.62 |  | --> | 0.048 | 0 | 0.013 | 0.039 | 0 |  | --> | C16 ex CURRA | Curra [T41] | SOMERSET |  | 53.0525 | -8.4053
MV/LV Substation CR***584X |  | 20 kV | _ | LV | 400 kVA :Kiosk Substation | 0.4 | --> | 0.4 | 0 | 0 | Constrained, otherwise capacity available =340 kVA | --> | 0.38 | 0 | 0.036 | 0.347 | 0 | Constrained, otherwise capacity available =361 kW | --> | E30 ex LOUGHREA | Loughrea [T41,T42] | SOMERSET |  | 53.2284 | -8.638
MV/LV Substation MO***585X |  | 20 kV | _ | LV | 50 kVA :Pole Substation | 0.05 | --> | 0.05 | 0 | 0 | Constrained, otherwise capacity available =50 kVA | --> | 0.048 | 0 | 0 | 0.048 | 0 |  | --> | E28 ex LOUGHREA | Loughrea [T41,T42] | SOMERSET |  | 53.2055 | -8.5339
MV/LV Substation K/***596 |  | 20 kV | _ | LV | 100 kVA :Pole Substation | 0.1 | --> | 0.1 | 0.083 | 1.62 |  | --> | 0.095 | 0 | 0 | 0.097 | 0 |  | --> | C16 ex CURRA | Curra [T41] | SOMERSET |  | 53.1343 | -8.4622
MV/LV Substation BA***602X |  | 20 kV | _ | LV | 100 kVA :Pole Substation | 0.1 | --> | 0.1 | 0 | 0 | Constrained, otherwise capacity available =88 kVA | --> | 0.095 | 0 | 0 | 0.097 | 0 |  | --> | E30 ex LOUGHREA | Loughrea [T41,T42] | SOMERSET |  | 53.2076 | -8.632
MV/LV Substation PA***631X |  | 20 kV | _ | LV | 50 kVA :Pole Substation | 0.05 | --> | 0.05 | 0.046 | 1.62 |  | --> | 0.048 | 0 | 0.006 | 0.044 | 0 |  | --> | C17 ex CURRA | Curra [T41] | SOMERSET |  | 53.1339 | -8.3707
MV/LV Substation BO***663X |  | 20 kV | _ | LV | 50 kVA :Pole Substation | 0.05 | --> | 0.05 | 0.048 | 1.62 |  | --> | 0.048 | 0 | 0 | 0.048 | 0 |  | --> | C16 ex CURRA | Curra [T41] | SOMERSET |  | 53.0529 | -8.3799
MV/LV Substation KE***674X |  | 20 kV | _ | LV | 50 kVA :Pole Substation | 0.05 | --> | 0.05 | 0 | 0 | Constrained, otherwise capacity available =48 kVA | --> | 0.048 | 0 | 0 | 0.048 | 0 |  | --> | E17 ex KILCOLGAN | Kilcolgan [T42,T421] | GALWAY 110KV |  | 53.2133 | -8.7573
MV/LV Substation WO***687 |  | 20 kV | _ | LV | 100 kVA :Pole Substation | 0.1 | --> | 0.1 | 0.062 | 1.62 |  | --> | 0.095 | 0 | 0.005 | 0.096 | 0 |  | --> | C16 ex CURRA | Curra [T41] | SOMERSET |  | 53.0533 | -8.4016
MV/LV Substation WO***690 |  | 20 kV | _ | LV | 200 kVA :Pole Substation | 0.2 | --> | 0.2 | 0.168 | 1.62 |  | --> | 0.19 | 0 | 0.011 | 0.186 | 0 |  | --> | C16 ex CURRA | Curra [T41] | SOMERSET |  | 53.0478 | -8.3988
MV/LV Substation GO***695X |  | 20 kV | _ | LV | 50 kVA :Pole Substation | 0.05 | --> | 0.05 | 0 | 0 | Constrained, otherwise capacity available =40 kVA | --> | 0.048 | 0 | 0 | 0.049 | 0 |  | --> | E17 ex KILCOLGAN | Kilcolgan [T42,T421] | GALWAY 110KV |  | 53.1835 | -8.7765
MV/LV Substation WO***718X |  | 20 kV | _ | LV | 200 kVA :Pole Substation | 0.2 | --> | 0.2 | 0.137 | 1.62 |  | --> | 0.19 | 0 | 0.005 | 0.195 | 0 |  | --> | C16 ex CURRA | Curra [T41] | SOMERSET |  | 53.051 | -8.4009
MV/LV Substation MO***731X |  | 10 kV | _ | LV | 50 kVA :Pole Substation | 0.05 | --> | 0.05 | 0 | 0 | Constrained, otherwise capacity available =49 kVA | --> | 0.048 | 0 | 0 | 0.048 | 0 |  | --> | C16 ex LOUGHREA | Loughrea [T41,T42] | SOMERSET |  | 53.1866 | -8.5276
MV/LV Substation DO***748X |  | 20 kV | _ | LV | 200 kVA :Pole Substation | 0.2 | --> | 0.2 | 0 | 0 | Constrained, otherwise capacity available =133 kVA | --> | 0.19 | 0 | 0 | 0.199 | 0 |  | --> | E30 ex LOUGHREA | Loughrea [T41,T42] | SOMERSET |  | 53.2272 | -8.7309
MV/LV Substation TU***771X |  | 20 kV | _ | LV | 50 kVA :Pole Substation | 0.05 | --> | 0.05 | 0.05 | 1.62 |  | --> | 0.048 | 0 | 0 | 0.048 | 0 |  | --> | C16 ex CURRA | Curra [T41] | SOMERSET |  | 53.0292 | -8.3193
MV/LV Substation HI***787X |  | 20 kV | _ | LV | 200 kVA :Pole Substation | 0.2 | --> | 0.2 | 0 | 0 | Constrained, otherwise capacity available =198 kVA | --> | 0.19 | 0 | 0 | 0.19 | 0 |  | --> | E17 ex KILCOLGAN | Kilcolgan [T42,T421] | GALWAY 110KV |  | 53.177 | -8.821
MV/LV Substation KN***803X |  | 10 kV | _ | LV | 200 kVA :Pole Substation | 0.2 | --> | 0.2 | 0 | 0 | Constrained, otherwise capacity available =166 kVA | --> | 0.19 | 0 | 0 | 0.195 | 0 |  | --> | C16 ex LOUGHREA | Loughrea [T41,T42] | SOMERSET |  | 53.1841 | -8.5572
MV/LV Substation LI***808X |  | 20 kV | _ | LV | 50 kVA :Pole Substation | 0.05 | --> | 0.05 | 0.041 | 1.62 |  | --> | 0.048 | 0 | 0 | 0.049 | 0 |  | --> | C17 ex CURRA | Curra [T41] | SOMERSET |  | 53.1727 | -8.3386
MV/LV Substation CA***818 |  | 20 kV | _ | LV | 50 kVA :Pole Substation | 0.05 | --> | 0.05 | 0 | 0 | Constrained, otherwise capacity available =40 kVA | --> | 0.048 | 0 | 0 | 0.049 | 0 |  | --> | E30 ex LOUGHREA | Loughrea [T41,T42] | SOMERSET |  | 53.2137 | -8.6308
MV/LV Substation GO***833X |  | 10 kV | _ | LV | 50 kVA :Pole Substation | 0.05 | --> | 0.05 | 0 | 0 | Constrained, otherwise capacity available =49 kVA | --> | 0.048 | 0 | 0 | 0.048 | 0 |  | --> | C17 ex LOUGHREA | Loughrea [T41,T42] | SOMERSET |  | 53.2072 | -8.5885
MV/LV Substation HA***834X |  | 10 kV | _ | LV | 400 kVA :Kiosk Substation | 0.4 | --> | 0.4 | 0 | 0 | Constrained, otherwise capacity available =331 kVA | --> | 0.38 | 0 | 0.017 | 0.347 | 0 | Constrained, otherwise capacity available =377 kW | --> | C17 ex LOUGHREA | Loughrea [T41,T42] | SOMERSET |  | 53.2044 | -8.5747
MV/LV Substation AR***854X |  | 10 kV | _ | LV | 400 kVA :Kiosk Substation | 0.4 | --> | 0.4 | 0 | 0 | Constrained, otherwise capacity available =356 kVA | --> | 0.38 | 0 | 0.022 | 0.347 | 0 | Constrained, otherwise capacity available =370 kW | --> | C16 ex LOUGHREA | Loughrea [T41,T42] | SOMERSET |  | 53.2024 | -8.5594
MV/LV Substation FA***858X |  | 10 kV | _ | LV | 200 kVA :Pole Substation | 0.2 | --> | 0.2 | 0 | 0 | Constrained, otherwise capacity available =151 kVA | --> | 0.19 | 0 | 0.01 | 0.189 | 0 |  | --> | C17 ex LOUGHREA | Loughrea [T41,T42] | SOMERSET |  | 53.2001 | -8.5572
MV/LV Substation CO***867X |  | 10 kV | _ | LV | 50 kVA :Pole Substation | 0.05 | --> | 0.05 | 0 | 0 | Constrained, otherwise capacity available =32 kVA | --> | 0.048 | 0 | 0 | 0.05 | 0 |  | --> | C17 ex LOUGHREA | Loughrea [T41,T42] | SOMERSET |  | 53.2053 | -8.572
MV/LV Substation CA***883X |  | 10 kV | _ | LV | 100 kVA :Pole Substation | 0.1 | --> | 0.1 | 0 | 0 | Constrained, otherwise capacity available =84 kVA | --> | 0.095 | 0 | 0 | 0.097 | 0 |  | --> | C16 ex LOUGHREA | Loughrea [T41,T42] | SOMERSET |  | 53.1865 | -8.5176
MV/LV Substation KI***888 |  | 20 kV | _ | LV | 50 kVA :Pole Substation | 0.05 | --> | 0.05 | 0 | 0 | Constrained, otherwise capacity available =45 kVA | --> | 0.048 | 0 | 0 | 0.048 | 0 |  | --> | E30 ex LOUGHREA | Loughrea [T41,T42] | SOMERSET |  | 53.2228 | -8.7208
MV/LV Substation CR***907 |  | 20 kV | _ | LV | 200 kVA :Pole Substation | 0.2 | --> | 0.2 | 0 | 0 | Constrained, otherwise capacity available =175 kVA | --> | 0.19 | 0 | 0.02 | 0.179 | 0 |  | --> | E30 ex LOUGHREA | Loughrea [T41,T42] | SOMERSET |  | 53.2313 | -8.7372
MV/LV Substation DR***932X |  | 10 kV | _ | LV | 400 kVA :Kiosk Substation | 0.4 | --> | 0.4 | 0 | 0 | Constrained, otherwise capacity available =356 kVA | --> | 0.38 | 0 | 0.015 | 0.347 | 0 | Constrained, otherwise capacity available =375 kW | --> | C17 ex LOUGHREA | Loughrea [T41,T42] | SOMERSET |  | 53.2028 | -8.5579
MV/LV Substation DO***945X |  | 20 kV | _ | LV | 400 kVA :Kiosk Substation | 0.4 | --> | 0.4 | 0 | 0 | Constrained, otherwise capacity available =344 kVA | --> | 0.38 | 0 | 0.02 | 0.347 | 0 | Constrained, otherwise capacity available =373 kW | --> | E30 ex LOUGHREA | Loughrea [T41,T42] | SOMERSET |  | 53.2268 | -8.7277
MV/LV Substation BO***957X |  | 20 kV | _ | LV | 50 kVA :Pole Substation | 0.05 | --> | 0.05 | 0 | 0 | Constrained, otherwise capacity available =38 kVA | --> | 0.048 | 0 | 0.035 | 0.023 | 0 |  | --> | E30 ex LOUGHREA | Loughrea [T41,T42] | SOMERSET |  | 53.1927 | -8.6466
MV/LV Substation HO***970X |  | 20 kV | _ | LV | 200 kVA :Pole Substation | 0.2 | --> | 0.2 | 0 | 0 | Constrained, otherwise capacity available =171 kVA | --> | 0.19 | 0 | 0 | 0.194 | 0 |  | --> | E28 ex LOUGHREA | Loughrea [T41,T42] | SOMERSET |  | 53.1757 | -8.3966
MV/LV Substation CO***972X |  | 20 kV | _ | LV | 50 kVA :Pole Substation | 0.05 | --> | 0.05 | 0 | 0 | Constrained, otherwise capacity available =44 kVA | --> | 0.048 | 0 | 0 | 0.048 | 0 |  | --> | E28 ex LOUGHREA | Loughrea [T41,T42] | SOMERSET |  | 53.2082 | -8.4785
MV/LV Substation DA***975X |  | 20 kV | _ | LV | 100 kVA :Pole Substation | 0.1 | --> | 0.1 | 0 | 0 | Constrained, otherwise capacity available =99 kVA | --> | 0.095 | 0 | 0 | 0.095 | 0 |  | --> | E28 ex LOUGHREA | Loughrea [T41,T42] | SOMERSET |  | 53.2233 | -8.4771
MV/LV Substation SE***980X |  | 20 kV | _ | LV | 400 kVA :Kiosk Substation | 0.4 | --> | 0.4 | 0 | 0 | Constrained, otherwise capacity available =340 kVA | --> | 0.38 | 0 | 0 | 0.347 | 0 | Constrained, otherwise capacity available =388 kW | --> | E28 ex LOUGHREA | Loughrea [T41,T42] | SOMERSET |  | 53.2141 | -8.5608
MV/LV Substation TU***996X |  | 10 kV | _ | LV | 400 kVA :Kiosk Substation | 0.4 | --> | 0.4 | 0 | 0 | Constrained, otherwise capacity available =371 kVA | --> | 0.38 | 0 | 0.022 | 0.347 | 0 | Constrained, otherwise capacity available =368 kW | --> | C16 ex LOUGHREA | Loughrea [T41,T42] | SOMERSET |  | 53.1954 | -8.5922
MV/LV Substation TH***003 |  | 10 kV | _ | LV | 200 kVA :Kiosk Substation | 0.2 | --> | 0.2 | 0 | 0 | Constrained, otherwise capacity available =77 kVA | --> | 0.19 | 0 | 0.023 | 0.189 | 0 |  | --> | C13 ex ROSCOMMON | Roscommon [T41,T42] | LANESBORO |  | 53.6232 | -8.1934
MV/LV Substation AB***005 |  | 10 kV | _ | LV | 200 kVA :Pole Substation | 0.2 | --> | 0.2 | 0 | 0 | Constrained, otherwise capacity available =132 kVA | --> | 0.19 | 0 | 0.015 | 0.188 | 0 |  | --> | C12 ex ROSCOMMON | Roscommon [T41,T42] | LANESBORO |  | 53.6278 | -8.193
MV/LV Substation CO***006 |  | 10 kV | _ | LV | 200 kVA :Pole Substation | 0.2 | --> | 0.2 | 0 | 0 | Constrained, otherwise capacity available =199 kVA | --> | 0.19 | 0 | 0 | 0.19 | 0 |  | --> | C13 ex ROSCOMMON | Roscommon [T41,T42] | LANESBORO |  | 53.6238 | -8.1842
MV/LV Substation CO***008 |  | 10 kV | _ | LV | 630 kVA :Building Structure | 0.63 | --> | 0.63 | 0 | 0 | Constrained, otherwise capacity available =424 kVA | --> | 0.598 | 0 | 0.015 | 0.5 | 0 |  | --> | C13 ex ROSCOMMON | Roscommon [T41,T42] | LANESBORO |  | 53.6247 | -8.1769
MV/LV Substation BA***009Y |  | 20 kV | _ | LV | 100 kVA :Pole Substation | 0.1 | --> | 0.1 | 0 | 0 | Constrained, otherwise capacity available =99 kVA | --> | 0.095 | 0 | 0 | 0.095 | 0 |  | --> | C20 ex ROSCOMMON | Roscommon [T41,T42] | LANESBORO |  | 53.7005 | -8.2079
MV/LV Substation CU***012Y |  | 10 kV | _ | LV | 50 kVA :Pole Substation | 0.05 | --> | 0.05 | 0 | 0 | Constrained, otherwise capacity available =49 kVA | --> | 0.048 | 0 | 0 | 0.048 | 0 |  | --> | C12 ex AGHAMORE | Aghamore [T41,T42] | LANESBORO |  | 53.7296 | -8.0302
MV/LV Substation LA***017 |  | 10 kV | _ | LV | 200 kVA :Pole Substation | 0.2 | --> | 0.2 | 0 | 0 | Constrained, otherwise capacity available =88 kVA | --> | 0.19 | 0 | 0.026 | 0.186 | 0 |  | --> | C13 ex ROSCOMMON | Roscommon [T41,T42] | LANESBORO |  | 53.6326 | -8.1859
MV/LV Substation CO***020 |  | 10 kV | _ | LV | 100 kVA :Pole Substation | 0.1 | --> | 0.1 | 0 | 0 | Constrained, otherwise capacity available =26 kVA | --> | 0.095 | 0 | 0 | 0.104 | 0 |  | --> | C12 ex ROSCOMMON | Roscommon [T41,T42] | LANESBORO |  | 53.6278 | -8.1992
MV/LV Substation HE***021 |  | 10 kV | _ | LV | 400 kVA :Kiosk Substation | 0.4 | --> | 0.4 | 0 | 0 | Constrained, otherwise capacity available =279 kVA | --> | 0.38 | 0 | 0.05 | 0.359 | 0 |  | --> | C12 ex ROSCOMMON | Roscommon [T41,T42] | LANESBORO |  | 53.6275 | -8.1921
MV/LV Substation CA***024 |  | 10 kV | _ | LV | 50 kVA :Pole Substation | 0.05 | --> | 0.05 | 0 | 0 | Constrained, otherwise capacity available =44 kVA | --> | 0.048 | 0 | 0 | 0.048 | 0 |  | --> | C12 ex ROSCOMMON | Roscommon [T41,T42] | LANESBORO |  | 53.6393 | -8.2039
MV/LV Substation SW***025 |  | 10 kV | _ | LV | 200 kVA :Pole Substation | 0.2 | --> | 0.2 | 0 | 0 | Constrained, otherwise capacity available =127 kVA | --> | 0.19 | 0 | 0 | 0.2 | 0 |  | --> | C12 ex ROSCOMMON | Roscommon [T41,T42] | LANESBORO |  | 53.6302 | -8.1955
MV/LV Substation HA***025Y |  | 10 kV | _ | LV | 200 kVA :Pole Substation | 0.2 | --> | 0.2 | 0 | 0 | Constrained, otherwise capacity available =160 kVA | --> | 0.19 | 0 | 0.008 | 0.19 | 0 |  | --> | C17 ex ROSCOMMON | Roscommon [T41,T42] | LANESBORO |  | 53.6221 | -8.1731
MV/LV Substation CO***026 |  | 10 kV | _ | LV | 200 kVA :Pole Substation | 0.2 | --> | 0.2 | 0 | 0 | Constrained, otherwise capacity available =108 kVA | --> | 0.19 | 0 | 0.005 | 0.198 | 0 |  | --> | C13 ex ROSCOMMON | Roscommon [T41,T42] | LANESBORO |  | 53.6336 | -8.1794
MV/LV Substation CO***027 |  | 10 kV | _ | LV | 100 kVA :Pole Substation | 0.1 | --> | 0.1 | 0 | 0 | Constrained, otherwise capacity available =67 kVA | --> | 0.095 | 0 | 0.01 | 0.092 | 0 |  | --> | C13 ex ROSCOMMON | Roscommon [T41,T42] | LANESBORO |  | 53.6262 | -8.1883
MV/LV Substation BA***032Y |  | 20 kV | _ | LV | 50 kVA :Pole Substation | 0.05 | --> | 0.05 | 0 | 0 | Constrained, otherwise capacity available =31 kVA | --> | 0.048 | 0 | 0.01 | 0.043 | 0 |  | --> | C20 ex ROSCOMMON | Roscommon [T41,T42] | LANESBORO |  | 53.7035 | -8.2072
MV/LV Substation AB***033Y |  | 10 kV | _ | LV | 400 kVA :Kiosk Substation | 0.4 | --> | 0.4 | 0 | 0 | Constrained, otherwise capacity available =264 kVA | --> | 0.38 | 0 | 0.055 | 0.357 | 0 |  | --> | C12 ex ROSCOMMON | Roscommon [T41,T42] | LANESBORO |  | 53.6256 | -8.1971
MV/LV Substation BO***045Y |  | 10 kV | _ | LV | 50 kVA :Pole Substation | 0.05 | --> | 0.05 | 0 | 0 | Constrained, otherwise capacity available =38 kVA | --> | 0.048 | 0 | 0 | 0.049 | 0 |  | --> | C12 ex AGHAMORE | Aghamore [T41,T42] | LANESBORO |  | 53.7005 | -8.0207
MV/LV Substation LO***062Y |  | 10 kV | _ | LV | 100 kVA :Pole Substation | 0.1 | --> | 0.1 | 0 | 0 | Constrained, otherwise capacity available =93 kVA | --> | 0.095 | 0 | 0 | 0.096 | 0 |  | --> | C12 ex ROSCOMMON | Roscommon [T41,T42] | LANESBORO |  | 53.6293 | -8.2004
MV/LV Substation HY***069Y |  | 10 kV | _ | LV | 50 kVA :Pole Substation | 0.05 | --> | 0.05 | 0 | 0 | Constrained, otherwise capacity available =28 kVA | --> | 0.048 | 0 | 0 | 0.05 | 0 |  | --> | C13 ex ROSCOMMON | Roscommon [T41,T42] | LANESBORO |  | 53.6238 | -8.1808
MV/LV Substation HY***075Y |  | 10 kV | _ | LV | 100 kVA :Pole Substation | 0.1 | --> | 0.1 | 0 | 0 | Constrained, otherwise capacity available =70 kVA | --> | 0.095 | 0 | 0.015 | 0.088 | 0 |  | --> | C13 ex ROSCOMMON | Roscommon [T41,T42] | LANESBORO |  | 53.6221 | -8.1817
MV/LV Substation MU***106Y |  | 20 kV | _ | LV | 100 kVA :Pole Substation | 0.1 | --> | 0.1 | 0 | 0 | Constrained, otherwise capacity available =89 kVA | --> | 0.095 | 0 | 0 | 0.096 | 0 |  | --> | C18 ex ROSCOMMON | Roscommon [T41,T42] | LANESBORO |  | 53.5504 | -8.0648
MV/LV Substation LE***124Y |  | 20 kV | _ | LV | 50 kVA :Pole Substation | 0.05 | --> | 0.05 | 0 | 0 | Constrained, otherwise capacity available =36 kVA | --> | 0.048 | 0 | 0.006 | 0.045 | 0 |  | --> | C18 ex ROSCOMMON | Roscommon [T41,T42] | LANESBORO |  | 53.5469 | -8.0546
MV/LV Substation PU***125Y |  | 20 kV | _ | LV | 50 kVA :Pole Substation | 0.05 | --> | 0.05 | 0 | 0 | Constrained, otherwise capacity available =37 kVA | --> | 0.048 | 0 | 0.005 | 0.046 | 0 |  | --> | C18 ex ROSCOMMON | Roscommon [T41,T42] | LANESBORO |  | 53.5455 | -8.0522
MV/LV Substation GA***143Y |  | 10 kV | _ | LV | 50 kVA :Pole Substation | 0.05 | --> | 0.05 | 0 | 0 | Constrained, otherwise capacity available =37 kVA | --> | 0.048 | 0 | 0 | 0.049 | 0 |  | --> | C12 ex ROSCOMMON | Roscommon [T41,T42] | LANESBORO |  | 53.6412 | -8.2057
MV/LV Substation FU***146Y |  | 20 kV | _ | LV | 50 kVA :Pole Substation | 0.05 | --> | 0.05 | 0 | 0 | Constrained, otherwise capacity available =49 kVA | --> | 0.048 | 0 | 0 | 0.048 | 0 |  | --> | C17 ex ROSCOMMON | Roscommon [T41,T42] | LANESBORO |  | 53.6165 | -8.2635
MV/LV Substation BA***148 |  | 10 kV | _ | LV | 50 kVA :Pole Substation | 0.05 | --> | 0.05 | 0 | 0 | Constrained, otherwise capacity available =37 kVA | --> | 0.048 | 0 | 0.005 | 0.046 | 0 |  | --> | C17 ex ROSCOMMON | Roscommon [T41,T42] | LANESBORO |  | 53.6034 | -8.207
MV/LV Substation LE***150Y |  | 20 kV | _ | LV | 50 kVA :Pole Substation | 0.05 | --> | 0.05 | 0 | 0 | Constrained, otherwise capacity available =42 kVA | --> | 0.048 | 0 | 0 | 0.049 | 0 |  | --> | C18 ex ROSCOMMON | Roscommon [T41,T42] | LANESBORO |  | 53.5464 | -8.052
MV/LV Substation ST***159Y |  | 10 kV | _ | LV | 630 kVA :Building Structure | 0.63 | --> | 0.63 | 0 | 0 | Constrained, otherwise capacity available =468 kVA | --> | 0.598 | 0 | 0 | 0.5 | 0 |  | --> | C12 ex ROSCOMMON | Roscommon [T41,T42] | LANESBORO |  | 53.632 | -8.1913
MV/LV Substation LA***164Y |  | 10 kV | _ | LV | 400 kVA :Kiosk Substation | 0.4 | --> | 0.4 | 0 | 0 | Constrained, otherwise capacity available =339 kVA | --> | 0.38 | 0 | 0 | 0.388 | 0 |  | --> | C13 ex ROSCOMMON | Roscommon [T41,T42] | LANESBORO |  | 53.6341 | -8.1763
MV/LV Substation CL***174Y |  | 10 kV | _ | LV | 100 kVA :Pole Substation | 0.1 | --> | 0.1 | 0 | 0 | Constrained, otherwise capacity available =75 kVA | --> | 0.095 | 0 | 0.008 | 0.092 | 0 |  | --> | C19 ex ROSCOMMON | Roscommon [T41,T42] | LANESBORO |  | 53.6418 | -8.1715
MV/LV Substation CL***184 |  | 10 kV | _ | LV | 200 kVA :Pole Substation | 0.2 | --> | 0.2 | 0 | 0 | Constrained, otherwise capacity available =167 kVA | --> | 0.19 | 0 | 0.016 | 0.182 | 0 |  | --> | C12 ex ROSCOMMON | Roscommon [T41,T42] | LANESBORO |  | 53.637 | -8.1818
MV/LV Substation AR***186Y |  | 10 kV | _ | LV | 50 kVA :Pole Substation | 0.05 | --> | 0.05 | 0 | 0 | Constrained, otherwise capacity available =45 kVA | --> | 0.048 | 0 | 0 | 0.048 | 0 |  | --> | C17 ex ROSCOMMON | Roscommon [T41,T42] | LANESBORO |  | 53.6191 | -8.1772
MV/LV Substation WA***187Y |  | 10 kV | _ | LV | 50 kVA :Pole Substation | 0.05 | --> | 0.05 | 0 | 0 | Constrained, otherwise capacity available =37 kVA | --> | 0.048 | 0 | 0 | 0.049 | 0 |  | --> | C12 ex ROSCOMMON | Roscommon [T41,T42] | LANESBORO |  | 53.6388 | -8.1733
MV/LV Substation GL***188Y |  | 10 kV | _ | LV | 100 kVA :Pole Substation | 0.1 | --> | 0.1 | 0 | 0 | Constrained, otherwise capacity available =66 kVA | --> | 0.095 | 0 | 0.012 | 0.091 | 0 |  | --> | C17 ex ROSCOMMON | Roscommon [T41,T42] | LANESBORO |  | 53.6171 | -8.1941
MV/LV Substation DE***200Y |  | 20 kV | _ | LV | 200 kVA :Pole Substation | 0.2 | --> | 0.2 | 0 | 0 | Constrained, otherwise capacity available =151 kVA | --> | 0.19 | 0 | 0 | 0.197 | 0 |  | --> | C20 ex ROSCOMMON | Roscommon [T41,T42] | LANESBORO |  | 53.6765 | -8.1896
MV/LV Substation JJ***206Y |  | 10 kV | _ | LV | 50 kVA :Pole Substation | 0.05 | --> | 0.05 | 0 | 0 | Constrained, otherwise capacity available =46 kVA | --> | 0.048 | 0 | 0 | 0.048 | 0 |  | --> | C19 ex ROSCOMMON | Roscommon [T41,T42] | LANESBORO |  | 53.638 | -8.2326
MV/LV Substation BA***212Y |  | 10 kV | _ | LV | 50 kVA :Pole Substation | 0.05 | --> | 0.05 | 0.042 | 1.28 |  | --> | 0.048 | 0 | 0 | 0.049 | 0 |  | --> | C21 ex CASTLEREA | Castlerea [T41,T42] | CARRICK ON SHANNON |  | 53.7192 | -8.4136
MV/LV Substation CI***220Y |  | 10 kV | _ | LV | 400 kVA :Kiosk Substation | 0.4 | --> | 0.4 | 0 | 0 | Constrained, otherwise capacity available =324 kVA | --> | 0.38 | 0 | 0.005 | 0.386 | 0 |  | --> | C13 ex ROSCOMMON | Roscommon [T41,T42] | LANESBORO |  | 53.6279 | -8.1893
MV/LV Substation GA***234Y |  | 10 kV | _ | LV | 400 kVA :Kiosk Substation | 0.4 | --> | 0.4 | 0 | 0 | Constrained, otherwise capacity available =266 kVA | --> | 0.38 | 0 | 0 | 0 | 0 | Constrained, otherwise capacity available =398 kW | --> | E15 ex GLENAMADDY | Glenamaddy [T422] | ATHLONE |  | 53.6172 | -8.4592
MV/LV Substation HA***240Y |  | 10 kV | _ | LV | 200 kVA :Pole Substation | 0.2 | --> | 0.2 | 0 | 0 | Constrained, otherwise capacity available =143 kVA | --> | 0.19 | 0 | 0.011 | 0.189 | 0 |  | --> | C17 ex ROSCOMMON | Roscommon [T41,T42] | LANESBORO |  | 53.6242 | -8.1707
MV/LV Substation CL***242Y |  | 10 kV | _ | LV | 50 kVA :Pole Substation | 0.05 | --> | 0.05 | 0 | 0 | Constrained, otherwise capacity available =49 kVA | --> | 0.048 | 0 | 0 | 0.048 | 0 |  | --> | C22 ex ROSCOMMON | Roscommon [T41,T42] | LANESBORO |  | 53.6724 | -8.0298
MV/LV Substation LI***285Y |  | 10 kV | _ | LV | 50 kVA :Pole Substation | 0.05 | --> | 0.05 | 0 | 0 | Constrained, otherwise capacity available =46 kVA | --> | 0.048 | 0 | 0 | 0.048 | 0 |  | --> | C19 ex ROSCOMMON | Roscommon [T41,T42] | LANESBORO |  | 53.6536 | -8.252
MV/LV Substation BA***287 |  | 10 kV | _ | LV | 50 kVA :Pole Substation | 0.05 | --> | 0.05 | 0.025 | 1.28 |  | --> | 0.048 | 0 | 0 | 0.051 | 0 |  | --> | C21 ex CASTLEREA | Castlerea [T41,T42] | CARRICK ON SHANNON |  | 53.6922 | -8.4863
MV/LV Substation RU***289Y |  | 20 kV | _ | LV | 50 kVA :Pole Substation | 0.05 | --> | 0.05 | 0 | 0 | Constrained, otherwise capacity available =48 kVA | --> | 0.048 | 0 | 0 | 0.048 | 0 |  | --> | C20 ex ROSCOMMON | Roscommon [T41,T42] | LANESBORO |  | 53.6896 | -8.2014
MV/LV Substation BA***290 |  | 10 kV | _ | LV | 100 kVA :Pole Substation | 0.1 | --> | 0.1 | 0 | 0 | Constrained, otherwise capacity available =84 kVA | --> | 0.095 | 0 | 0.005 | 0.093 | 0 |  | --> | C17 ex ROSCOMMON | Roscommon [T41,T42] | LANESBORO |  | 53.6122 | -8.189
MV/LV Substation PA***299 |  | 10 kV | _ | LV | 200 kVA :Pole Substation | 0.2 | --> | 0.2 | 0 | 0 | Constrained, otherwise capacity available =139 kVA | --> | 0.19 | 0 | 0 | 0.153 | 0 | Constrained, otherwise capacity available =198 kW | --> | C12 ex AGHAMORE | Aghamore [T41,T42] | LANESBORO |  | 53.6777 | -8.0127
MV/LV Substation FE***299Y |  | 20 kV | _ | LV | 50 kVA :Pole Substation | 0.05 | --> | 0.05 | 0 | 0 | Constrained, otherwise capacity available =38 kVA | --> | 0.048 | 0 | 0 | 0.049 | 0 |  | --> | C18 ex ROSCOMMON | Roscommon [T41,T42] | LANESBORO |  | 53.5812 | -8.156
MV/LV Substation CL***302Y |  | 10 kV | _ | LV | 100 kVA :Pole Substation | 0.1 | --> | 0.1 | 0 | 0 | Constrained, otherwise capacity available =55 kVA | --> | 0.095 | 0 | 0 | 0.101 | 0 |  | --> | C19 ex ROSCOMMON | Roscommon [T41,T42] | LANESBORO |  | 53.6534 | -8.2599
MV/LV Substation LA***307Y |  | 10 kV | _ | LV | 50 kVA :Pole Substation | 0.05 | --> | 0.05 | 0 | 0 | Constrained, otherwise capacity available =47 kVA | --> | 0.048 | 0 | 0 | 0.048 | 0 |  | --> | C22 ex ROSCOMMON | Roscommon [T41,T42] | LANESBORO |  | 53.6389 | -8.1569
MV/LV Substation FA***309Y |  | 20 kV | _ | LV | 50 kVA :Pole Substation | 0.05 | --> | 0.05 | 0 | 0 | Constrained, otherwise capacity available =49 kVA | --> | 0.048 | 0 | 0 | 0 | 0 | Constrained, otherwise capacity available =48 kW | --> | E15 ex GLENAMADDY | Glenamaddy [T422] | ATHLONE |  | 53.5867 | -8.4838
MV/LV Substation WH***320Y |  | 20 kV | _ | LV | 400 kVA :Building Structure | 0.4 | --> | 0.4 | 0 | 0 | Constrained, otherwise capacity available =400 kVA | --> | 0.38 | 0 | 0 | 0.38 | 0 |  | --> | C18 ex ROSCOMMON | Roscommon [T41,T42] | LANESBORO |  | 53.5497 | -8.0693
MV/LV Substation TO***348Y |  | 10 kV | _ | LV | 630 kVA :Kiosk Substation | 0.63 | --> | 0.63 | 0 | 0 | Constrained, otherwise capacity available =498 kVA | --> | 0.598 | 0 | 0 | 0.5 | 0 |  | --> | C13 ex ROSCOMMON | Roscommon [T41,T42] | LANESBORO |  | 53.6309 | -8.1886
MV/LV Substation HA***365Y |  | 10 kV | _ | LV | 50 kVA :Pole Substation | 0.05 | --> | 0.05 | 0 | 0 | Constrained, otherwise capacity available =49 kVA | --> | 0.048 | 0 | 0 | 0.048 | 0 |  | --> | C22 ex ROSCOMMON | Roscommon [T41,T42] | LANESBORO |  | 53.6397 | -8.1576
MV/LV Substation ST***384Y |  | 10 kV | _ | LV | 50 kVA :Pole Substation | 0.05 | --> | 0.05 | 0 | 0 | Constrained, otherwise capacity available =49 kVA | --> | 0.048 | 0 | 0 | 0.048 | 0 |  | --> | C12 ex AGHAMORE | Aghamore [T41,T42] | LANESBORO |  | 53.7692 | -8.0747
MV/LV Substation MU***399 |  | 10 kV | _ | LV | 100 kVA :Pole Substation | 0.1 | --> | 0.1 | 0 | 0 | Constrained, otherwise capacity available =94 kVA | --> | 0.095 | 0 | 0 | 0.096 | 0 |  | --> | C12 ex ROSCOMMON | Roscommon [T41,T42] | LANESBORO |  | 53.6404 | -8.202
MV/LV Substation RO***4005 |  | 10 kV | _ | LV | 100 kVA :Pole Substation | 0.1 | --> | 0.1 | 0 | 0 | Constrained, otherwise capacity available =74 kVA | --> | 0.095 | 0 | 0.01 | 0.091 | 0 |  | --> | C20 ex ROSCOMMON | Roscommon [T41,T42] | LANESBORO |  | 53.6453 | -8.1558
MV/LV Substation BA***4019 |  | 20 kV | _ | LV | 50 kVA :Pole Substation | 0.05 | --> | 0.05 | 0 | 0 | Constrained, otherwise capacity available =44 kVA | --> | 0.048 | 0 | 0 | 0 | 0 | Constrained, otherwise capacity available =48 kW | --> | E15 ex GLENAMADDY | Glenamaddy [T422] | ATHLONE |  | 53.5762 | -8.397
MV/LV Substation CL***402 |  | 10 kV | _ | LV | 50 kVA :Pole Substation | 0.05 | --> | 0.05 | 0 | 0 | Constrained, otherwise capacity available =38 kVA | --> | 0.048 | 0 | 0.02 | 0.034 | 0 |  | --> | C12 ex ROSCOMMON | Roscommon [T41,T42] | LANESBORO |  | 53.6381 | -8.1984
MV/LV Substation KN***402Y |  | 20 kV | _ | LV | 50 kVA :Pole Substation | 0.05 | --> | 0.05 | 0 | 0 | Constrained, otherwise capacity available =46 kVA | --> | 0.048 | 0 | 0 | 0 | 0 | Constrained, otherwise capacity available =48 kW | --> | E15 ex GLENAMADDY | Glenamaddy [T422] | ATHLONE |  | 53.5971 | -8.4775
MV/LV Substation CU***403Y |  | 10 kV | _ | LV | 400 kVA :Kiosk Substation | 0.4 | --> | 0.4 | 0 | 0 | Constrained, otherwise capacity available =370 kVA | --> | 0.38 | 0 | 0 | 0.153 | 0 | Constrained, otherwise capacity available =384 kW | --> | C12 ex AGHAMORE | Aghamore [T41,T42] | LANESBORO |  | 53.6714 | -7.9804
MV/LV Substation NE***4044 |  | 10 kV | _ | LV | 50 kVA :Pole Substation | 0.05 | --> | 0.05 | 0 | 0 | Constrained, otherwise capacity available =50 kVA | --> | 0.048 | 0 | 0 | 0.048 | 0 |  | --> | C19 ex ROSCOMMON | Roscommon [T41,T42] | LANESBORO |  | 53.6947 | -8.3375
MV/LV Substation AB***404Y |  | 10 kV | _ | LV | 200 kVA :Pole Substation | 0.2 | --> | 0.2 | 0 | 0 | Constrained, otherwise capacity available =100 kVA | --> | 0.19 | 0 | 0 | 0.203 | 0 |  | --> | C13 ex ROSCOMMON | Roscommon [T41,T42] | LANESBORO |  | 53.6252 | -8.1924
MV/LV Substation GA***4052 |  | 10 kV | _ | LV | 100 kVA :Pole Substation | 0.1 | --> | 0.1 | 0 | 0 | Constrained, otherwise capacity available =89 kVA | --> | 0.095 | 0 | 0 | 0.097 | 0 |  | --> | C17 ex ROSCOMMON | Roscommon [T41,T42] | LANESBORO |  | 53.6219 | -8.206
MV/LV Substation GO***4058 |  | 10 kV | _ | LV | 400 kVA :Building Structure | 0.4 | --> | 0.4 | 0 | 0 | Constrained, otherwise capacity available =400 kVA | --> | 0.38 | 0 | 0 | 0.38 | 0 |  | --> | C13 ex ROSCOMMON | Roscommon [T41,T42] | LANESBORO |  | 53.6231 | -8.1872
MV/LV Substation BA***4062 |  | 20 kV | _ | LV | 50 kVA :Pole Substation | 0.05 | --> | 0.05 | 0 | 0 | Constrained, otherwise capacity available =45 kVA | --> | 0.048 | 0 | 0 | 0.048 | 0 |  | --> | C20 ex ROSCOMMON | Roscommon [T41,T42] | LANESBORO |  | 53.7473 | -8.2766
MV/LV Substation CA***4063 |  | 10 kV | _ | LV | 100 kVA :Pole Substation | 0.1 | --> | 0.1 | 0.091 | 1.28 |  | --> | 0.095 | 0 | 0 | 0.096 | 0 |  | --> | C21 ex CASTLEREA | Castlerea [T41,T42] | CARRICK ON SHANNON |  | 53.7024 | -8.3508
MV/LV Substation BA***4064 |  | 20 kV | _ | LV | 50 kVA :Pole Substation | 0.05 | --> | 0.05 | 0 | 0 | Constrained, otherwise capacity available =39 kVA | --> | 0.048 | 0 | 0 | 0.049 | 0 |  | --> | C20 ex ROSCOMMON | Roscommon [T41,T42] | LANESBORO |  | 53.7029 | -8.1928
MV/LV Substation LI***4068 |  | 20 kV | _ | LV | 50 kVA :Pole Substation | 0.05 | --> | 0.05 | 0 | 0 | Constrained, otherwise capacity available =50 kVA | --> | 0.048 | 0 | 0 | 0.048 | 0 |  | --> | C18 ex ROSCOMMON | Roscommon [T41,T42] | LANESBORO |  | 53.5835 | -8.1394
MV/LV Substation LA***4072 |  | 10 kV | _ | LV | 400 kVA :Kiosk Substation | 0.4 | --> | 0.4 | 0 | 0 | Constrained, otherwise capacity available =397 kVA | --> | 0.38 | 0 | 0 | 0.153 | 0 | Constrained, otherwise capacity available =380 kW | --> | C12 ex AGHAMORE | Aghamore [T41,T42] | LANESBORO |  | 53.6734 | -7.9924
MV/LV Substation LI***408 |  | 10 kV | _ | LV | 100 kVA :Pole Substation | 0.1 | --> | 0.1 | 0 | 0 | Constrained, otherwise capacity available =76 kVA | --> | 0.095 | 0 | 0.005 | 0.095 | 0 |  | --> | C17 ex ROSCOMMON | Roscommon [T41,T42] | LANESBORO |  | 53.6154 | -8.2008
MV/LV Substation BA***4087 |  | 20 kV | _ | LV | 50 kVA :Pole Substation | 0.05 | --> | 0.05 | 0 | 0 | Constrained, otherwise capacity available =50 kVA | --> | 0.048 | 0 | 0 | 0.048 | 0 |  | --> | C20 ex ROSCOMMON | Roscommon [T41,T42] | LANESBORO |  | 53.7701 | -8.2784
MV/LV Substation ME***4106 |  | 10 kV | _ | LV | 400 kVA :Building Structure | 0.4 | --> | 0.4 | 0 | 0 | Constrained, otherwise capacity available =357 kVA | --> | 0.38 | 0 | 0.011 | 0.378 | 0 |  | --> | C13 ex ROSCOMMON | Roscommon [T41,T42] | LANESBORO |  | 53.6273 | -8.1873
MV/LV Substation MI***4108 |  | 10 kV | _ | LV | 200 kVA :Pole Substation | 0.2 | --> | 0.2 | 0 | 0 | Constrained, otherwise capacity available =149 kVA | --> | 0.19 | 0 | 0 | 0.197 | 0 |  | --> | C20 ex ROSCOMMON | Roscommon [T41,T42] | LANESBORO |  | 53.6465 | -8.1575
MV/LV Substation BA***4115 |  | 10 kV | _ | LV | 400 kVA :Kiosk Substation | 0.4 | --> | 0.4 | 0 | 0 | Constrained, otherwise capacity available =323 kVA | --> | 0.38 | 0 | 0.05 | 0.353 | 0 |  | --> | C19 ex ROSCOMMON | Roscommon [T41,T42] | LANESBORO |  | 53.6397 | -8.2126
MV/LV Substation FL***4130 |  | 20 kV | _ | LV | 50 kVA :Pole Substation | 0.05 | --> | 0.05 | 0 | 0 | Constrained, otherwise capacity available =47 kVA | --> | 0.048 | 0 | 0 | 0.048 | 0 |  | --> | C20 ex ROSCOMMON | Roscommon [T41,T42] | LANESBORO |  | 53.7783 | -8.2519
MV/LV Substation FO***4168 |  | 20 kV | _ | LV | 50 kVA :Pole Substation | 0.05 | --> | 0.05 | 0 | 0 | Constrained, otherwise capacity available =33 kVA | --> | 0.048 | 0 | 0 | 0.05 | 0 |  | --> | C20 ex ROSCOMMON | Roscommon [T41,T42] | LANESBORO |  | 53.6615 | -8.2148
MV/LV Substation RA***4178 |  | 10 kV | _ | LV | 50 kVA :Pole Substation | 0.05 | --> | 0.05 | 0 | 0 | Constrained, otherwise capacity available =39 kVA | --> | 0.048 | 0 | 0 | 0.049 | 0 |  | --> | C19 ex ROSCOMMON | Roscommon [T41,T42] | LANESBORO |  | 53.6488 | -8.2166
MV/LV Substation DU***4181 |  | 20 kV | _ | LV | 200 kVA :Pole Substation | 0.2 | --> | 0.2 | 0 | 0 | Constrained, otherwise capacity available =178 kVA | --> | 0.19 | 0 | 0 | 0.193 | 0 |  | --> | C17 ex ROSCOMMON | Roscommon [T41,T42] | LANESBORO |  | 53.631 | -8.3194
MV/LV Substation DU***4182 |  | 20 kV | _ | LV | 200 kVA :Pole Substation | 0.2 | --> | 0.2 | 0 | 0 | Constrained, otherwise capacity available =187 kVA | --> | 0.19 | 0 | 0 | 0.192 | 0 |  | --> | C17 ex ROSCOMMON | Roscommon [T41,T42] | LANESBORO |  | 53.6305 | -8.3163
MV/LV Substation LI***4188 |  | 10 kV | _ | LV | 50 kVA :Pole Substation | 0.05 | --> | 0.05 | 0 | 0 | Constrained, otherwise capacity available =46 kVA | --> | 0.048 | 0 | 0 | 0.048 | 0 |  | --> | C17 ex ROSCOMMON | Roscommon [T41,T42] | LANESBORO |  | 53.6208 | -8.2041
MV/LV Substation SE***4190 |  | 10 kV | _ | LV | 200 kVA :Pole Substation | 0.2 | --> | 0.2 | 0 | 0 | Constrained, otherwise capacity available =112 kVA | --> | 0.19 | 0 | 0 | 0.202 | 0 |  | --> | C13 ex ROSCOMMON | Roscommon [T41,T42] | LANESBORO |  | 53.6248 | -8.1868
MV/LV Substation BA***4193 |  | 10 kV | _ | LV | 400 kVA :Building Structure | 0.4 | --> | 0.4 | 0 | 0 | Constrained, otherwise capacity available =349 kVA | --> | 0.38 | 0 | 0 | 0.381 | 0 |  | --> | C17 ex ROSCOMMON | Roscommon [T41,T42] | LANESBORO |  | 53.609 | -8.1903
MV/LV Substation RO***4195 |  | 20 kV | _ | LV | 50 kVA :Pole Substation | 0.05 | --> | 0.05 | 0 | 0 | Constrained, otherwise capacity available =45 kVA | --> | 0.048 | 0 | 0 | 0.048 | 0 |  | --> | C20 ex ROSCOMMON | Roscommon [T41,T42] | LANESBORO |  | 53.6474 | -8.1717
MV/LV Substation CO***4201 |  | 10 kV | _ | LV | 630 kVA :Building Structure | 0.63 | --> | 0.63 | 0 | 0 | Constrained, otherwise capacity available =564 kVA | --> | 0.598 | 0 | 0 | 0.5 | 0 |  | --> | C12 ex ROSCOMMON | Roscommon [T41,T42] | LANESBORO |  | 53.6296 | -8.195
MV/LV Substation CA***4204 |  | 10 kV | _ | LV | 50 kVA :Pole Substation | 0.05 | --> | 0.05 | 0 | 0 | Constrained, otherwise capacity available =50 kVA | --> | 0.048 | 0 | 0 | 0.048 | 0 |  | --> | C19 ex ROSCOMMON | Roscommon [T41,T42] | LANESBORO |  | 53.6476 | -8.2248
MV/LV Substation CA***4206 |  | 20 kV | _ | LV | 50 kVA :Pole Substation | 0.05 | --> | 0.05 | 0 | 0 | Constrained, otherwise capacity available =50 kVA | --> | 0.048 | 0 | 0 | 0.048 | 0 |  | --> | C17 ex ROSCOMMON | Roscommon [T41,T42] | LANESBORO |  | 53.6219 | -8.3564
MV/LV Substation KN***4213 |  | 10 kV | _ | LV | 50 kVA :Pole Substation | 0.05 | --> | 0.05 | 0.038 | 1.28 |  | --> | 0.048 | 0 | 0 | 0.049 | 0 |  | --> | C21 ex CASTLEREA | Castlerea [T41,T42] | CARRICK ON SHANNON |  | 53.685 | -8.4814
MV/LV Substation MO***4229 |  | 20 kV | _ | LV | 50 kVA :Pole Substation | 0.05 | --> | 0.05 | 0 | 0 | Constrained, otherwise capacity available =46 kVA | --> | 0.048 | 0 | 0.015 | 0.037 | 0 |  | --> | C17 ex ROSCOMMON | Roscommon [T41,T42] | LANESBORO |  | 53.6273 | -8.2564
MV/LV Substation GO***4230 |  | 20 kV | _ | LV | 50 kVA :Pole Substation | 0.05 | --> | 0.05 | 0 | 0 | Constrained, otherwise capacity available =44 kVA | --> | 0.048 | 0 | 0 | 0 | 0 | Constrained, otherwise capacity available =48 kW | --> | E15 ex GLENAMADDY | Glenamaddy [T422] | ATHLONE |  | 53.5996 | -8.4444
MV/LV Substation LI***4236 |  | 20 kV | _ | LV | 50 kVA :Pole Substation | 0.05 | --> | 0.05 | 0 | 0 | Constrained, otherwise capacity available =49 kVA | --> | 0.048 | 0 | 0 | 0.048 | 0 |  | --> | C17 ex ROSCOMMON | Roscommon [T41,T42] | LANESBORO |  | 53.6202 | -8.2488
MV/LV Substation WE***4243 |  | 10 kV | _ | LV | 50 kVA :Pole Substation | 0.05 | --> | 0.05 | 0.033 | 1.28 |  | --> | 0.048 | 0 | 0 | 0.05 | 0 |  | --> | C21 ex CASTLEREA | Castlerea [T41,T42] | CARRICK ON SHANNON |  | 53.7412 | -8.4002
MV/LV Substation BA***4258 |  | 10 kV | _ | LV | 50 kVA :Pole Substation | 0.05 | --> | 0.05 | 0.04 | 1.28 |  | --> | 0.048 | 0 | 0 | 0.049 | 0 |  | --> | C21 ex CASTLEREA | Castlerea [T41,T42] | CARRICK ON SHANNON |  | 53.6911 | -8.4732
MV/LV Substation KI***4260 |  | 10 kV | _ | LV | 100 kVA :Pole Substation | 0.1 | --> | 0.1 | 0 | 0 | Constrained, otherwise capacity available =97 kVA | --> | 0.095 | 0 | 0 | 0.096 | 0 |  | --> | C12 ex AGHAMORE | Aghamore [T41,T42] | LANESBORO |  | 53.741 | -8.0363
MV/LV Substation CA***427Y |  | 10 kV | _ | LV | 50 kVA :Pole Substation | 0.05 | --> | 0.05 | 0 | 0 | Constrained, otherwise capacity available =50 kVA | --> | 0.048 | 0 | 0 | 0.048 | 0 |  | --> | C12 ex ROSCOMMON | Roscommon [T41,T42] | LANESBORO |  | 53.6351 | -8.1942
MV/LV Substation TH***428 |  | 20 kV | _ | LV | 100 kVA :Pole Substation | 0.1 | --> | 0.1 | 0 | 0 | Constrained, otherwise capacity available =74 kVA | --> | 0.095 | 0 | 0 | 0.098 | 0 |  | --> | C17 ex ROSCOMMON | Roscommon [T41,T42] | LANESBORO |  | 53.6142 | -8.2917
MV/LV Substation CR***428Y |  | 10 kV | _ | LV | 200 kVA :Pole Substation | 0.2 | --> | 0.2 | 0 | 0 | Constrained, otherwise capacity available =166 kVA | --> | 0.19 | 0 | 0.022 | 0.178 | 0 |  | --> | C17 ex ROSCOMMON | Roscommon [T41,T42] | LANESBORO |  | 53.6207 | -8.2013
MV/LV Substation CA***429 |  | 20 kV | _ | LV | 50 kVA :Pole Substation | 0.05 | --> | 0.05 | 0 | 0 | Constrained, otherwise capacity available =42 kVA | --> | 0.048 | 0 | 0 | 0.049 | 0 |  | --> | C17 ex ROSCOMMON | Roscommon [T41,T42] | LANESBORO |  | 53.6083 | -8.2938
MV/LV Substation DO***4301 |  | 10 kV | _ | LV | 400 kVA :Kiosk Substation | 0.4 | --> | 0.4 | 0 | 0 | Constrained, otherwise capacity available =347 kVA | --> | 0.38 | 0 | 0 | 0.387 | 0 |  | --> | C12 ex ROSCOMMON | Roscommon [T41,T42] | LANESBORO |  | 53.6374 | -8.1802
MV/LV Substation SC***4302 |  | 20 kV | _ | LV | 50 kVA :Pole Substation | 0.05 | --> | 0.05 | 0 | 0 | Constrained, otherwise capacity available =50 kVA | --> | 0.048 | 0 | 0 | 0.048 | 0 |  | --> | C17 ex ROSCOMMON | Roscommon [T41,T42] | LANESBORO |  | 53.6076 | -8.2875
MV/LV Substation EM***4308 |  | 10 kV | _ | LV | 50 kVA :Pole Substation | 0.05 | --> | 0.05 | 0 | 0 | Constrained, otherwise capacity available =37 kVA | --> | 0.048 | 0 | 0 | 0.049 | 0 |  | --> | C19 ex ROSCOMMON | Roscommon [T41,T42] | LANESBORO |  | 53.6588 | -8.296
MV/LV Substation CA***430X |  | 20 kV | _ | LV | 50 kVA :Pole Substation | 0.05 | --> | 0.05 | 0 | 0 | Constrained, otherwise capacity available =20 kVA | --> | 0.048 | 0 | 0 | 0.052 | 0 |  | --> | C18 ex ROSCOMMON | Roscommon [T41,T42] | LANESBORO |  | 53.5877 | -8.1013
MV/LV Substation CA***4311 |  | 20 kV | _ | LV | 50 kVA :Pole Substation | 0.05 | --> | 0.05 | 0 | 0 | Constrained, otherwise capacity available =50 kVA | --> | 0.048 | 0 | 0 | 0.048 | 0 |  | --> | C17 ex ROSCOMMON | Roscommon [T41,T42] | LANESBORO |  | 53.6235 | -8.3527
MV/LV Substation WA***4345 |  | 20 kV | _ | LV | 50 kVA :Pole Substation | 0.05 | --> | 0.05 | 0 | 0 | Constrained, otherwise capacity available =50 kVA | --> | 0.048 | 0 | 0 | 0.048 | 0 |  | --> | C17 ex ROSCOMMON | Roscommon [T41,T42] | LANESBORO |  | 53.6187 | -8.3631
MV/LV Substation IR***4348 |  | 10 kV | _ | LV | 100 kVA :Pole Substation | 0.1 | --> | 0.1 | 0 | 0 | Constrained, otherwise capacity available =67 kVA | --> | 0.095 | 0 | 0 | 0.099 | 0 |  | --> | C13 ex ROSCOMMON | Roscommon [T41,T42] | LANESBORO |  | 53.6297 | -8.1831
MV/LV Substation KI***436Y |  | 20 kV | _ | LV | 50 kVA :Pole Substation | 0.05 | --> | 0.05 | 0 | 0 | Constrained, otherwise capacity available =49 kVA | --> | 0.048 | 0 | 0 | 0.048 | 0 |  | --> | C18 ex ROSCOMMON | Roscommon [T41,T42] | LANESBORO |  | 53.5486 | -8.0504
MV/LV Substation BA***4370 |  | 10 kV | _ | LV | 50 kVA :Pole Substation | 0.05 | --> | 0.05 | 0 | 0 | Constrained, otherwise capacity available =50 kVA | --> | 0.048 | 0 | 0 | 0.048 | 0 |  | --> | C17 ex ROSCOMMON | Roscommon [T41,T42] | LANESBORO |  | 53.6119 | -8.1844
MV/LV Substation RO***441Y |  | 10 kV | _ | LV | 400 kVA :Building Structure | 0.4 | --> | 0.4 | 0 | 0 | Constrained, otherwise capacity available =355 kVA | --> | 0.38 | 0 | 0.01 | 0.379 | 0 |  | --> | C12 ex ROSCOMMON | Roscommon [T41,T42] | LANESBORO |  | 53.6334 | -8.1917
MV/LV Substation AR***4423 |  | 20 kV | _ | LV | 50 kVA :Pole Substation | 0.05 | --> | 0.05 | 0 | 0 | Constrained, otherwise capacity available =41 kVA | --> | 0.048 | 0 | 0 | 0.049 | 0 |  | --> | C17 ex ROSCOMMON | Roscommon [T41,T42] | LANESBORO |  | 53.6242 | -8.2386
MV/LV Substation RO***442Y |  | 10 kV | _ | LV | 630 kVA :Kiosk Substation | 0.63 | --> | 0.63 | 0 | 0 | Constrained, otherwise capacity available =571 kVA | --> | 0.598 | 0 | 0 | 0.5 | 0 |  | --> | C13 ex ROSCOMMON | Roscommon [T41,T42] | LANESBORO |  | 53.627 | -8.1887
MV/LV Substation CL***4436 |  | 10 kV | _ | LV | 400 kVA :Kiosk Substation | 0.4 | --> | 0.4 | 0 | 0 | Constrained, otherwise capacity available =400 kVA | --> | 0.38 | 0 | 0 | 0.38 | 0 |  | --> | C12 ex ROSCOMMON | Roscommon [T41,T42] | LANESBORO |  | 53.6376 | -8.1926
MV/LV Substation KN***449X |  | 20 kV | _ | LV | 100 kVA :Pole Substation | 0.1 | --> | 0.1 | 0 | 0 | Constrained, otherwise capacity available =42 kVA | --> | 0.095 | 0 | 0 | 0.103 | 0 |  | --> | C18 ex ROSCOMMON | Roscommon [T41,T42] | LANESBORO |  | 53.5757 | -8.0955
MV/LV Substation KN***450X |  | 20 kV | _ | LV | 50 kVA :Pole Substation | 0.05 | --> | 0.05 | 0 | 0 | Constrained, otherwise capacity available =41 kVA | --> | 0.048 | 0 | 0.005 | 0.045 | 0 |  | --> | C18 ex ROSCOMMON | Roscommon [T41,T42] | LANESBORO |  | 53.5732 | -8.0914
MV/LV Substation CA***453X |  | 10 kV | _ | LV | 50 kVA :Pole Substation | 0.05 | --> | 0.05 | 0 | 0 | Constrained, otherwise capacity available =46 kVA | --> | 0.048 | 0 | 0.005 | 0.044 | 0 |  | --> | C17 ex ROSCOMMON | Roscommon [T41,T42] | LANESBORO |  | 53.6189 | -8.1615
MV/LV Substation SL***454X |  | 10 kV | _ | LV | 200 kVA :Kiosk Substation | 0.2 | --> | 0.2 | 0 | 0 | Constrained, otherwise capacity available =170 kVA | --> | 0.19 | 0 | 0.015 | 0.183 | 0 |  | --> | C17 ex ROSCOMMON | Roscommon [T41,T42] | LANESBORO |  | 53.6196 | -8.1805
MV/LV Substation CL***454Y |  | 10 kV | _ | LV | 630 kVA :Kiosk Substation | 0.63 | --> | 0.63 | 0 | 0 | Constrained, otherwise capacity available =584 kVA | --> | 0.598 | 0 | 0.014 | 0.5 | 0 |  | --> | C12 ex ROSCOMMON | Roscommon [T41,T42] | LANESBORO |  | 53.6364 | -8.1755
MV/LV Substation SC***455Y |  | 10 kV | _ | LV | 50 kVA :Pole Substation | 0.05 | --> | 0.05 | 0 | 0 | Constrained, otherwise capacity available =46 kVA | --> | 0.048 | 0 | 0 | 0.048 | 0 |  | --> | C12 ex AGHAMORE | Aghamore [T41,T42] | LANESBORO |  | 53.7669 | -8.0649
MV/LV Substation BA***461Y |  | 10 kV | _ | LV | 50 kVA :Pole Substation | 0.05 | --> | 0.05 | 0.03 | 1.28 |  | --> | 0.048 | 0 | 0 | 0.05 | 0 |  | --> | C21 ex CASTLEREA | Castlerea [T41,T42] | CARRICK ON SHANNON |  | 53.719 | -8.4118
MV/LV Substation KI***463 |  | 10 kV | _ | LV | 50 kVA :Pole Substation | 0.05 | --> | 0.05 | 0 | 0 | Constrained, otherwise capacity available =48 kVA | --> | 0.048 | 0 | 0 | 0.048 | 0 |  | --> | C17 ex ROSCOMMON | Roscommon [T41,T42] | LANESBORO |  | 53.5653 | -8.1709
MV/LV Substation DU***466Y |  | 20 kV | _ | LV | 200 kVA :Kiosk Substation | 0.2 | --> | 0.2 | 0 | 0 | Constrained, otherwise capacity available =157 kVA | --> | 0.19 | 0 | 0 | 0.196 | 0 |  | --> | C18 ex ROSCOMMON | Roscommon [T41,T42] | LANESBORO |  | 53.5745 | -8.0865
MV/LV Substation BE***469Y |  | 10 kV | _ | LV | 400 kVA :Kiosk Substation | 0.4 | --> | 0.4 | 0 | 0 | Constrained, otherwise capacity available =358 kVA | --> | 0.38 | 0 | 0 | 0.386 | 0 |  | --> | C12 ex ROSCOMMON | Roscommon [T41,T42] | LANESBORO |  | 53.6243 | -8.1976
MV/LV Substation CR***471 |  | 20 kV | _ | LV | 50 kVA :Pole Substation | 0.05 | --> | 0.05 | 0 | 0 | Constrained, otherwise capacity available =48 kVA | --> | 0.048 | 0 | 0 | 0.048 | 0 |  | --> | C18 ex ROSCOMMON | Roscommon [T41,T42] | LANESBORO |  | 53.6301 | -8.1436
MV/LV Substation LI***472 |  | 10 kV | _ | LV | 200 kVA :Pole Substation | 0.2 | --> | 0.2 | 0 | 0 | Constrained, otherwise capacity available =125 kVA | --> | 0.19 | 0 | 0.005 | 0.196 | 0 |  | --> | C12 ex ROSCOMMON | Roscommon [T41,T42] | LANESBORO |  | 53.6241 | -8.2024
MV/LV Substation AT***473 |  | 10 kV | _ | LV | 200 kVA :Pole Substation | 0.2 | --> | 0.2 | 0 | 0 | Constrained, otherwise capacity available =88 kVA | --> | 0.19 | 0 | 0.048 | 0.169 | 0 |  | --> | C13 ex ROSCOMMON | Roscommon [T41,T42] | LANESBORO |  | 53.6284 | -8.1842
MV/LV Substation DO***474 |  | 10 kV | _ | LV | 400 kVA :Kiosk Substation | 0.4 | --> | 0.4 | 0 | 0 | Constrained, otherwise capacity available =309 kVA | --> | 0.38 | 0 | 0.05 | 0.355 | 0 |  | --> | C13 ex ROSCOMMON | Roscommon [T41,T42] | LANESBORO |  | 53.6309 | -8.183
MV/LV Substation LA***481Y |  | 10 kV | _ | LV | 50 kVA :Pole Substation | 0.05 | --> | 0.05 | 0.049 | 1.28 |  | --> | 0.048 | 0 | 0 | 0.048 | 0 |  | --> | C21 ex CASTLEREA | Castlerea [T41,T42] | CARRICK ON SHANNON |  | 53.7009 | -8.4261
MV/LV Substation FU***483Y |  | 20 kV | _ | LV | 100 kVA :Pole Substation | 0.1 | --> | 0.1 | 0 | 0 | Constrained, otherwise capacity available =99 kVA | --> | 0.095 | 0 | 0 | 0.095 | 0 |  | --> | C17 ex ROSCOMMON | Roscommon [T41,T42] | LANESBORO |  | 53.59 | -8.3104
MV/LV Substation BA***490Y |  | 20 kV | _ | LV | 50 kVA :Pole Substation | 0.05 | --> | 0.05 | 0 | 0 | Constrained, otherwise capacity available =50 kVA | --> | 0.048 | 0 | 0 | 0.048 | 0 |  | --> | C20 ex ROSCOMMON | Roscommon [T41,T42] | LANESBORO |  | 53.7725 | -8.2649
MV/LV Substation SE***505 |  | 10 kV | _ | LV | 50 kVA :Pole Substation | 0.05 | --> | 0.05 | 0 | 0 | Constrained, otherwise capacity available =50 kVA | --> | 0.048 | 0 | 0 | 0.048 | 0 |  | --> | C12 ex AGHAMORE | Aghamore [T41,T42] | LANESBORO |  | 53.674 | -7.9808
MV/LV Substation GO***506Y |  | 10 kV | _ | LV | 630 kVA :Building Structure | 0.63 | --> | 0.63 | 0 | 0 | Constrained, otherwise capacity available =496 kVA | --> | 0.598 | 0 | 0 | 0.5 | 0 |  | --> | C12 ex ROSCOMMON | Roscommon [T41,T42] | LANESBORO |  | 53.6267 | -8.1993
MV/LV Substation AS***507 |  | 10 kV | _ | LV | 50 kVA :Pole Substation | 0.05 | --> | 0.05 | 0 | 0 | Constrained, otherwise capacity available =50 kVA | --> | 0.048 | 0 | 0 | 0.048 | 0 |  | --> | C12 ex AGHAMORE | Aghamore [T41,T42] | LANESBORO |  | 53.6795 | -7.9794
MV/LV Substation SU***508Y |  | 10 kV | _ | LV | 630 kVA :Building Structure | 0.63 | --> | 0.63 | 0 | 0 | Constrained, otherwise capacity available =337 kVA | --> | 0.598 | 0 | 0.005 | 0.5 | 0 |  | --> | C13 ex ROSCOMMON | Roscommon [T41,T42] | LANESBORO |  | 53.6299 | -8.1886
MV/LV Substation HO***509 |  | 10 kV | _ | LV | 200 kVA :Pole Substation | 0.2 | --> | 0.2 | 0 | 0 | Constrained, otherwise capacity available =186 kVA | --> | 0.19 | 0 | 0 | 0.153 | 0 | Constrained, otherwise capacity available =192 kW | --> | C12 ex AGHAMORE | Aghamore [T41,T42] | LANESBORO |  | 53.6733 | -7.9847
MV/LV Substation MC***509Y |  | 10 kV | _ | LV | 200 kVA :Kiosk Substation | 0.2 | --> | 0.2 | 0 | 0 | Constrained, otherwise capacity available =150 kVA | --> | 0.19 | 0 | 0 | 0.197 | 0 |  | --> | C13 ex ROSCOMMON | Roscommon [T41,T42] | LANESBORO |  | 53.627 | -8.1871
MV/LV Substation LA***510 |  | 10 kV | _ | LV | 400 kVA :Kiosk Substation | 0.4 | --> | 0.4 | 0 | 0 | Constrained, otherwise capacity available =219 kVA | --> | 0.38 | 0 | 0.016 | 0.153 | 0 | Constrained, otherwise capacity available =392 kW | --> | C12 ex AGHAMORE | Aghamore [T41,T42] | LANESBORO |  | 53.673 | -7.987
MV/LV Substation CH***511 |  | 10 kV | _ | LV | 200 kVA :Pole Substation | 0.2 | --> | 0.2 | 0 | 0 | Constrained, otherwise capacity available =109 kVA | --> | 0.19 | 0 | 0.029 | 0.153 | 0 | Constrained, otherwise capacity available =181 kW | --> | C12 ex AGHAMORE | Aghamore [T41,T42] | LANESBORO |  | 53.6716 | -7.9855
MV/LV Substation LA***512 |  | 10 kV | _ | LV | 200 kVA :Kiosk Substation | 0.2 | --> | 0.2 | 0 | 0 | Constrained, otherwise capacity available =174 kVA | --> | 0.19 | 0 | 0 | 0.153 | 0 | Constrained, otherwise capacity available =194 kW | --> | C12 ex AGHAMORE | Aghamore [T41,T42] | LANESBORO |  | 53.6712 | -7.9832
MV/LV Substation RI***515 |  | 10 kV | _ | LV | 200 kVA :Kiosk Substation | 0.2 | --> | 0.2 | 0 | 0 | Constrained, otherwise capacity available =170 kVA | --> | 0.19 | 0 | 0 | 0.153 | 0 | Constrained, otherwise capacity available =194 kW | --> | C12 ex AGHAMORE | Aghamore [T41,T42] | LANESBORO |  | 53.676 | -7.9882
MV/LV Substation BA***517 |  | 10 kV | _ | LV | 200 kVA :Pole Substation | 0.2 | --> | 0.2 | 0 | 0 | Constrained, otherwise capacity available =143 kVA | --> | 0.19 | 0 | 0.02 | 0.153 | 0 | Constrained, otherwise capacity available =183 kW | --> | C12 ex AGHAMORE | Aghamore [T41,T42] | LANESBORO |  | 53.6756 | -7.9952
MV/LV Substation BA***518 |  | 10 kV | _ | LV | 50 kVA :Pole Substation | 0.05 | --> | 0.05 | 0 | 0 | Constrained, otherwise capacity available =48 kVA | --> | 0.048 | 0 | 0 | 0.048 | 0 |  | --> | C12 ex AGHAMORE | Aghamore [T41,T42] | LANESBORO |  | 53.6787 | -7.9981
MV/LV Substation LA***519 |  | 10 kV | _ | LV | 200 kVA :Kiosk Substation | 0.2 | --> | 0.2 | 0 | 0 | Constrained, otherwise capacity available =106 kVA | --> | 0.19 | 0 | 0.005 | 0.153 | 0 | Constrained, otherwise capacity available =199 kW | --> | C12 ex AGHAMORE | Aghamore [T41,T42] | LANESBORO |  | 53.6747 | -8.0009
MV/LV Substation LO***520 |  | 10 kV | _ | LV | 200 kVA :Pole Substation | 0.2 | --> | 0.2 | 0 | 0 | Constrained, otherwise capacity available =160 kVA | --> | 0.19 | 0 | 0.015 | 0.153 | 0 | Constrained, otherwise capacity available =184 kW | --> | C12 ex AGHAMORE | Aghamore [T41,T42] | LANESBORO |  | 53.6782 | -8.0026
MV/LV Substation BA***521 |  | 10 kV | _ | LV | 200 kVA :Kiosk Substation | 0.2 | --> | 0.2 | 0 | 0 | Constrained, otherwise capacity available =164 kVA | --> | 0.19 | 0 | 0.004 | 0.153 | 0 | Constrained, otherwise capacity available =192 kW | --> | C12 ex AGHAMORE | Aghamore [T41,T42] | LANESBORO |  | 53.6773 | -8.0139
MV/LV Substation DU***529Y |  | 10 kV | _ | LV | 100 kVA :Pole Substation | 0.1 | --> | 0.1 | 0 | 0 | Constrained, otherwise capacity available =61 kVA | --> | 0.095 | 0 | 0 | 0.1 | 0 |  | --> | C22 ex ROSCOMMON | Roscommon [T41,T42] | LANESBORO |  | 53.6564 | -8.15
MV/LV Substation CL***535 |  | 10 kV | _ | LV | 200 kVA :Pole Substation | 0.2 | --> | 0.2 | 0 | 0 | Constrained, otherwise capacity available =156 kVA | --> | 0.19 | 0 | 0.028 | 0.153 | 0 | Constrained, otherwise capacity available =175 kW | --> | C12 ex AGHAMORE | Aghamore [T41,T42] | LANESBORO |  | 53.7003 | -8.0111
MV/LV Substation WA***536Y |  | 10 kV | _ | LV | 400 kVA :Kiosk Substation | 0.4 | --> | 0.4 | 0 | 0 | Constrained, otherwise capacity available =381 kVA | --> | 0.38 | 0 | 0 | 0.153 | 0 | Constrained, otherwise capacity available =383 kW | --> | C12 ex AGHAMORE | Aghamore [T41,T42] | LANESBORO |  | 53.675 | -7.9989
MV/LV Substation KN***537Y |  | 10 kV | _ | LV | 200 kVA :Kiosk Substation | 0.2 | --> | 0.2 | 0 | 0 | Constrained, otherwise capacity available =154 kVA | --> | 0.19 | 0 | 0.011 | 0.153 | 0 | Constrained, otherwise capacity available =188 kW | --> | C12 ex AGHAMORE | Aghamore [T41,T42] | LANESBORO |  | 53.6686 | -7.9821
MV/LV Substation DO***539Y |  | 10 kV | _ | LV | 630 kVA :Building Structure | 0.63 | --> | 0.63 | 0 | 0 | Constrained, otherwise capacity available =500 kVA | --> | 0.598 | 0 | 0 | 0.5 | 0 |  | --> | C13 ex ROSCOMMON | Roscommon [T41,T42] | LANESBORO |  | 53.6319 | -8.1878
MV/LV Substation HA***546Y |  | 10 kV | _ | LV | 200 kVA :Kiosk Substation | 0.2 | --> | 0.2 | 0 | 0 | Constrained, otherwise capacity available =176 kVA | --> | 0.19 | 0 | 0 | 0.193 | 0 |  | --> | C17 ex ROSCOMMON | Roscommon [T41,T42] | LANESBORO |  | 53.6233 | -8.1689
MV/LV Substation SL***550Y |  | 10 kV | _ | LV | 630 kVA :Building Structure | 0.63 | --> | 0.63 | 0 | 0 | Constrained, otherwise capacity available =357 kVA | --> | 0.598 | 0 | 0 | 0.5 | 0 |  | --> | C17 ex ROSCOMMON | Roscommon [T41,T42] | LANESBORO |  | 53.6171 | -8.1899
MV/LV Substation CR***556X |  | 20 kV | _ | LV | 100 kVA :Pole Substation | 0.1 | --> | 0.1 | 0 | 0 | Constrained, otherwise capacity available =39 kVA | --> | 0.095 | 0 | 0.01 | 0.096 | 0 |  | --> | C17 ex ROSCOMMON | Roscommon [T41,T42] | LANESBORO |  | 53.5929 | -8.3621
MV/LV Substation CA***572X |  | 20 kV | _ | LV | 630 kVA :Building Structure | 0.63 | --> | 0.63 | 0 | 0 | Constrained, otherwise capacity available =622 kVA | --> | 0.598 | 0 | 0 | 0.5 | 0 |  | --> | C20 ex ROSCOMMON | Roscommon [T41,T42] | LANESBORO |  | 53.6905 | -8.1789
MV/LV Substation BA***579X |  | 10 kV | _ | LV | 100 kVA :Pole Substation | 0.1 | --> | 0.1 | 0 | 0 | Constrained, otherwise capacity available =78 kVA | --> | 0.095 | 0 | 0.01 | 0.091 | 0 |  | --> | C19 ex ROSCOMMON | Roscommon [T41,T42] | LANESBORO |  | 53.6463 | -8.2146
MV/LV Substation RO***584X |  | 10 kV | _ | LV | 50 kVA :Pole Substation | 0.05 | --> | 0.05 | 0 | 0 | Constrained, otherwise capacity available =42 kVA | --> | 0.048 | 0 | 0 | 0.048 | 0 |  | --> | C19 ex ROSCOMMON | Roscommon [T41,T42] | LANESBORO |  | 53.6598 | -8.2758
MV/LV Substation TU***584Y |  | 20 kV | _ | LV | 50 kVA :Pole Substation | 0.05 | --> | 0.05 | 0 | 0 | Constrained, otherwise capacity available =50 kVA | --> | 0.048 | 0 | 0 | 0.048 | 0 |  | --> | C20 ex ROSCOMMON | Roscommon [T41,T42] | LANESBORO |  | 53.7772 | -8.2461
MV/LV Substation ST***585Y |  | 20 kV | _ | LV | 50 kVA :Pole Substation | 0.05 | --> | 0.05 | 0 | 0 | Constrained, otherwise capacity available =38 kVA | --> | 0.048 | 0 | 0.003 | 0.047 | 0 |  | --> | C20 ex ROSCOMMON | Roscommon [T41,T42] | LANESBORO |  | 53.7757 | -8.242
MV/LV Substation VI***589Y |  | 20 kV | _ | LV | 50 kVA :Pole Substation | 0.05 | --> | 0.05 | 0 | 0 | Constrained, otherwise capacity available =40 kVA | --> | 0.048 | 0 | 0.01 | 0.041 | 0 |  | --> | C20 ex ROSCOMMON | Roscommon [T41,T42] | LANESBORO |  | 53.7794 | -8.2528
MV/LV Substation TU***590Y |  | 20 kV | _ | LV | 100 kVA :Pole Substation | 0.1 | --> | 0.1 | 0 | 0 | Constrained, otherwise capacity available =56 kVA | --> | 0.095 | 0 | 0.005 | 0.097 | 0 |  | --> | C20 ex ROSCOMMON | Roscommon [T41,T42] | LANESBORO |  | 53.7799 | -8.2556
MV/LV Substation SC***591 |  | 10 kV | _ | LV | 50 kVA :Pole Substation | 0.05 | --> | 0.05 | 0 | 0 | Constrained, otherwise capacity available =48 kVA | --> | 0.048 | 0 | 0 | 0.048 | 0 |  | --> | C12 ex AGHAMORE | Aghamore [T41,T42] | LANESBORO |  | 53.7644 | -8.051
MV/LV Substation CL***593X |  | 10 kV | _ | LV | 200 kVA :Pole Substation | 0.2 | --> | 0.2 | 0.198 | 1.28 |  | --> | 0.19 | 0 | 0 | 0.19 | 0 |  | --> | C21 ex CASTLEREA | Castlerea [T41,T42] | CARRICK ON SHANNON |  | 53.6883 | -8.4006
MV/LV Substation SR***596 |  | 20 kV | _ | LV | 100 kVA :Pole Substation | 0.1 | --> | 0.1 | 0 | 0 | Constrained, otherwise capacity available =77 kVA | --> | 0.095 | 0 | 0.005 | 0.094 | 0 |  | --> | C18 ex ROSCOMMON | Roscommon [T41,T42] | LANESBORO |  | 53.5804 | -8.1029
MV/LV Substation OG***600Y |  | 20 kV | _ | LV | 50 kVA :Pole Substation | 0.05 | --> | 0.05 | 0 | 0 | Constrained, otherwise capacity available =42 kVA | --> | 0.048 | 0 | 0 | 0.048 | 0 |  | --> | C20 ex ROSCOMMON | Roscommon [T41,T42] | LANESBORO |  | 53.7771 | -8.2761
MV/LV Substation LI***602 |  | 10 kV | _ | LV | 50 kVA :Pole Substation | 0.05 | --> | 0.05 | 0 | 0 | Constrained, otherwise capacity available =47 kVA | --> | 0.048 | 0 | 0 | 0.048 | 0 |  | --> | C12 ex AGHAMORE | Aghamore [T41,T42] | LANESBORO |  | 53.7442 | -8.0915
MV/LV Substation CA***635Y |  | 10 kV | _ | LV | 200 kVA :Kiosk Substation | 0.2 | --> | 0.2 | 0 | 0 | Constrained, otherwise capacity available =139 kVA | --> | 0.19 | 0 | 0.01 | 0.191 | 0 |  | --> | C19 ex ROSCOMMON | Roscommon [T41,T42] | LANESBORO |  | 53.6406 | -8.1992
MV/LV Substation GR***668Y |  | 20 kV | _ | LV | 200 kVA :Kiosk Substation | 0.2 | --> | 0.2 | 0 | 0 | Constrained, otherwise capacity available =156 kVA | --> | 0.19 | 0 | 0.03 | 0.174 | 0 |  | --> | C18 ex ROSCOMMON | Roscommon [T41,T42] | LANESBORO |  | 53.5732 | -8.0956
MV/LV Substation AB***669Y |  | 10 kV | _ | LV | 400 kVA :Kiosk Substation | 0.4 | --> | 0.4 | 0 | 0 | Constrained, otherwise capacity available =274 kVA | --> | 0.38 | 0 | 0.071 | 0.344 | 0 |  | --> | C17 ex ROSCOMMON | Roscommon [T41,T42] | LANESBORO |  | 53.6187 | -8.1991
MV/LV Substation SH***676Y |  | 10 kV | _ | LV | 100 kVA :Pole Substation | 0.1 | --> | 0.1 | 0 | 0 | Constrained, otherwise capacity available =79 kVA | --> | 0.095 | 0 | 0.016 | 0.086 | 0 |  | --> | C12 ex AGHAMORE | Aghamore [T41,T42] | LANESBORO |  | 53.6815 | -8.0004
MV/LV Substation CA***690Y |  | 10 kV | _ | LV | 630 kVA :Building Structure | 0.63 | --> | 0.63 | 0 | 0 | Constrained, otherwise capacity available =337 kVA | --> | 0.598 | 0 | 0.172 | 0.5 | 0 |  | --> | C13 ex ROSCOMMON | Roscommon [T41,T42] | LANESBORO |  | 53.6289 | -8.1855
MV/LV Substation ST***692Y |  | 10 kV | _ | LV | 200 kVA :Kiosk Substation | 0.2 | --> | 0.2 | 0 | 0 | Constrained, otherwise capacity available =184 kVA | --> | 0.19 | 0 | 0.005 | 0.188 | 0 |  | --> | C22 ex ROSCOMMON | Roscommon [T41,T42] | LANESBORO |  | 53.6763 | -8.0091
MV/LV Substation RU***693Y |  | 20 kV | _ | LV | 200 kVA :Pole Substation | 0.2 | --> | 0.2 | 0 | 0 | Constrained, otherwise capacity available =112 kVA | --> | 0.19 | 0 | 0 | 0.202 | 0 |  | --> | C17 ex ROSCOMMON | Roscommon [T41,T42] | LANESBORO |  | 53.5942 | -8.36
MV/LV Substation LA***698Y |  | 10 kV | _ | LV | 200 kVA :Building Structure | 0.2 | --> | 0.2 | 0 | 0 | Constrained, otherwise capacity available =175 kVA | --> | 0.19 | 0 | 0.03 | 0.171 | 0 |  | --> | C13 ex ROSCOMMON | Roscommon [T41,T42] | LANESBORO |  | 53.6324 | -8.1836
MV/LV Substation KI***701 |  | 10 kV | _ | LV | 50 kVA :Pole Substation | 0.05 | --> | 0.05 | 0 | 0 | Constrained, otherwise capacity available =41 kVA | --> | 0.048 | 0 | 0 | 0.049 | 0 |  | --> | C22 ex ROSCOMMON | Roscommon [T41,T42] | LANESBORO |  | 53.6406 | -8.1569
MV/LV Substation AS***703Y |  | 10 kV | _ | LV | 100 kVA :Pole Substation | 0.1 | --> | 0.1 | 0 | 0 | Constrained, otherwise capacity available =76 kVA | --> | 0.095 | 0 | 0 | 0.098 | 0 |  | --> | C17 ex ROSCOMMON | Roscommon [T41,T42] | LANESBORO |  | 53.6221 | -8.1989
MV/LV Substation AR***709Y |  | 10 kV | _ | LV | 200 kVA :Kiosk Substation | 0.2 | --> | 0.2 | 0 | 0 | Constrained, otherwise capacity available =167 kVA | --> | 0.19 | 0 | 0.01 | 0.187 | 0 |  | --> | C17 ex ROSCOMMON | Roscommon [T41,T42] | LANESBORO |  | 53.627 | -8.1664
MV/LV Substation ME***715Y |  | 20 kV | _ | LV | 400 kVA :Kiosk Substation | 0.4 | --> | 0.4 | 0 | 0 | Constrained, otherwise capacity available =317 kVA | --> | 0.38 | 0 | 0.021 | 0.376 | 0 |  | --> | C20 ex ROSCOMMON | Roscommon [T41,T42] | LANESBORO |  | 53.7788 | -8.2476
MV/LV Substation OL***719Y |  | 10 kV | _ | LV | 200 kVA :Kiosk Substation | 0.2 | --> | 0.2 | 0 | 0 | Constrained, otherwise capacity available =159 kVA | --> | 0.19 | 0 | 0.023 | 0.178 | 0 |  | --> | C17 ex ROSCOMMON | Roscommon [T41,T42] | LANESBORO |  | 53.622 | -8.1775
MV/LV Substation CA***728Y |  | 10 kV | _ | LV | 100 kVA :Pole Substation | 0.1 | --> | 0.1 | 0.089 | 1.28 |  | --> | 0.095 | 0 | 0 | 0.097 | 0 |  | --> | C21 ex CASTLEREA | Castlerea [T41,T42] | CARRICK ON SHANNON |  | 53.7207 | -8.4155
MV/LV Substation KI***730 |  | 10 kV | _ | LV | 50 kVA :Pole Substation | 0.05 | --> | 0.05 | 0 | 0 | Constrained, otherwise capacity available =39 kVA | --> | 0.048 | 0 | 0.005 | 0.045 | 0 |  | --> | C22 ex ROSCOMMON | Roscommon [T41,T42] | LANESBORO |  | 53.6359 | -8.1168
MV/LV Substation CH***731X |  | 10 kV | _ | LV | 200 kVA :Pole Substation | 0.2 | --> | 0.2 | 0 | 0 | Constrained, otherwise capacity available =193 kVA | --> | 0.19 | 0 | 0 | 0.191 | 0 |  | --> | C12 ex ROSCOMMON | Roscommon [T41,T42] | LANESBORO |  | 53.639 | -8.2052
MV/LV Substation AT***736X |  | 20 kV | _ | LV | 400 kVA :Kiosk Substation | 0.4 | --> | 0.4 | 0 | 0 | Constrained, otherwise capacity available =220 kVA | --> | 0.38 | 0 | 0 | 0.404 | 0 |  | --> | C18 ex ROSCOMMON | Roscommon [T41,T42] | LANESBORO |  | 53.5961 | -8.1232
MV/LV Substation MC***745X |  | 20 kV | _ | LV | 100 kVA :Pole Substation | 0.1 | --> | 0.1 | 0 | 0 | Constrained, otherwise capacity available =85 kVA | --> | 0.095 | 0 | 0 | 0.097 | 0 |  | --> | C20 ex ROSCOMMON | Roscommon [T41,T42] | LANESBORO |  | 53.6894 | -8.198
MV/LV Substation CO***749X |  | 20 kV | _ | LV | 50 kVA :Pole Substation | 0.05 | --> | 0.05 | 0 | 0 | Constrained, otherwise capacity available =45 kVA | --> | 0.048 | 0 | 0 | 0.048 | 0 |  | --> | C17 ex ROSCOMMON | Roscommon [T41,T42] | LANESBORO |  | 53.6028 | -8.2462
MV/LV Substation EL***750X |  | 10 kV | _ | LV | 400 kVA :Building Structure | 0.4 | --> | 0.4 | 0 | 0 | Constrained, otherwise capacity available =336 kVA | --> | 0.38 | 0 | 0 | 0.389 | 0 |  | --> | C12 ex ROSCOMMON | Roscommon [T41,T42] | LANESBORO |  | 53.6418 | -8.2055
MV/LV Substation CO***751X |  | 10 kV | _ | LV | 50 kVA :Pole Substation | 0.05 | --> | 0.05 | 0 | 0 | Constrained, otherwise capacity available =41 kVA | --> | 0.048 | 0 | 0.005 | 0.045 | 0 |  | --> | C12 ex ROSCOMMON | Roscommon [T41,T42] | LANESBORO |  | 53.6384 | -8.197
MV/LV Substation CO***754Y |  | 10 kV | _ | LV | 100 kVA :Pole Substation | 0.1 | --> | 0.1 | 0 | 0 | Constrained, otherwise capacity available =75 kVA | --> | 0.095 | 0 | 0.006 | 0.094 | 0 |  | --> | C19 ex ROSCOMMON | Roscommon [T41,T42] | LANESBORO |  | 53.6437 | -8.2087
MV/LV Substation GE***758Y |  | 10 kV | _ | LV | 630 kVA :Kiosk Substation | 0.63 | --> | 0.63 | 0 | 0 | Constrained, otherwise capacity available =569 kVA | --> | 0.598 | 0 | 0.015 | 0.5 | 0 |  | --> | C19 ex ROSCOMMON | Roscommon [T41,T42] | LANESBORO |  | 53.6412 | -8.2112
MV/LV Substation RA***759X |  | 10 kV | _ | LV | 50 kVA :Pole Substation | 0.05 | --> | 0.05 | 0.05 | 1.28 |  | --> | 0.048 | 0 | 0 | 0.048 | 0 |  | --> | C21 ex CASTLEREA | Castlerea [T41,T42] | CARRICK ON SHANNON |  | 53.7037 | -8.4004
MV/LV Substation GL***759Y |  | 20 kV | _ | LV | 50 kVA :Pole Substation | 0.05 | --> | 0.05 | 0 | 0 | Constrained, otherwise capacity available =32 kVA | --> | 0.048 | 0 | 0 | 0.05 | 0 |  | --> | C17 ex ROSCOMMON | Roscommon [T41,T42] | LANESBORO |  | 53.6518 | -8.3953
MV/LV Substation GL***760Y |  | 20 kV | _ | LV | 50 kVA :Pole Substation | 0.05 | --> | 0.05 | 0 | 0 | Constrained, otherwise capacity available =50 kVA | --> | 0.048 | 0 | 0 | 0.048 | 0 |  | --> | C17 ex ROSCOMMON | Roscommon [T41,T42] | LANESBORO |  | 53.6513 | -8.3921
MV/LV Substation CL***762X |  | 20 kV | _ | LV | 50 kVA :Pole Substation | 0.05 | --> | 0.05 | 0 | 0 | Constrained, otherwise capacity available =49 kVA | --> | 0.048 | 0 | 0 | 0.048 | 0 |  | --> | C20 ex ROSCOMMON | Roscommon [T41,T42] | LANESBORO |  | 53.7455 | -8.2262
MV/LV Substation CL***763X |  | 20 kV | _ | LV | 45 kVA :Pole Substation | 0.045 | --> | 0.045 | 0 | 0 | Constrained, otherwise capacity available =44 kVA | --> | 0.043 | 0 | 0 | 0.043 | 0 |  | --> | C20 ex ROSCOMMON | Roscommon [T41,T42] | LANESBORO |  | 53.7442 | -8.2258
MV/LV Substation LA***765Y |  | 10 kV | _ | LV | 400 kVA :Kiosk Substation | 0.4 | --> | 0.4 | 0 | 0 | Constrained, otherwise capacity available =329 kVA | --> | 0.38 | 0 | 0.15 | 0.153 | 0 | Constrained, otherwise capacity available =278 kW | --> | C12 ex AGHAMORE | Aghamore [T41,T42] | LANESBORO |  | 53.6724 | -7.9838
MV/LV Substation CL***768X |  | 10 kV | _ | LV | 50 kVA :Pole Substation | 0.05 | --> | 0.05 | 0 | 0 | Constrained, otherwise capacity available =50 kVA | --> | 0.048 | 0 | 0 | 0.048 | 0 |  | --> | C13 ex ROSCOMMON | Roscommon [T41,T42] | LANESBORO |  | 53.6361 | -8.1707
MV/LV Substation SC***779Y |  | 10 kV | _ | LV | 200 kVA :Pole Substation | 0.2 | --> | 0.2 | 0 | 0 | Constrained, otherwise capacity available =174 kVA | --> | 0.19 | 0 | 0 | 0.153 | 0 | Constrained, otherwise capacity available =194 kW | --> | C12 ex AGHAMORE | Aghamore [T41,T42] | LANESBORO |  | 53.7712 | -8.0531
MV/LV Substation MA***786X |  | 10 kV | _ | LV | 630 kVA :Kiosk Substation | 0.63 | --> | 0.63 | 0 | 0 | Constrained, otherwise capacity available =408 kVA | --> | 0.598 | 0 | 0.074 | 0.5 | 0 |  | --> | C12 ex ROSCOMMON | Roscommon [T41,T42] | LANESBORO |  | 53.6313 | -8.1914
MV/LV Substation MO***792 |  | 10 kV | _ | LV | 50 kVA :Pole Substation | 0.05 | --> | 0.05 | 0 | 0 | Constrained, otherwise capacity available =47 kVA | --> | 0.048 | 0 | 0 | 0.048 | 0 |  | --> | C22 ex ROSCOMMON | Roscommon [T41,T42] | LANESBORO |  | 53.6816 | -8.0236
MV/LV Substation VO***792X |  | 10 kV | _ | LV | 200 kVA :Pole Substation | 0.2 | --> | 0.2 | 0 | 0 | Constrained, otherwise capacity available =89 kVA | --> | 0.19 | 0 | 0.01 | 0.197 | 0 |  | --> | C12 ex ROSCOMMON | Roscommon [T41,T42] | LANESBORO |  | 53.6246 | -8.1996
MV/LV Substation LE***793Y |  | 20 kV | _ | LV | 50 kVA :Pole Substation | 0.05 | --> | 0.05 | 0 | 0 | Constrained, otherwise capacity available =48 kVA | --> | 0.048 | 0 | 0.03 | 0 | 0 | Constrained, otherwise capacity available =26 kW | --> | E15 ex GLENAMADDY | Glenamaddy [T422] | ATHLONE |  | 53.5767 | -8.4106
MV/LV Substation BO***794X |  | 10 kV | _ | LV | 200 kVA :Pole Substation | 0.2 | --> | 0.2 | 0 | 0 | Constrained, otherwise capacity available =120 kVA | --> | 0.19 | 0 | 0.005 | 0.197 | 0 |  | --> | C19 ex ROSCOMMON | Roscommon [T41,T42] | LANESBORO |  | 53.6426 | -8.2111
MV/LV Substation ME***795Y |  | 10 kV | _ | LV | 400 kVA :Kiosk Substation | 0.4 | --> | 0.4 | 0 | 0 | Constrained, otherwise capacity available =357 kVA | --> | 0.38 | 0 | 0.005 | 0.382 | 0 |  | --> | C22 ex ROSCOMMON | Roscommon [T41,T42] | LANESBORO |  | 53.6771 | -8.0069
MV/LV Substation EM***800 |  | 10 kV | _ | LV | 50 kVA :Pole Substation | 0.05 | --> | 0.05 | 0 | 0 | Constrained, otherwise capacity available =29 kVA | --> | 0.048 | 0 | 0 | 0.05 | 0 |  | --> | C19 ex ROSCOMMON | Roscommon [T41,T42] | LANESBORO |  | 53.649 | -8.3149
MV/LV Substation CO***800X |  | 10 kV | _ | LV | 50 kVA :Pole Substation | 0.05 | --> | 0.05 | 0 | 0 | Constrained, otherwise capacity available =26 kVA | --> | 0.048 | 0 | 0 | 0.051 | 0 |  | --> | C12 ex ROSCOMMON | Roscommon [T41,T42] | LANESBORO |  | 53.6288 | -8.2039
MV/LV Substation GO***800Y |  | 20 kV | _ | LV | 50 kVA :Pole Substation | 0.05 | --> | 0.05 | 0 | 0 | Constrained, otherwise capacity available =48 kVA | --> | 0.048 | 0 | 0 | 0.048 | 0 |  | --> | C17 ex ROSCOMMON | Roscommon [T41,T42] | LANESBORO |  | 53.6074 | -8.2623
MV/LV Substation LO***803 |  | 20 kV | _ | LV | 50 kVA :Pole Substation | 0.05 | --> | 0.05 | 0 | 0 | Constrained, otherwise capacity available =12 kVA | --> | 0.048 | 0 | 0 | 0.052 | 0 |  | --> | C20 ex ROSCOMMON | Roscommon [T41,T42] | LANESBORO |  | 53.7155 | -8.1875
MV/LV Substation HA***804X |  | 10 kV | _ | LV | 400 kVA :Kiosk Substation | 0.4 | --> | 0.4 | 0 | 0 | Constrained, otherwise capacity available =326 kVA | --> | 0.38 | 0 | 0.044 | 0.357 | 0 |  | --> | C17 ex ROSCOMMON | Roscommon [T41,T42] | LANESBORO |  | 53.6271 | -8.1677
MV/LV Substation C.***805X |  | 10 kV | _ | LV | 400 kVA :Kiosk Substation | 0.4 | --> | 0.4 | 0 | 0 | Constrained, otherwise capacity available =377 kVA | --> | 0.38 | 0 | 0 | 0.383 | 0 |  | --> | C19 ex ROSCOMMON | Roscommon [T41,T42] | LANESBORO |  | 53.6421 | -8.2083
MV/LV Substation TH***808Y |  | 10 kV | _ | LV | 100 kVA :Pole Substation | 0.1 | --> | 0.1 | 0 | 0 | Constrained, otherwise capacity available =86 kVA | --> | 0.095 | 0 | 0.004 | 0.094 | 0 |  | --> | C12 ex AGHAMORE | Aghamore [T41,T42] | LANESBORO |  | 53.7707 | -8.0463
MV/LV Substation SL***812X |  | 10 kV | _ | LV | 100 kVA :Pole Substation | 0.1 | --> | 0.1 | 0 | 0 | Constrained, otherwise capacity available =48 kVA | --> | 0.095 | 0 | 0.023 | 0.085 | 0 |  | --> | C17 ex ROSCOMMON | Roscommon [T41,T42] | LANESBORO |  | 53.6182 | -8.1853
MV/LV Substation CA***812Y |  | 10 kV | _ | LV | 630 kVA :Kiosk Substation | 0.63 | --> | 0.63 | 0 | 0 | Constrained, otherwise capacity available =483 kVA | --> | 0.598 | 0 | 0 | 0.5 | 0 |  | --> | C12 ex ROSCOMMON | Roscommon [T41,T42] | LANESBORO |  | 53.633 | -8.1889
MV/LV Substation DA***815 |  | 10 kV | _ | LV | 200 kVA :Pole Substation | 0.2 | --> | 0.2 | 0 | 0 | Constrained, otherwise capacity available =198 kVA | --> | 0.19 | 0 | 0 | 0.19 | 0 |  | --> | C13 ex ROSCOMMON | Roscommon [T41,T42] | LANESBORO |  | 53.6235 | -8.1856
MV/LV Substation KN***818 |  | 10 kV | _ | LV | 100 kVA :Pole Substation | 0.1 | --> | 0.1 | 0 | 0 | Constrained, otherwise capacity available =85 kVA | --> | 0.095 | 0 | 0 | 0.097 | 0 |  | --> | C12 ex AGHAMORE | Aghamore [T41,T42] | LANESBORO |  | 53.6728 | -7.9792
MV/LV Substation BA***823 |  | 10 kV | _ | LV | 50 kVA :Pole Substation | 0.05 | --> | 0.05 | 0 | 0 | Constrained, otherwise capacity available =48 kVA | --> | 0.048 | 0 | 0 | 0.048 | 0 |  | --> | C22 ex ROSCOMMON | Roscommon [T41,T42] | LANESBORO |  | 53.6762 | -8.0135
MV/LV Substation ES***824 |  | 10 kV | _ | LV | 200 kVA :Kiosk Substation | 0.2 | --> | 0.2 | 0 | 0 |  | --> | 0.19 | 0 | 0.017 | 0.206 | 0 |  | --> | C12 ex ROSCOMMON | Roscommon [T41,T42] | LANESBORO |  | 53.6368 | -8.1918
MV/LV Substation TH***825 |  | 10 kV | _ | LV | 200 kVA :Pole Substation | 0.2 | --> | 0.2 | 0 | 0 | Constrained, otherwise capacity available =176 kVA | --> | 0.19 | 0 | 0.01 | 0.153 | 0 | Constrained, otherwise capacity available =186 kW | --> | C12 ex AGHAMORE | Aghamore [T41,T42] | LANESBORO |  | 53.6766 | -7.9924
MV/LV Substation CO***830X |  | 20 kV | _ | LV | 50 kVA :Pole Substation | 0.05 | --> | 0.05 | 0 | 0 | Constrained, otherwise capacity available =48 kVA | --> | 0.048 | 0 | 0 | 0.048 | 0 |  | --> | C18 ex ROSCOMMON | Roscommon [T41,T42] | LANESBORO |  | 53.5835 | -8.1192
MV/LV Substation RA***832 |  | 10 kV | _ | LV | 100 kVA :Pole Substation | 0.1 | --> | 0.1 | 0 | 0 | Constrained, otherwise capacity available =72 kVA | --> | 0.095 | 0 | 0 | 0.099 | 0 |  | --> | C19 ex ROSCOMMON | Roscommon [T41,T42] | LANESBORO |  | 53.6454 | -8.2246
MV/LV Substation CL***835X |  | 10 kV | _ | LV | 50 kVA :Pole Substation | 0.05 | --> | 0.05 | 0.04 | 1.28 |  | --> | 0.048 | 0 | 0 | 0.049 | 0 |  | --> | C21 ex CASTLEREA | Castlerea [T41,T42] | CARRICK ON SHANNON |  | 53.7035 | -8.4793
MV/LV Substation LA***835Y |  | 10 kV | _ | LV | 200 kVA :Kiosk Substation | 0.2 | --> | 0.2 | 0 | 0 | Constrained, otherwise capacity available =140 kVA | --> | 0.19 | 0 | 0.03 | 0.176 | 0 |  | --> | C17 ex ROSCOMMON | Roscommon [T41,T42] | LANESBORO |  | 53.6205 | -8.1738
MV/LV Substation GO***839Y |  | 10 kV | _ | LV | 400 kVA :Kiosk Substation | 0.4 | --> | 0.4 | 0 | 0 | Constrained, otherwise capacity available =329 kVA | --> | 0.38 | 0 | 0.011 | 0.381 | 0 |  | --> | C13 ex ROSCOMMON | Roscommon [T41,T42] | LANESBORO |  | 53.6285 | -8.1883
MV/LV Substation CH***861Y |  | 20 kV | _ | LV | 100 kVA :Pole Substation | 0.1 | --> | 0.1 | 0 | 0 | Constrained, otherwise capacity available =78 kVA | --> | 0.095 | 0 | 0.005 | 0.094 | 0 |  | --> | C20 ex ROSCOMMON | Roscommon [T41,T42] | LANESBORO |  | 53.7773 | -8.2447
MV/LV Substation RE***862Y |  | 10 kV | _ | LV | 50 kVA :Pole Substation | 0.05 | --> | 0.05 | 0 | 0 | Constrained, otherwise capacity available =50 kVA | --> | 0.048 | 0 | 0 | 0.048 | 0 |  | --> | C20 ex ROSCOMMON | Roscommon [T41,T42] | LANESBORO |  | 53.6492 | -8.1605
MV/LV Substation OA***865Y |  | 10 kV | _ | LV | 400 kVA :Kiosk Substation | 0.4 | --> | 0.4 | 0 | 0 | Constrained, otherwise capacity available =357 kVA | --> | 0.38 | 0 | 0 | 0.386 | 0 |  | --> | C17 ex ROSCOMMON | Roscommon [T41,T42] | LANESBORO |  | 53.6242 | -8.1664
MV/LV Substation LE***870X |  | 10 kV | _ | LV | 50 kVA :Pole Substation | 0.05 | --> | 0.05 | 0 | 0 | Constrained, otherwise capacity available =48 kVA | --> | 0.048 | 0 | 0 | 0.048 | 0 |  | --> | C19 ex ROSCOMMON | Roscommon [T41,T42] | LANESBORO |  | 53.6452 | -8.2172
MV/LV Substation AB***874Y |  | 10 kV | _ | LV | 400 kVA :Kiosk Substation | 0.4 | --> | 0.4 | 0 | 0 | Constrained, otherwise capacity available =376 kVA | --> | 0.38 | 0 | 0.01 | 0.376 | 0 |  | --> | C17 ex ROSCOMMON | Roscommon [T41,T42] | LANESBORO |  | 53.6187 | -8.2011
MV/LV Substation CR***880Y |  | 10 kV | _ | LV | 50 kVA :Pole Substation | 0.05 | --> | 0.05 | 0 | 0 | Constrained, otherwise capacity available =46 kVA | --> | 0.048 | 0 | 0 | 0.048 | 0 |  | --> | C13 ex ROSCOMMON | Roscommon [T41,T42] | LANESBORO |  | 53.6337 | -8.1702
MV/LV Substation RO***886Y |  | 10 kV | _ | LV | 50 kVA :Pole Substation | 0.05 | --> | 0.05 | 0.043 | 1.28 |  | --> | 0.048 | 0 | 0 | 0.048 | 0 |  | --> | C21 ex CASTLEREA | Castlerea [T41,T42] | CARRICK ON SHANNON |  | 53.7216 | -8.42
MV/LV Substation CE***888Y |  | 10 kV | _ | LV | 630 kVA :Building Structure | 0.63 | --> | 0.63 | 0 | 0 | Constrained, otherwise capacity available =375 kVA | --> | 0.598 | 0 | 0 | 0.5 | 0 |  | --> | C12 ex ROSCOMMON | Roscommon [T41,T42] | LANESBORO |  | 53.6315 | -8.1805
MV/LV Substation SE***889Y |  | 20 kV | _ | LV | 50 kVA :Pole Substation | 0.05 | --> | 0.05 | 0 | 0 | Constrained, otherwise capacity available =50 kVA | --> | 0.048 | 0 | 0 | 0.048 | 0 |  | --> | C18 ex ROSCOMMON | Roscommon [T41,T42] | LANESBORO |  | 53.5419 | -8.0499
MV/LV Substation GR***890Y |  | 10 kV | _ | LV | 200 kVA :Pole Substation | 0.2 | --> | 0.2 | 0 | 0 | Constrained, otherwise capacity available =163 kVA | --> | 0.19 | 0 | 0 | 0.195 | 0 |  | --> | C22 ex ROSCOMMON | Roscommon [T41,T42] | LANESBORO |  | 53.6393 | -8.1618
MV/LV Substation GA***894Y |  | 10 kV | _ | LV | 50 kVA :Pole Substation | 0.05 | --> | 0.05 | 0 | 0 | Constrained, otherwise capacity available =48 kVA | --> | 0.048 | 0 | 0 | 0 | 0 | Constrained, otherwise capacity available =48 kW | --> | E15 ex GLENAMADDY | Glenamaddy [T422] | ATHLONE |  | 53.6144 | -8.4603
MV/LV Substation BA***897X |  | 10 kV | _ | LV | 50 kVA :Pole Substation | 0.05 | --> | 0.05 | 0 | 0 | Constrained, otherwise capacity available =45 kVA | --> | 0.048 | 0 | 0 | 0.048 | 0 |  | --> | C17 ex ROSCOMMON | Roscommon [T41,T42] | LANESBORO |  | 53.6027 | -8.1852
MV/LV Substation KI***901Y |  | 10 kV | _ | LV | 50 kVA :Pole Substation | 0.05 | --> | 0.05 | 0 | 0 | Constrained, otherwise capacity available =50 kVA | --> | 0.048 | 0 | 0 | 0.048 | 0 |  | --> | C17 ex ROSCOMMON | Roscommon [T41,T42] | LANESBORO |  | 53.5689 | -8.1673
MV/LV Substation RO***904Y |  | 10 kV | _ | LV | 200 kVA :Pole Substation | 0.2 | --> | 0.2 | 0 | 0 | Constrained, otherwise capacity available =200 kVA | --> | 0.19 | 0 | 0 | 0.19 | 0 |  | --> | C17 ex ROSCOMMON | Roscommon [T41,T42] | LANESBORO |  | 53.6141 | -8.1971
MV/LV Substation CL***905X |  | 10 kV | _ | LV | 200 kVA :Kiosk Substation | 0.2 | --> | 0.2 | 0 | 0 | Constrained, otherwise capacity available =97 kVA | --> | 0.19 | 0 | 0.048 | 0.168 | 0 |  | --> | C12 ex ROSCOMMON | Roscommon [T41,T42] | LANESBORO |  | 53.6357 | -8.1886
MV/LV Substation MU***925X |  | 10 kV | _ | LV | 200 kVA :Pole Substation | 0.2 | --> | 0.2 | 0 | 0 | Constrained, otherwise capacity available =199 kVA | --> | 0.19 | 0 | 0.005 | 0.153 | 0 | Constrained, otherwise capacity available =186 kW | --> | C12 ex AGHAMORE | Aghamore [T41,T42] | LANESBORO |  | 53.6791 | -8.0018
MV/LV Substation GR***933Y |  | 20 kV | _ | LV | 100 kVA :Pole Substation | 0.1 | --> | 0.1 | 0 | 0 | Constrained, otherwise capacity available =90 kVA | --> | 0.095 | 0 | 0.007 | 0.091 | 0 |  | --> | C20 ex ROSCOMMON | Roscommon [T41,T42] | LANESBORO |  | 53.7784 | -8.2598
MV/LV Substation BA***939Y |  | 10 kV | _ | LV | 50 kVA :Pole Substation | 0.05 | --> | 0.05 | 0.05 | 1.28 |  | --> | 0.048 | 0 | 0 | 0.048 | 0 |  | --> | C21 ex CASTLEREA | Castlerea [T41,T42] | CARRICK ON SHANNON |  | 53.6899 | -8.4666
MV/LV Substation TA***942Y |  | 10 kV | _ | LV | 400 kVA :Building Structure | 0.4 | --> | 0.4 | 0 | 0 | Constrained, otherwise capacity available =326 kVA | --> | 0.38 | 0 | 0 | 0.39 | 0 |  | --> | C12 ex ROSCOMMON | Roscommon [T41,T42] | LANESBORO |  | 53.6299 | -8.1919
MV/LV Substation GI***943Y |  | 20 kV | _ | LV | 50 kVA :Pole Substation | 0.05 | --> | 0.05 | 0 | 0 | Constrained, otherwise capacity available =43 kVA | --> | 0.048 | 0 | 0 | 0.048 | 0 |  | --> | C17 ex ROSCOMMON | Roscommon [T41,T42] | LANESBORO |  | 53.6336 | -8.2576
MV/LV Substation LA***953X |  | 10 kV | _ | LV | 100 kVA :Pole Substation | 0.1 | --> | 0.1 | 0 | 0 | Constrained, otherwise capacity available =82 kVA | --> | 0.095 | 0 | 0 | 0.098 | 0 |  | --> | C12 ex ROSCOMMON | Roscommon [T41,T42] | LANESBORO |  | 53.6357 | -8.1805
MV/LV Substation CO***954X |  | 20 kV | _ | LV | 100 kVA :Pole Substation | 0.1 | --> | 0.1 | 0 | 0 | Constrained, otherwise capacity available =88 kVA | --> | 0.095 | 0 | 0 | 0.097 | 0 |  | --> | C20 ex ROSCOMMON | Roscommon [T41,T42] | LANESBORO |  | 53.6864 | -8.1946
MV/LV Substation CE***954Y |  | 10 kV | _ | LV | 400 kVA :Kiosk Substation | 0.4 | --> | 0.4 | 0 | 0 | Constrained, otherwise capacity available =374 kVA | --> | 0.38 | 0 | 0 | 0.384 | 0 |  | --> | C12 ex ROSCOMMON | Roscommon [T41,T42] | LANESBORO |  | 53.6335 | -8.1819
MV/LV Substation BA***955 |  | 10 kV | _ | LV | 200 kVA :Pole Substation | 0.2 | --> | 0.2 | 0.146 | 1.28 |  | --> | 0.19 | 0 | 0.005 | 0.194 | 0 |  | --> | C21 ex CASTLEREA | Castlerea [T41,T42] | CARRICK ON SHANNON |  | 53.6935 | -8.4629
MV/LV Substation MU***955X |  | 20 kV | _ | LV | 100 kVA :Pole Substation | 0.1 | --> | 0.1 | 0 | 0 | Constrained, otherwise capacity available =94 kVA | --> | 0.095 | 0 | 0 | 0.096 | 0 |  | --> | C20 ex ROSCOMMON | Roscommon [T41,T42] | LANESBORO |  | 53.6625 | -8.1992
MV/LV Substation MA***956Y |  | 10 kV | _ | LV | 400 kVA :Building Structure | 0.4 | --> | 0.4 | 0 | 0 | Constrained, otherwise capacity available =304 kVA | --> | 0.38 | 0 | 0 | 0.393 | 0 |  | --> | C13 ex ROSCOMMON | Roscommon [T41,T42] | LANESBORO |  | 53.6304 | -8.1868
MV/LV Substation BE***958 |  | 10 kV | _ | LV | 50 kVA :Pole Substation | 0.05 | --> | 0.05 | 0.038 | 1.28 |  | --> | 0.048 | 0 | 0 | 0.049 | 0 |  | --> | C21 ex CASTLEREA | Castlerea [T41,T42] | CARRICK ON SHANNON |  | 53.6917 | -8.431
MV/LV Substation AN***958X |  | 10 kV | _ | LV | 100 kVA :Pole Substation | 0.1 | --> | 0.1 | 0 | 0 | Constrained, otherwise capacity available =66 kVA | --> | 0.095 | 0 | 0.04 | 0.07 | 0 |  | --> | C13 ex ROSCOMMON | Roscommon [T41,T42] | LANESBORO |  | 53.6211 | -8.1895
MV/LV Substation DO***958Y |  | 10 kV | _ | LV | 50 kVA :Pole Substation | 0.05 | --> | 0.05 | 0 | 0 | Constrained, otherwise capacity available =50 kVA | --> | 0.048 | 0 | 0 | 0.048 | 0 |  | --> | C22 ex ROSCOMMON | Roscommon [T41,T42] | LANESBORO |  | 53.6348 | -8.1175
MV/LV Substation BO***959Y |  | 20 kV | _ | LV | 50 kVA :Pole Substation | 0.05 | --> | 0.05 | 0 | 0 | Constrained, otherwise capacity available =46 kVA | --> | 0.048 | 0 | 0.005 | 0.044 | 0 |  | --> | C20 ex ROSCOMMON | Roscommon [T41,T42] | LANESBORO |  | 53.6499 | -8.2005
MV/LV Substation RO***967Y |  | 10 kV | _ | LV | 50 kVA :Pole Substation | 0.05 | --> | 0.05 | 0 | 0 | Constrained, otherwise capacity available =48 kVA | --> | 0.048 | 0 | 0 | 0.048 | 0 |  | --> | C19 ex ROSCOMMON | Roscommon [T41,T42] | LANESBORO |  | 53.6678 | -8.3105
MV/LV Substation CA***970Y |  | 20 kV | _ | LV | 50 kVA :Pole Substation | 0.05 | --> | 0.05 | 0 | 0 | Constrained, otherwise capacity available =42 kVA | --> | 0.048 | 0 | 0 | 0.048 | 0 |  | --> | C20 ex ROSCOMMON | Roscommon [T41,T42] | LANESBORO |  | 53.7228 | -8.2151
MV/LV Substation EN***976X |  | 10 kV | _ | LV | 400 kVA :Building Structure | 0.4 | --> | 0.4 | 0 | 0 | Constrained, otherwise capacity available =373 kVA | --> | 0.38 | 0 | 0 | 0.384 | 0 |  | --> | C12 ex ROSCOMMON | Roscommon [T41,T42] | LANESBORO |  | 53.6413 | -8.2071
MV/LV Substation AR***986X |  | 10 kV | _ | LV | 200 kVA :Kiosk Substation | 0.2 | --> | 0.2 | 0 | 0 | Constrained, otherwise capacity available =152 kVA | --> | 0.19 | 0 | 0.025 | 0.178 | 0 |  | --> | C13 ex ROSCOMMON | Roscommon [T41,T42] | LANESBORO |  | 53.6269 | -8.1774
MV/LV Substation LO***996X |  | 10 kV | _ | LV | 50 kVA :Pole Substation | 0.05 | --> | 0.05 | 0 | 0 | Constrained, otherwise capacity available =50 kVA | --> | 0.048 | 0 | 0 | 0.048 | 0 |  | --> | C12 ex AGHAMORE | Aghamore [T41,T42] | LANESBORO |  | 53.6977 | -8.0055
MV/LV Substation AU***997X |  | 10 kV | _ | LV | 50 kVA :Pole Substation | 0.05 | --> | 0.05 | 0 | 0 | Constrained, otherwise capacity available =44 kVA | --> | 0.048 | 0 | 0 | 0.048 | 0 |  | --> | C20 ex BALLYGAR | Ballygar [T41,T42] | ATHLONE |  | 53.5395 | -8.3103
MV/LV Substation MA***002 |  | 10 kV | _ | LV | 200 kVA :Pole Substation | 0.2 | --> | 0.2 | 0.166 | 2 |  | --> | 0.19 | 0 | 0 | 0.195 | 0 |  | --> | C19 ex CAUSEWAY | Causeway [T41,T42] | TRALEE |  | 52.3936 | -9.8458
MV/LV Substation BA***007X |  | 10 kV | _ | LV | 50 kVA :Pole Substation | 0.05 | --> | 0.05 | 0.048 | 2 |  | --> | 0.048 | 0 | 0 | 0.048 | 0 |  | --> | C14 ex CAUSEWAY | Causeway [T41,T42] | TRALEE |  | 52.4229 | -9.6914
MV/LV Substation CL***011X |  | 10 kV | _ | LV | 50 kVA :Pole Substation | 0.05 | --> | 0.05 | 0.05 | 2 |  | --> | 0.048 | 0 | 0 | 0.048 | 0 |  | --> | C12 ex CAUSEWAY | Causeway [T41,T42] | TRALEE |  | 52.4591 | -9.728
MV/LV Substation CL***014X |  | 10 kV | _ | LV | 50 kVA :Pole Substation | 0.05 | --> | 0.05 | 0.031 | 3.74 |  | --> | 0.048 | 0 | 0 | 0.05 | 0 |  | --> | C12 ex KILFLYNN | Kilflynn [T41,T42] | TRALEE |  | 52.3861 | -9.5892
MV/LV Substation BA***025X |  | 10 kV | _ | LV | 100 kVA :Pole Substation | 0.1 | --> | 0.1 | 0.078 | 2 |  | --> | 0.095 | 0 | 0 | 0.098 | 0 |  | --> | C15 ex CAUSEWAY | Causeway [T41,T42] | TRALEE |  | 52.3416 | -9.8259
MV/LV Substation AR***027 |  | 10 kV | _ | LV | 200 kVA :Pole Substation | 0.2 | --> | 0.2 | 0.188 | 2 |  | --> | 0.19 | 0 | 0.005 | 0.188 | 0 |  | --> | C12 ex CAUSEWAY | Causeway [T41,T42] | TRALEE |  | 52.4687 | -9.7055
MV/LV Substation CL***032X |  | 10 kV | _ | LV | 50 kVA :Pole Substation | 0.05 | --> | 0.05 | 0.049 | 2 |  | --> | 0.048 | 0 | 0 | 0.048 | 0 |  | --> | C12 ex CAUSEWAY | Causeway [T41,T42] | TRALEE |  | 52.462 | -9.6898
MV/LV Substation CA***034X |  | 10 kV | _ | LV | 50 kVA :Pole Substation | 0.05 | --> | 0.05 | 0.046 | 3.74 |  | --> | 0.048 | 0 | 0.005 | 0.044 | 0 |  | --> | C12 ex KILFLYNN | Kilflynn [T41,T42] | TRALEE |  | 52.3557 | -9.6185
MV/LV Substation CA***042 |  | 10 kV | _ | LV | 100 kVA :Pole Substation | 0.1 | --> | 0.1 | 0.083 | 3.74 |  | --> | 0.095 | 0 | 0.005 | 0.094 | 0 |  | --> | C12 ex KILFLYNN | Kilflynn [T41,T42] | TRALEE |  | 52.3542 | -9.6302
MV/LV Substation BE***061 |  | 10 kV | _ | LV | 50 kVA :Pole Substation | 0.05 | --> | 0.05 | 0.025 | 2 |  | --> | 0.048 | 0 | 0 | 0.051 | 0 |  | --> | C14 ex CAUSEWAY | Causeway [T41,T42] | TRALEE |  | 52.4517 | -9.6669
MV/LV Substation CA***069 |  | 10 kV | _ | LV | 100 kVA :Pole Substation | 0.1 | --> | 0.1 | 0.093 | 2 |  | --> | 0.095 | 0 | 0 | 0.096 | 0 |  | --> | C12 ex CAUSEWAY | Causeway [T41,T42] | TRALEE |  | 52.4816 | -9.6813
MV/LV Substation KE***070X |  | 10 kV | _ | LV | 200 kVA :Pole Substation | 0.2 | --> | 0.2 | 0.186 | 2 |  | --> | 0.19 | 0 | 0.025 | 0.173 | 0 |  | --> | C19 ex CAUSEWAY | Causeway [T41,T42] | TRALEE |  | 52.3937 | -9.8331
MV/LV Substation BA***073 |  | 10 kV | _ | LV | 100 kVA :Pole Substation | 0.1 | --> | 0.1 | 0.058 | 2.18 |  | --> | 0.095 | 0 | 0 | 0.1 | 0 |  | --> | C17 ex BALLYRICKARD | Ballyrickard [T41,T42] | TRALEE |  | 52.3006 | -9.8574
MV/LV Substation BA***081X |  | 10 kV | _ | LV | 50 kVA :Pole Substation | 0.05 | --> | 0.05 | 0.035 | 3.74 |  | --> | 0.048 | 0 | 0.011 | 0.041 | 0 |  | --> | C12 ex KILFLYNN | Kilflynn [T41,T42] | TRALEE |  | 52.3512 | -9.628
MV/LV Substation R ***089 |  | 10 kV | _ | LV | 400 kVA :Kiosk Substation | 0.4 | --> | 0.4 | 0.302 | 2.18 |  | --> | 0.38 | 0 | 0.003 | 0.391 | 0 |  | --> | C17 ex BALLYRICKARD | Ballyrickard [T41,T42] | TRALEE |  | 52.3213 | -9.7726
MV/LV Substation SA***093 |  | 10 kV | _ | LV | 200 kVA :Pole Substation | 0.2 | --> | 0.2 | 0.2 | 3.74 |  | --> | 0.19 | 0 | 0 | 0.19 | 0 |  | --> | C11 ex KILFLYNN | Kilflynn [T41,T42] | TRALEE |  | 52.3411 | -9.7497
MV/LV Substation CL***093X |  | 10 kV | _ | LV | 50 kVA :Pole Substation | 0.05 | --> | 0.05 | 0.037 | 2 |  | --> | 0.048 | 0 | 0 | 0.049 | 0 |  | --> | C12 ex CAUSEWAY | Causeway [T41,T42] | TRALEE |  | 52.4708 | -9.6823
MV/LV Substation BA***099 |  | 10 kV | _ | LV | 50 kVA :Pole Substation | 0.05 | --> | 0.05 | 0.036 | 3.74 |  | --> | 0.048 | 0 | 0 | 0.049 | 0 |  | --> | C12 ex KILFLYNN | Kilflynn [T41,T42] | TRALEE |  | 52.3917 | -9.6684
MV/LV Substation SL***100 |  | 10 kV | _ | LV | 200 kVA :Pole Substation | 0.2 | --> | 0.2 | 0.132 | 2 |  | --> | 0.19 | 0 | 0 | 0.199 | 0 |  | --> | C15 ex CAUSEWAY | Causeway [T41,T42] | TRALEE |  | 52.377 | -9.8101
MV/LV Substation BA***114 |  | 10 kV | _ | LV | 630 kVA :Kiosk Substation | 0.63 | --> | 0.63 | 0.5 | 3.74 |  | --> | 0.598 | 0 | 0 | 0.5 | 0 |  | --> | C12 ex KILFLYNN | Kilflynn [T41,T42] | TRALEE |  | 52.386 | -9.5441
MV/LV Substation B ***121X |  | 10 kV | _ | LV | 100 kVA :Pole Substation | 0.1 | --> | 0.1 | 0.098 | 2 |  | --> | 0.095 | 0 | 0 | 0.095 | 0 |  | --> | C14 ex CAUSEWAY | Causeway [T41,T42] | TRALEE |  | 52.4384 | -9.6364
MV/LV Substation TR***126X |  | 10 kV | _ | LV | 200 kVA :Pole Substation | 0.2 | --> | 0.2 | 0.179 | 2 |  | --> | 0.19 | 0 | 0 | 0.193 | 0 |  | --> | C19 ex CAUSEWAY | Causeway [T41,T42] | TRALEE |  | 52.3944 | -9.8593
MV/LV Substation SE***128X |  | 10 kV | _ | LV | 200 kVA :Pole Substation | 0.2 | --> | 0.2 | 0.183 | 2 |  | --> | 0.19 | 0 | 0 | 0.192 | 0 |  | --> | C19 ex CAUSEWAY | Causeway [T41,T42] | TRALEE |  | 52.388 | -9.8301
MV/LV Substation SE***129X |  | 10 kV | _ | LV | 200 kVA :Pole Substation | 0.2 | --> | 0.2 | 0.196 | 2 |  | --> | 0.19 | 0 | 0.005 | 0.187 | 0 |  | --> | C19 ex CAUSEWAY | Causeway [T41,T42] | TRALEE |  | 52.383 | -9.8283
MV/LV Substation BA***138X |  | 10 kV | _ | LV | 50 kVA :Pole Substation | 0.05 | --> | 0.05 | 0.037 | 3.74 |  | --> | 0.048 | 0 | 0 | 0.049 | 0 |  | --> | C12 ex KILFLYNN | Kilflynn [T41,T42] | TRALEE |  | 52.3487 | -9.6269
MV/LV Substation BO***141 |  | 10 kV | _ | LV | 100 kVA :Pole Substation | 0.1 | --> | 0.1 | 0.054 | 2 |  | --> | 0.095 | 0 | 0 | 0.101 | 0 |  | --> | C19 ex CAUSEWAY | Causeway [T41,T42] | TRALEE |  | 52.4039 | -9.8258
MV/LV Substation FA***149 |  | 10 kV | _ | LV | 50 kVA :Pole Substation | 0.05 | --> | 0.05 | 0.046 | 2 |  | --> | 0.048 | 0 | 0.005 | 0.044 | 0 |  | --> | C12 ex CAUSEWAY | Causeway [T41,T42] | TRALEE |  | 52.4246 | -9.7443
MV/LV Substation FL***150X |  | 10 kV | _ | LV | 50 kVA :Pole Substation | 0.05 | --> | 0.05 | 0.047 | 2 |  | --> | 0.048 | 0 | 0.01 | 0.04 | 0 |  | --> | C12 ex CAUSEWAY | Causeway [T41,T42] | TRALEE |  | 52.4397 | -9.7641
MV/LV Substation BA***158 |  | 10 kV | _ | LV | 100 kVA :Pole Substation | 0.1 | --> | 0.1 | 0.087 | 2 |  | --> | 0.095 | 0 | 0.002 | 0.095 | 0 |  | --> | C19 ex CAUSEWAY | Causeway [T41,T42] | TRALEE |  | 52.4014 | -9.8722
MV/LV Substation TO***160 |  | 10 kV | _ | LV | 50 kVA :Pole Substation | 0.05 | --> | 0.05 | 0.037 | 2 |  | --> | 0.048 | 0 | 0 | 0.049 | 0 |  | --> | C14 ex CAUSEWAY | Causeway [T41,T42] | TRALEE |  | 52.457 | -9.6601
MV/LV Substation CI***166X |  | 10 kV | _ | LV | 630 kVA :Kiosk Substation | 0.63 | --> | 0.63 | 0.5 | 3.74 |  | --> | 0.598 | 0 | 0.045 | 0.5 | 0 |  | --> | C12 ex KILFLYNN | Kilflynn [T41,T42] | TRALEE |  | 52.4034 | -9.6188
MV/LV Substation SL***167X |  | 10 kV | _ | LV | 400 kVA :Kiosk Substation | 0.4 | --> | 0.4 | 0.355 | 3.74 |  | --> | 0.38 | 0 | 0 | 0.386 | 0 |  | --> | C12 ex KILFLYNN | Kilflynn [T41,T42] | TRALEE |  | 52.4 | -9.6148
MV/LV Substation AG***175 |  | 10 kV | _ | LV | 50 kVA :Pole Substation | 0.05 | --> | 0.05 | 0.048 | 3.74 |  | --> | 0.048 | 0 | 0 | 0.048 | 0 |  | --> | C12 ex KILFLYNN | Kilflynn [T41,T42] | TRALEE |  | 52.4058 | -9.6648
MV/LV Substation SN***181 |  | 10 kV | _ | LV | 100 kVA :Pole Substation | 0.1 | --> | 0.1 | 0.098 | 2 |  | --> | 0.095 | 0 | 0 | 0.095 | 0 |  | --> | C15 ex CAUSEWAY | Causeway [T41,T42] | TRALEE |  | 52.3681 | -9.7844
MV/LV Substation KI***184 |  | 10 kV | _ | LV | 50 kVA :Pole Substation | 0.05 | --> | 0.05 | 0.039 | 3.74 |  | --> | 0.048 | 0 | 0 | 0.049 | 0 |  | --> | C11 ex KILFLYNN | Kilflynn [T41,T42] | TRALEE |  | 52.3381 | -9.7485
MV/LV Substation AG***185X |  | 10 kV | _ | LV | 50 kVA :Pole Substation | 0.05 | --> | 0.05 | 0.045 | 3.74 |  | --> | 0.048 | 0 | 0.011 | 0.04 | 0 |  | --> | C12 ex KILFLYNN | Kilflynn [T41,T42] | TRALEE |  | 52.4108 | -9.6843
MV/LV Substation KN***187X |  | 10 kV | _ | LV | 50 kVA :Pole Substation | 0.05 | --> | 0.05 | 0.045 | 2.18 |  | --> | 0.048 | 0 | 0 | 0.048 | 0 |  | --> | C17 ex BALLYRICKARD | Ballyrickard [T41,T42] | TRALEE |  | 52.2918 | -9.7779
MV/LV Substation BA***191 |  | 10 kV | _ | LV | 50 kVA :Pole Substation | 0.05 | --> | 0.05 | 0.049 | 2 |  | --> | 0.048 | 0 | 0 | 0.048 | 0 |  | --> | C15 ex CAUSEWAY | Causeway [T41,T42] | TRALEE |  | 52.343 | -9.8109
MV/LV Substation BA***194X |  | 10 kV | _ | LV | 200 kVA :Kiosk Substation | 0.2 | --> | 0.2 | 0 | 2 |  | --> | 0.19 | 0 | 0.205 | 0.053 | 0 |  | --> | C15 ex CAUSEWAY | Causeway [T41,T42] | TRALEE |  | 52.3383 | -9.8188
MV/LV Substation HE***205 |  | 10 kV | _ | LV | 50 kVA :Pole Substation | 0.05 | --> | 0.05 | 0.038 | 2 |  | --> | 0.048 | 0 | 0 | 0.049 | 0 |  | --> | C12 ex CAUSEWAY | Causeway [T41,T42] | TRALEE |  | 52.455 | -9.6783
MV/LV Substation KI***208X |  | 10 kV | _ | LV | 50 kVA :Pole Substation | 0.05 | --> | 0.05 | 0.032 | 2 |  | --> | 0.048 | 0 | 0.01 | 0.042 | 0 |  | --> | C15 ex CAUSEWAY | Causeway [T41,T42] | TRALEE |  | 52.3675 | -9.7725
MV/LV Substation LA***210X |  | 10 kV | _ | LV | 100 kVA :Pole Substation | 0.1 | --> | 0.1 | 0.085 | 2 |  | --> | 0.095 | 0 | 0.012 | 0.088 | 0 |  | --> | C14 ex CAUSEWAY | Causeway [T41,T42] | TRALEE |  | 52.4557 | -9.6612
MV/LV Substation BO***216 |  | 10 kV | _ | LV | 200 kVA :Pole Substation | 0.2 | --> | 0.2 | 0.197 | 3.74 |  | --> | 0.19 | 0 | 0.005 | 0.187 | 0 |  | --> | C11 ex KILFLYNN | Kilflynn [T41,T42] | TRALEE |  | 52.3495 | -9.6751
MV/LV Substation BA***224X |  | 10 kV | _ | LV | 50 kVA :Pole Substation | 0.05 | --> | 0.05 | 0.048 | 2 |  | --> | 0.048 | 0 | 0 | 0.048 | 0 |  | --> | C15 ex CAUSEWAY | Causeway [T41,T42] | TRALEE |  | 52.359 | -9.7946
MV/LV Substation CL***226 |  | 10 kV | _ | LV | 100 kVA :Pole Substation | 0.1 | --> | 0.1 | 0.083 | 2 |  | --> | 0.095 | 0 | 0.011 | 0.089 | 0 |  | --> | C12 ex CAUSEWAY | Causeway [T41,T42] | TRALEE |  | 52.4641 | -9.7244
MV/LV Substation LI***230 |  | 10 kV | _ | LV | 33 kVA :Pole Substation | 0.033 | --> | 0.033 | 0 | 3.74 |  | --> | 0.031 | 0 | 0.005 | 0.032 | 0 |  | --> | C12 ex KILFLYNN | Kilflynn [T41,T42] | TRALEE |  | 52.4071 | -9.6182
MV/LV Substation FA***239X |  | 10 kV | _ | LV | 50 kVA :Pole Substation | 0.05 | --> | 0.05 | 0.048 | 3.74 |  | --> | 0.048 | 0 | 0 | 0.048 | 0 |  | --> | C15 ex KILFLYNN | Kilflynn [T41,T42] | TRALEE |  | 52.3443 | -9.6207
MV/LV Substation TH***241X |  | 10 kV | _ | LV | 50 kVA :Pole Substation | 0.05 | --> | 0.05 | 0.048 | 2 |  | --> | 0.048 | 0 | 0 | 0.048 | 0 |  | --> | C19 ex CAUSEWAY | Causeway [T41,T42] | TRALEE |  | 52.4008 | -9.8023
MV/LV Substation FA***251 |  | 10 kV | _ | LV | 100 kVA :Pole Substation | 0.1 | --> | 0.1 | 0.089 | 3.74 |  | --> | 0.095 | 0 | 0 | 0.097 | 0 |  | --> | C12 ex KILFLYNN | Kilflynn [T41,T42] | TRALEE |  | 52.408 | -9.6168
MV/LV Substation SU***253X |  | 10 kV | _ | LV | 100 kVA :Pole Substation | 0.1 | --> | 0.1 | 0.098 | 3.74 |  | --> | 0.095 | 0 | 0 | 0.095 | 0 |  | --> | C12 ex KILFLYNN | Kilflynn [T41,T42] | TRALEE |  | 52.4125 | -9.6971
MV/LV Substation FE***254 |  | 10 kV | _ | LV | 50 kVA :Pole Substation | 0.05 | --> | 0.05 | 0.048 | 2 |  | --> | 0.048 | 0 | 0 | 0.048 | 0 |  | --> | C12 ex CAUSEWAY | Causeway [T41,T42] | TRALEE |  | 52.4322 | -9.7548
MV/LV Substation SH***269X |  | 10 kV | _ | LV | 100 kVA :Pole Substation | 0.1 | --> | 0.1 | 0.092 | 3.74 |  | --> | 0.095 | 0 | 0 | 0.096 | 0 |  | --> | C12 ex KILFLYNN | Kilflynn [T41,T42] | TRALEE |  | 52.3566 | -9.6324
MV/LV Substation BE***270X |  | 10 kV | _ | LV | 50 kVA :Pole Substation | 0.05 | --> | 0.05 | 0.046 | 3.74 |  | --> | 0.048 | 0 | 0 | 0.048 | 0 |  | --> | C11 ex KILFLYNN | Kilflynn [T41,T42] | TRALEE |  | 52.3143 | -9.6968
MV/LV Substation BA***271X |  | 10 kV | _ | LV | 200 kVA :Kiosk Substation | 0.2 | --> | 0.2 | 0.136 | 3.74 |  | --> | 0.19 | 0 | 0 | 0.199 | 0 |  | --> | C12 ex KILFLYNN | Kilflynn [T41,T42] | TRALEE |  | 52.4054 | -9.6272
MV/LV Substation MC***278X |  | 10 kV | _ | LV | 50 kVA :Pole Substation | 0.05 | --> | 0.05 | 0.046 | 2 |  | --> | 0.048 | 0 | 0 | 0.048 | 0 |  | --> | C12 ex CAUSEWAY | Causeway [T41,T42] | TRALEE |  | 52.4587 | -9.7136
MV/LV Substation FO***279 |  | 10 kV | _ | LV | 100 kVA :Pole Substation | 0.1 | --> | 0.1 | 0.084 | 2 |  | --> | 0.095 | 0 | 0 | 0.097 | 0 |  | --> | C12 ex CAUSEWAY | Causeway [T41,T42] | TRALEE |  | 52.4201 | -9.7478
MV/LV Substation KI***281 |  | 10 kV | _ | LV | 200 kVA :Pole Substation | 0.2 | --> | 0.2 | 0.185 | 3.74 |  | --> | 0.19 | 0 | 0.006 | 0.188 | 0 |  | --> | C12 ex KILFLYNN | Kilflynn [T41,T42] | TRALEE |  | 52.3496 | -9.6246
MV/LV Substation TO***282X |  | 10 kV | _ | LV | 200 kVA :Kiosk Substation | 0.2 | --> | 0.2 | 0.178 | 2 |  | --> | 0.19 | 0 | 0.01 | 0.186 | 0 |  | --> | C19 ex CAUSEWAY | Causeway [T41,T42] | TRALEE |  | 52.396 | -9.8306
MV/LV Substation LI***287 |  | 10 kV | _ | LV | 200 kVA :Kiosk Substation | 0.2 | --> | 0.2 | 0.138 | 3.74 |  | --> | 0.19 | 0 | 0 | 0.198 | 0 |  | --> | C12 ex KILFLYNN | Kilflynn [T41,T42] | TRALEE |  | 52.3885 | -9.6165
MV/LV Substation TH***290X |  | 10 kV | _ | LV | 400 kVA :Kiosk Substation | 0.4 | --> | 0.4 | 0.352 | 3.74 |  | --> | 0.38 | 0 | 0.022 | 0.37 | 0 |  | --> | C11 ex KILFLYNN | Kilflynn [T41,T42] | TRALEE |  | 52.3498 | -9.6863
MV/LV Substation IN***295X |  | 10 kV | _ | LV | 50 kVA :Pole Substation | 0.05 | --> | 0.05 | 0.05 | 2 |  | --> | 0.048 | 0 | 0 | 0.048 | 0 |  | --> | C12 ex CAUSEWAY | Causeway [T41,T42] | TRALEE |  | 52.4337 | -9.7212
MV/LV Substation RA***299 |  | 10 kV | _ | LV | 100 kVA :Pole Substation | 0.1 | --> | 0.1 | 0.1 | 2 |  | --> | 0.095 | 0 | 0 | 0.095 | 0 |  | --> | C14 ex CAUSEWAY | Causeway [T41,T42] | TRALEE |  | 52.4432 | -9.6576
MV/LV Substation A/***301 |  | 10 kV | _ | LV | 400 kVA :Kiosk Substation | 0.4 | --> | 0.4 | 0.228 | 3.74 |  | --> | 0.38 | 0 | 0.01 | 0.395 | 0 |  | --> | C11 ex KILFLYNN | Kilflynn [T41,T42] | TRALEE |  | 52.3449 | -9.6884
MV/LV Substation DR***304X |  | 10 kV | _ | LV | 200 kVA :Pole Substation | 0.2 | --> | 0.2 | 0.155 | 3.74 |  | --> | 0.19 | 0 | 0.05 | 0.159 | 0 |  | --> | C11 ex KILFLYNN | Kilflynn [T41,T42] | TRALEE |  | 52.3222 | -9.6938
MV/LV Substation RE***306X |  | 10 kV | _ | LV | 50 kVA :Pole Substation | 0.05 | --> | 0.05 | 0.049 | 2 |  | --> | 0.048 | 0 | 0 | 0.048 | 0 |  | --> | C19 ex CAUSEWAY | Causeway [T41,T42] | TRALEE |  | 52.4032 | -9.7877
MV/LV Substation KI***316X |  | 10 kV | _ | LV | 50 kVA :Pole Substation | 0.05 | --> | 0.05 | 0.047 | 2 |  | --> | 0.048 | 0 | 0 | 0.048 | 0 |  | --> | C15 ex CAUSEWAY | Causeway [T41,T42] | TRALEE |  | 52.3702 | -9.7709
MV/LV Substation SA***318X |  | 10 kV | _ | LV | 100 kVA :Pole Substation | 0.1 | --> | 0.1 | 0.091 | 2 |  | --> | 0.095 | 0 | 0 | 0.096 | 0 |  | --> | C15 ex CAUSEWAY | Causeway [T41,T42] | TRALEE |  | 52.3448 | -9.828
MV/LV Substation KI***322X |  | 10 kV | _ | LV | 50 kVA :Pole Substation | 0.05 | --> | 0.05 | 0.05 | 2 |  | --> | 0.048 | 0 | 0 | 0.048 | 0 |  | --> | C15 ex CAUSEWAY | Causeway [T41,T42] | TRALEE |  | 52.3447 | -9.8131
MV/LV Substation GA***325X |  | 10 kV | _ | LV | 50 kVA :Pole Substation | 0.05 | --> | 0.05 | 0.05 | 3.74 |  | --> | 0.048 | 0 | 0 | 0.048 | 0 |  | --> | C12 ex KILFLYNN | Kilflynn [T41,T42] | TRALEE |  | 52.3705 | -9.6309
MV/LV Substation BA***326 |  | 10 kV | _ | LV | 100 kVA :Pole Substation | 0.1 | --> | 0.1 | 0.083 | 3.74 |  | --> | 0.095 | 0 | 0 | 0.097 | 0 |  | --> | C12 ex KILFLYNN | Kilflynn [T41,T42] | TRALEE |  | 52.3882 | -9.5485
MV/LV Substation RI***332X |  | 10 kV | _ | LV | 50 kVA :Pole Substation | 0.05 | --> | 0.05 | 0.032 | 3.74 |  | --> | 0.048 | 0 | 0 | 0.05 | 0 |  | --> | C12 ex KILFLYNN | Kilflynn [T41,T42] | TRALEE |  | 52.3963 | -9.69
MV/LV Substation CL***334 |  | 10 kV | _ | LV | 100 kVA :Pole Substation | 0.1 | --> | 0.1 | 0.099 | 2 |  | --> | 0.095 | 0 | 0 | 0.095 | 0 |  | --> | C12 ex CAUSEWAY | Causeway [T41,T42] | TRALEE |  | 52.4584 | -9.727
MV/LV Substation BA***335 |  | 10 kV | _ | LV | 50 kVA :Pole Substation | 0.05 | --> | 0.05 | 0.04 | 3.74 |  | --> | 0.048 | 0 | 0 | 0.049 | 0 |  | --> | C12 ex KILFLYNN | Kilflynn [T41,T42] | TRALEE |  | 52.3748 | -9.613
MV/LV Substation TH***338X |  | 10 kV | _ | LV | 100 kVA :Pole Substation | 0.1 | --> | 0.1 | 0.077 | 2 |  | --> | 0.095 | 0 | 0 | 0.098 | 0 |  | --> | C19 ex CAUSEWAY | Causeway [T41,T42] | TRALEE |  | 52.3924 | -9.8424
MV/LV Substation PR***345 |  | 10 kV | _ | LV | 100 kVA :Pole Substation | 0.1 | --> | 0.1 | 0.038 | 3.74 |  | --> | 0.095 | 0 | 0.01 | 0.096 | 0 |  | --> | C12 ex KILFLYNN | Kilflynn [T41,T42] | TRALEE |  | 52.4053 | -9.6159
MV/LV Substation PA***349X |  | 10 kV | _ | LV | 100 kVA :Pole Substation | 0.1 | --> | 0.1 | 0.09 | 3.74 |  | --> | 0.095 | 0 | 0 | 0.096 | 0 |  | --> | C12 ex KILFLYNN | Kilflynn [T41,T42] | TRALEE |  | 52.3783 | -9.5474
MV/LV Substation KI***351X |  | 10 kV | _ | LV | 50 kVA :Pole Substation | 0.05 | --> | 0.05 | 0.048 | 2 |  | --> | 0.048 | 0 | 0 | 0.048 | 0 |  | --> | C12 ex CAUSEWAY | Causeway [T41,T42] | TRALEE |  | 52.4718 | -9.7063
MV/LV Substation AH***360X |  | 10 kV | _ | LV | 200 kVA :Pole Substation | 0.2 | --> | 0.2 | 0.196 | 3.74 |  | --> | 0.19 | 0 | 0 | 0.19 | 0 |  | --> | C12 ex KILFLYNN | Kilflynn [T41,T42] | TRALEE |  | 52.4 | -9.6843
MV/LV Substation CL***375X |  | 10 kV | _ | LV | 50 kVA :Pole Substation | 0.05 | --> | 0.05 | 0.043 | 3.74 |  | --> | 0.048 | 0 | 0 | 0.048 | 0 |  | --> | C12 ex KILFLYNN | Kilflynn [T41,T42] | TRALEE |  | 52.3875 | -9.5772
MV/LV Substation MO***380 |  | 10 kV | _ | LV | 200 kVA :Pole Substation | 0.2 | --> | 0.2 | 0.197 | 3.74 |  | --> | 0.19 | 0 | 0 | 0.19 | 0 |  | --> | C12 ex KILFLYNN | Kilflynn [T41,T42] | TRALEE |  | 52.4076 | -9.6057
MV/LV Substation KN***386 |  | 10 kV | _ | LV | 50 kVA :Pole Substation | 0.05 | --> | 0.05 | 0.037 | 3.74 |  | --> | 0.048 | 0 | 0 | 0.049 | 0 |  | --> | C15 ex KILFLYNN | Kilflynn [T41,T42] | TRALEE |  | 52.3315 | -9.6377
MV/LV Substation BA***387 |  | 10 kV | _ | LV | 50 kVA :Pole Substation | 0.05 | --> | 0.05 | 0.043 | 2 |  | --> | 0.048 | 0 | 0 | 0.048 | 0 |  | --> | C19 ex CAUSEWAY | Causeway [T41,T42] | TRALEE |  | 52.4036 | -9.8783
MV/LV Substation BA***4001 |  | 10 kV | _ | LV | 50 kVA :Pole Substation | 0.05 | --> | 0.05 | 0.036 | 2 |  | --> | 0.048 | 0 | 0 | 0.049 | 0 |  | --> | C19 ex CAUSEWAY | Causeway [T41,T42] | TRALEE |  | 52.4137 | -9.7643
MV/LV Substation TU***4036 |  | 10 kV | _ | LV | 50 kVA :Pole Substation | 0.05 | --> | 0.05 | 0.049 | 2.18 |  | --> | 0.048 | 0 | 0 | 0.048 | 0 |  | --> | C17 ex BALLYRICKARD | Ballyrickard [T41,T42] | TRALEE |  | 52.3209 | -9.7538
MV/LV Substation BA***4040 |  | 10 kV | _ | LV | 100 kVA :Pole Substation | 0.1 | --> | 0.1 | 0.097 | 2 |  | --> | 0.095 | 0 | 0 | 0.095 | 0 |  | --> | C12 ex CAUSEWAY | Causeway [T41,T42] | TRALEE |  | 52.4288 | -9.7335
MV/LV Substation PA***405 |  | 10 kV | _ | LV | 100 kVA :Pole Substation | 0.1 | --> | 0.1 | 0.099 | 3.74 |  | --> | 0.095 | 0 | 0 | 0.095 | 0 |  | --> | C12 ex KILFLYNN | Kilflynn [T41,T42] | TRALEE |  | 52.379 | -9.5456
MV/LV Substation BA***4051 |  | 10 kV | _ | LV | 50 kVA :Pole Substation | 0.05 | --> | 0.05 | 0.05 | 2 |  | --> | 0.048 | 0 | 0 | 0.048 | 0 |  | --> | C15 ex CAUSEWAY | Causeway [T41,T42] | TRALEE |  | 52.3577 | -9.7922
MV/LV Substation HA***4057 |  | 10 kV | _ | LV | 50 kVA :Pole Substation | 0.05 | --> | 0.05 | 0.026 | 2 |  | --> | 0.048 | 0 | 0 | 0.051 | 0 |  | --> | C14 ex CAUSEWAY | Causeway [T41,T42] | TRALEE |  | 52.4421 | -9.6706
MV/LV Substation BA***4069 |  | 10 kV | _ | LV | 50 kVA :Pole Substation | 0.05 | --> | 0.05 | 0.039 | 3.74 |  | --> | 0.048 | 0 | 0 | 0.049 | 0 |  | --> | C12 ex KILFLYNN | Kilflynn [T41,T42] | TRALEE |  | 52.3779 | -9.6165
MV/LV Substation DR***4080 |  | 10 kV | _ | LV | 100 kVA :Pole Substation | 0.1 | --> | 0.1 | 0.095 | 2 |  | --> | 0.095 | 0 | 0 | 0.096 | 0 |  | --> | C14 ex CAUSEWAY | Causeway [T41,T42] | TRALEE |  | 52.4224 | -9.7096
MV/LV Substation GL***4084 |  | 10 kV | _ | LV | 50 kVA :Pole Substation | 0.05 | --> | 0.05 | 0.041 | 3.74 |  | --> | 0.048 | 0 | 0 | 0.049 | 0 |  | --> | C12 ex KILFLYNN | Kilflynn [T41,T42] | TRALEE |  | 52.3552 | -9.6142
MV/LV Substation DR***4085 |  | 10 kV | _ | LV | 50 kVA :Pole Substation | 0.05 | --> | 0.05 | 0.042 | 2 |  | --> | 0.048 | 0 | 0 | 0.049 | 0 |  | --> | C12 ex CAUSEWAY | Causeway [T41,T42] | TRALEE |  | 52.4397 | -9.7664
MV/LV Substation BA***4103 |  | 10 kV | _ | LV | 100 kVA :Pole Substation | 0.1 | --> | 0.1 | 0.094 | 3.74 |  | --> | 0.095 | 0 | 0 | 0.096 | 0 |  | --> | C11 ex KILFLYNN | Kilflynn [T41,T42] | TRALEE |  | 52.3544 | -9.6931
MV/LV Substation CO***4106 |  | 10 kV | _ | LV | 100 kVA :Pole Substation | 0.1 | --> | 0.1 | 0.07 | 2 |  | --> | 0.095 | 0 | 0 | 0.099 | 0 |  | --> | C15 ex CAUSEWAY | Causeway [T41,T42] | TRALEE |  | 52.35 | -9.7252
MV/LV Substation AR***4112 |  | 10 kV | _ | LV | 200 kVA :Pole Substation | 0.2 | --> | 0.2 | 0.171 | 2 |  | --> | 0.19 | 0 | 0 | 0.194 | 0 |  | --> | C15 ex CAUSEWAY | Causeway [T41,T42] | TRALEE |  | 52.3323 | -9.794
MV/LV Substation CA***4113 |  | 10 kV | _ | LV | 100 kVA :Pole Substation | 0.1 | --> | 0.1 | 0.089 | 2 |  | --> | 0.095 | 0 | 0 | 0.096 | 0 |  | --> | C19 ex CAUSEWAY | Causeway [T41,T42] | TRALEE |  | 52.4073 | -9.8021
MV/LV Substation BA***4121 |  | 10 kV | _ | LV | 100 kVA :Pole Substation | 0.1 | --> | 0.1 | 0.094 | 3.74 |  | --> | 0.095 | 0 | 0.025 | 0.077 | 0 |  | --> | C11 ex KILFLYNN | Kilflynn [T41,T42] | TRALEE |  | 52.3404 | -9.709
MV/LV Substation BA***4134 |  | 10 kV | _ | LV | 100 kVA :Pole Substation | 0.1 | --> | 0.1 | 0.087 | 2 |  | --> | 0.095 | 0 | 0.031 | 0.074 | 0 |  | --> | C15 ex CAUSEWAY | Causeway [T41,T42] | TRALEE |  | 52.3763 | -9.7191
MV/LV Substation AI***4135 |  | 10 kV | _ | LV | 400 kVA :Kiosk Substation | 0.4 | --> | 0.4 | 0.352 | 2.18 |  | --> | 0.38 | 0 | 0 | 0.387 | 0 |  | --> | C17 ex BALLYRICKARD | Ballyrickard [T41,T42] | TRALEE |  | 52.326 | -9.776
MV/LV Substation AR***4140 |  | 10 kV | _ | LV | 100 kVA :Pole Substation | 0.1 | --> | 0.1 | 0.095 | 2 |  | --> | 0.095 | 0 | 0.005 | 0.092 | 0 |  | --> | C12 ex CAUSEWAY | Causeway [T41,T42] | TRALEE |  | 52.4703 | -9.6537
MV/LV Substation KN***4141 |  | 10 kV | _ | LV | 100 kVA :Pole Substation | 0.1 | --> | 0.1 | 0.1 | 3.74 |  | --> | 0.095 | 0 | 0 | 0.095 | 0 |  | --> | C11 ex KILFLYNN | Kilflynn [T41,T42] | TRALEE |  | 52.3507 | -9.6922
MV/LV Substation SA***4146 |  | 10 kV | _ | LV | 100 kVA :Pole Substation | 0.1 | --> | 0.1 | 0.1 | 2 |  | --> | 0.095 | 0 | 0 | 0.095 | 0 |  | --> | C15 ex CAUSEWAY | Causeway [T41,T42] | TRALEE |  | 52.3459 | -9.8276
MV/LV Substation AG***4149 |  | 10 kV | _ | LV | 100 kVA :Pole Substation | 0.1 | --> | 0.1 | 0.1 | 3.74 |  | --> | 0.095 | 0 | 0 | 0.095 | 0 |  | --> | C12 ex KILFLYNN | Kilflynn [T41,T42] | TRALEE |  | 52.4074 | -9.6696
MV/LV Substation BA***4159 |  | 10 kV | _ | LV | 100 kVA :Pole Substation | 0.1 | --> | 0.1 | 0.1 | 2 |  | --> | 0.095 | 0 | 0.011 | 0.087 | 0 |  | --> | C15 ex CAUSEWAY | Causeway [T41,T42] | TRALEE |  | 52.3594 | -9.8089
MV/LV Substation RA***4163 |  | 10 kV | _ | LV | 100 kVA :Pole Substation | 0.1 | --> | 0.1 | 0.099 | 2 |  | --> | 0.095 | 0 | 0.037 | 0.068 | 0 |  | --> | C19 ex CAUSEWAY | Causeway [T41,T42] | TRALEE |  | 52.4085 | -9.778
MV/LV Substation BA***4167 |  | 10 kV | _ | LV | 100 kVA :Pole Substation | 0.1 | --> | 0.1 | 0.097 | 2 |  | --> | 0.095 | 0 | 0 | 0.095 | 0 |  | --> | C19 ex CAUSEWAY | Causeway [T41,T42] | TRALEE |  | 52.3924 | -9.8257
MV/LV Substation BA***4173 |  | 10 kV | _ | LV | 100 kVA :Pole Substation | 0.1 | --> | 0.1 | 0.093 | 2 |  | --> | 0.095 | 0 | 0 | 0.096 | 0 |  | --> | C15 ex CAUSEWAY | Causeway [T41,T42] | TRALEE |  | 52.3952 | -9.7399
MV/LV Substation BA***4174 |  | 10 kV | _ | LV | 50 kVA :Pole Substation | 0.05 | --> | 0.05 | 0.05 | 3.74 |  | --> | 0.048 | 0 | 0 | 0.048 | 0 |  | --> | C11 ex KILFLYNN | Kilflynn [T41,T42] | TRALEE |  | 52.3377 | -9.7308
MV/LV Substation BA***429 |  | 10 kV | _ | LV | 200 kVA :Pole Substation | 0.2 | --> | 0.2 | 0.175 | 2 |  | --> | 0.19 | 0 | 0.006 | 0.189 | 0 |  | --> | C14 ex CAUSEWAY | Causeway [T41,T42] | TRALEE |  | 52.4577 | -9.6606
MV/LV Substation CA***450 |  | 10 kV | _ | LV | 400 kVA :Kiosk Substation | 0.4 | --> | 0.4 | 0.359 | 2 |  | --> | 0.38 | 0 | 0.026 | 0.366 | 0 |  | --> | C12 ex CAUSEWAY | Causeway [T41,T42] | TRALEE |  | 52.4135 | -9.7365
MV/LV Substation KN***467 |  | 10 kV | _ | LV | 50 kVA :Pole Substation | 0.05 | --> | 0.05 | 0.043 | 2 |  | --> | 0.048 | 0 | 0 | 0.048 | 0 |  | --> | C12 ex CAUSEWAY | Causeway [T41,T42] | TRALEE |  | 52.4601 | -9.6708
MV/LV Substation CL***469 |  | 10 kV | _ | LV | 50 kVA :Pole Substation | 0.05 | --> | 0.05 | 0.038 | 2 |  | --> | 0.048 | 0 | 0 | 0.049 | 0 |  | --> | C12 ex CAUSEWAY | Causeway [T41,T42] | TRALEE |  | 52.4728 | -9.6808
MV/LV Substation CL***481 |  | 10 kV | _ | LV | 50 kVA :Pole Substation | 0.05 | --> | 0.05 | 0.01 | 2.18 |  | --> | 0.048 | 0 | 0.034 | 0.028 | 0 |  | --> | C17 ex BALLYRICKARD | Ballyrickard [T41,T42] | TRALEE |  | 52.3204 | -9.7757
MV/LV Substation AR***482 |  | 10 kV | _ | LV | 200 kVA :Kiosk Substation | 0.2 | --> | 0.2 | 0.048 | 2.18 |  | --> | 0.19 | 0 | 0.007 | 0.204 | 0 |  | --> | C17 ex BALLYRICKARD | Ballyrickard [T41,T42] | TRALEE |  | 52.3262 | -9.7814
MV/LV Substation BA***487 |  | 10 kV | _ | LV | 100 kVA :Pole Substation | 0.1 | --> | 0.1 | 0.079 | 2.18 |  | --> | 0.095 | 0 | 0.017 | 0.085 | 0 |  | --> | C17 ex BALLYRICKARD | Ballyrickard [T41,T42] | TRALEE |  | 52.3051 | -9.8315
MV/LV Substation AB***496 |  | 10 kV | _ | LV | 50 kVA :Pole Substation | 0.05 | --> | 0.05 | 0.04 | 2.18 |  | --> | 0.048 | 0 | 0 | 0.049 | 0 |  | --> | C17 ex BALLYRICKARD | Ballyrickard [T41,T42] | TRALEE |  | 52.332 | -9.7815
MV/LV Substation AR***497 |  | 10 kV | _ | LV | 200 kVA :Pole Substation | 0.2 | --> | 0.2 | 0.171 | 2 |  | --> | 0.19 | 0 | 0 | 0.194 | 0 |  | --> | C15 ex CAUSEWAY | Causeway [T41,T42] | TRALEE |  | 52.3331 | -9.7907
MV/LV Substation BA***505 |  | 10 kV | _ | LV | 100 kVA :Pole Substation | 0.1 | --> | 0.1 | 0.088 | 2 |  | --> | 0.095 | 0 | 0.003 | 0.094 | 0 |  | --> | C15 ex CAUSEWAY | Causeway [T41,T42] | TRALEE |  | 52.3533 | -9.8057
MV/LV Substation BA***536 |  | 10 kV | _ | LV | 200 kVA :Pole Substation | 0.2 | --> | 0.2 | 0.142 | 2 |  | --> | 0.19 | 0 | 0 | 0.198 | 0 |  | --> | C19 ex CAUSEWAY | Causeway [T41,T42] | TRALEE |  | 52.3906 | -9.8269
MV/LV Substation BA***537 |  | 10 kV | _ | LV | 630 kVA :Kiosk Substation | 0.63 | --> | 0.63 | 0.453 | 2 |  | --> | 0.598 | 0 | 0.085 | 0.5 | 0 |  | --> | C19 ex CAUSEWAY | Causeway [T41,T42] | TRALEE |  | 52.3895 | -9.8333
MV/LV Substation BA***538 |  | 10 kV | _ | LV | 400 kVA :Kiosk Substation | 0.4 | --> | 0.4 | 0.316 | 2 |  | --> | 0.38 | 0 | 0.015 | 0.38 | 0 |  | --> | C19 ex CAUSEWAY | Causeway [T41,T42] | TRALEE |  | 52.3899 | -9.836
MV/LV Substation AB***587 |  | 10 kV | _ | LV | 200 kVA :Pole Substation | 0.2 | --> | 0.2 | 0.173 | 3.74 |  | --> | 0.19 | 0 | 0.011 | 0.186 | 0 |  | --> | C11 ex KILFLYNN | Kilflynn [T41,T42] | TRALEE |  | 52.3471 | -9.6855
MV/LV Substation GL***604 |  | 10 kV | _ | LV | 50 kVA :Pole Substation | 0.05 | --> | 0.05 | 0.048 | 3.74 |  | --> | 0.048 | 0 | 0 | 0.048 | 0 |  | --> | C15 ex KILFLYNN | Kilflynn [T41,T42] | TRALEE |  | 52.3573 | -9.6078
MV/LV Substation AR***629 |  | 10 kV | _ | LV | 630 kVA :Kiosk Substation | 0.63 | --> | 0.63 | 0.5 | 2.18 |  | --> | 0.598 | 0 | 0.031 | 0.5 | 0 |  | --> | C17 ex BALLYRICKARD | Ballyrickard [T41,T42] | TRALEE |  | 52.3253 | -9.7778
MV/LV Substation RA***638 |  | 10 kV | _ | LV | 400 kVA :Kiosk Substation | 0.4 | --> | 0.4 | 0.293 | 2 |  | --> | 0.38 | 0 | 0.036 | 0.368 | 0 |  | --> | C14 ex CAUSEWAY | Causeway [T41,T42] | TRALEE |  | 52.4547 | -9.6631
MV/LV Substation BA***639 |  | 10 kV | _ | LV | 200 kVA :Pole Substation | 0.2 | --> | 0.2 | 0.121 | 2 |  | --> | 0.19 | 0 | 0.005 | 0.197 | 0 |  | --> | C14 ex CAUSEWAY | Causeway [T41,T42] | TRALEE |  | 52.4512 | -9.6618
MV/LV Substation DO***649 |  | 10 kV | _ | LV | 100 kVA :Pole Substation | 0.1 | --> | 0.1 | 0.095 | 2 |  | --> | 0.095 | 0 | 0 | 0.096 | 0 |  | --> | C14 ex CAUSEWAY | Causeway [T41,T42] | TRALEE |  | 52.428 | -9.6989
MV/LV Substation MA***652 |  | 10 kV | _ | LV | 400 kVA :Kiosk Substation | 0.4 | --> | 0.4 | 0.327 | 2 |  | --> | 0.38 | 0 | 0.005 | 0.386 | 0 |  | --> | C14 ex CAUSEWAY | Causeway [T41,T42] | TRALEE |  | 52.4126 | -9.7326
MV/LV Substation CA***653 |  | 10 kV | _ | LV | 100 kVA :Pole Substation | 0.1 | --> | 0.1 | 0.049 | 2 |  | --> | 0.095 | 0 | 0.004 | 0.099 | 0 |  | --> | C12 ex CAUSEWAY | Causeway [T41,T42] | TRALEE |  | 52.4156 | -9.7344
MV/LV Substation BA***656 |  | 10 kV | _ | LV | 100 kVA :Pole Substation | 0.1 | --> | 0.1 | 0.083 | 2 |  | --> | 0.095 | 0 | 0.003 | 0.095 | 0 |  | --> | C19 ex CAUSEWAY | Causeway [T41,T42] | TRALEE |  | 52.4066 | -9.7591
MV/LV Substation BA***672 |  | 10 kV | _ | LV | 100 kVA :Pole Substation | 0.1 | --> | 0.1 | 0.096 | 2 |  | --> | 0.095 | 0 | 0 | 0.096 | 0 |  | --> | C12 ex CAUSEWAY | Causeway [T41,T42] | TRALEE |  | 52.4465 | -9.7526
MV/LV Substation BO***707 |  | 10 kV | _ | LV | 100 kVA :Pole Substation | 0.1 | --> | 0.1 | 0.092 | 2 |  | --> | 0.095 | 0 | 0.005 | 0.092 | 0 |  | --> | C19 ex CAUSEWAY | Causeway [T41,T42] | TRALEE |  | 52.4034 | -9.8153
MV/LV Substation GL***743 |  | 10 kV | _ | LV | 100 kVA :Pole Substation | 0.1 | --> | 0.1 | 0.1 | 3.74 |  | --> | 0.095 | 0 | 0 | 0.095 | 0 |  | --> | C12 ex KILFLYNN | Kilflynn [T41,T42] | TRALEE |  | 52.4141 | -9.6929
MV/LV Substation BA***746 |  | 10 kV | _ | LV | 200 kVA :Kiosk Substation | 0.2 | --> | 0.2 | 0.188 | 2.18 |  | --> | 0.19 | 0 | 0 | 0.192 | 0 |  | --> | C17 ex BALLYRICKARD | Ballyrickard [T41,T42] | TRALEE |  | 52.3043 | -9.8546
MV/LV Substation CL***752 |  | 10 kV | _ | LV | 100 kVA :Pole Substation | 0.1 | --> | 0.1 | 0.091 | 2 |  | --> | 0.095 | 0 | 0 | 0.096 | 0 |  | --> | C12 ex CAUSEWAY | Causeway [T41,T42] | TRALEE |  | 52.4737 | -9.6876
MV/LV Substation BA***763 |  | 10 kV | _ | LV | 630 kVA :Kiosk Substation | 0.63 | --> | 0.63 | 0.5 | 2 |  | --> | 0.598 | 0 | 0.02 | 0.5 | 0 |  | --> | C15 ex CAUSEWAY | Causeway [T41,T42] | TRALEE |  | 52.3393 | -9.8162
MV/LV Substation LI***766 |  | 10 kV | _ | LV | 100 kVA :Pole Substation | 0.1 | --> | 0.1 | 0.038 | 3.74 |  | --> | 0.095 | 0 | 0.005 | 0.099 | 0 |  | --> | C12 ex KILFLYNN | Kilflynn [T41,T42] | TRALEE |  | 52.4013 | -9.6157
MV/LV Substation MA***777 |  | 10 kV | _ | LV | 100 kVA :Pole Substation | 0.1 | --> | 0.1 | 0.077 | 2 |  | --> | 0.095 | 0 | 0 | 0.098 | 0 |  | --> | C19 ex CAUSEWAY | Causeway [T41,T42] | TRALEE |  | 52.3916 | -9.8429
MV/LV Substation PM***781 |  | 10 kV | _ | LV | 100 kVA :Pole Substation | 0.1 | --> | 0.1 | 0.072 | 2 |  | --> | 0.095 | 0 | 0 | 0.099 | 0 |  | --> | C15 ex CAUSEWAY | Causeway [T41,T42] | TRALEE |  | 52.3338 | -9.7868
MV/LV Substation BA***788 |  | 10 kV | _ | LV | 200 kVA :Building Structure | 0.2 | --> | 0.2 | 0.186 | 2 |  | --> | 0.19 | 0 | 0 | 0.192 | 0 |  | --> | C12 ex CAUSEWAY | Causeway [T41,T42] | TRALEE |  | 52.4559 | -9.7297
MV/LV Substation FE***792 |  | 10 kV | _ | LV | 100 kVA :Pole Substation | 0.1 | --> | 0.1 | 0.095 | 2 |  | --> | 0.095 | 0 | 0 | 0.096 | 0 |  | --> | C12 ex CAUSEWAY | Causeway [T41,T42] | TRALEE |  | 52.4309 | -9.7509
MV/LV Substation BA***797 |  | 10 kV | _ | LV | 100 kVA :Pole Substation | 0.1 | --> | 0.1 | 0.084 | 3.74 |  | --> | 0.095 | 0 | 0 | 0.097 | 0 |  | --> | C12 ex KILFLYNN | Kilflynn [T41,T42] | TRALEE |  | 52.3792 | -9.6045
MV/LV Substation SH***799 |  | 10 kV | _ | LV | 100 kVA :Pole Substation | 0.1 | --> | 0.1 | 0.083 | 2.18 |  | --> | 0.095 | 0 | 0.005 | 0.094 | 0 |  | --> | C17 ex BALLYRICKARD | Ballyrickard [T41,T42] | TRALEE |  | 52.3328 | -9.7789
MV/LV Substation KI***804 |  | 10 kV | _ | LV | 50 kVA :Pole Substation | 0.05 | --> | 0.05 | 0.03 | 2 |  | --> | 0.048 | 0 | 0.015 | 0.039 | 0 |  | --> | C15 ex CAUSEWAY | Causeway [T41,T42] | TRALEE |  | 52.3692 | -9.7721
MV/LV Substation BA***819 |  | 10 kV | _ | LV | 100 kVA :Pole Substation | 0.1 | --> | 0.1 | 0.092 | 2 |  | --> | 0.095 | 0 | 0 | 0.096 | 0 |  | --> | C15 ex CAUSEWAY | Causeway [T41,T42] | TRALEE |  | 52.3766 | -9.7538
MV/LV Substation BA***823 |  | 10 kV | _ | LV | 100 kVA :Pole Substation | 0.1 | --> | 0.1 | 0.082 | 2 |  | --> | 0.095 | 0 | 0 | 0.098 | 0 |  | --> | C15 ex CAUSEWAY | Causeway [T41,T42] | TRALEE |  | 52.3662 | -9.7294
MV/LV Substation DR***830 |  | 10 kV | _ | LV | 50 kVA :Pole Substation | 0.05 | --> | 0.05 | 0.042 | 2 |  | --> | 0.048 | 0 | 0 | 0.049 | 0 |  | --> | C12 ex CAUSEWAY | Causeway [T41,T42] | TRALEE |  | 52.4382 | -9.7778
MV/LV Substation CL***833 |  | 10 kV | _ | LV | 100 kVA :Pole Substation | 0.1 | --> | 0.1 | 0.082 | 3.74 |  | --> | 0.095 | 0 | 0 | 0.097 | 0 |  | --> | C11 ex KILFLYNN | Kilflynn [T41,T42] | TRALEE |  | 52.3414 | -9.6822
MV/LV Substation HA***857 |  | 10 kV | _ | LV | 100 kVA :Pole Substation | 0.1 | --> | 0.1 | 0.098 | 3.74 |  | --> | 0.095 | 0 | 0 | 0.095 | 0 |  | --> | C12 ex KILFLYNN | Kilflynn [T41,T42] | TRALEE |  | 52.3961 | -9.5552
MV/LV Substation PI***858 |  | 10 kV | _ | LV | 50 kVA :Pole Substation | 0.05 | --> | 0.05 | 0.016 | 2 |  | --> | 0.048 | 0 | 0 | 0.052 | 0 |  | --> | C14 ex CAUSEWAY | Causeway [T41,T42] | TRALEE |  | 52.411 | -9.713
MV/LV Substation AB***861 |  | 10 kV | _ | LV | 50 kVA :Pole Substation | 0.05 | --> | 0.05 | 0.03 | 3.74 |  | --> | 0.048 | 0 | 0 | 0.05 | 0 |  | --> | C11 ex KILFLYNN | Kilflynn [T41,T42] | TRALEE |  | 52.3432 | -9.698
MV/LV Substation RA***866 |  | 10 kV | _ | LV | 100 kVA :Pole Substation | 0.1 | --> | 0.1 | 0.092 | 2 |  | --> | 0.095 | 0 | 0.005 | 0.092 | 0 |  | --> | C19 ex CAUSEWAY | Causeway [T41,T42] | TRALEE |  | 52.4096 | -9.7692
MV/LV Substation BA***868 |  | 10 kV | _ | LV | 100 kVA :Pole Substation | 0.1 | --> | 0.1 | 0.087 | 2 |  | --> | 0.095 | 0 | 0.005 | 0.093 | 0 |  | --> | C15 ex CAUSEWAY | Causeway [T41,T42] | TRALEE |  | 52.3406 | -9.8071
MV/LV Substation BA***873 |  | 10 kV | _ | LV | 50 kVA :Pole Substation | 0.05 | --> | 0.05 | 0.048 | 2 |  | --> | 0.048 | 0 | 0 | 0.048 | 0 |  | --> | C15 ex CAUSEWAY | Causeway [T41,T42] | TRALEE |  | 52.3572 | -9.721
MV/LV Substation RE***895 |  | 10 kV | _ | LV | 50 kVA :Pole Substation | 0.05 | --> | 0.05 | 0.037 | 3.74 |  | --> | 0.048 | 0 | 0 | 0.049 | 0 |  | --> | C15 ex KILFLYNN | Kilflynn [T41,T42] | TRALEE |  | 52.3388 | -9.6112
MV/LV Substation LI***907 |  | 10 kV | _ | LV | 50 kVA :Pole Substation | 0.05 | --> | 0.05 | 0.039 | 2.18 |  | --> | 0.048 | 0 | 0 | 0.049 | 0 |  | --> | C17 ex BALLYRICKARD | Ballyrickard [T41,T42] | TRALEE |  | 52.2997 | -9.8093
MV/LV Substation SL***913 |  | 10 kV | _ | LV | 100 kVA :Pole Substation | 0.1 | --> | 0.1 | 0.084 | 2 |  | --> | 0.095 | 0 | 0 | 0.097 | 0 |  | --> | C14 ex CAUSEWAY | Causeway [T41,T42] | TRALEE |  | 52.4357 | -9.6593
MV/LV Substation CL***915 |  | 10 kV | _ | LV | 100 kVA :Pole Substation | 0.1 | --> | 0.1 | 0.096 | 2 |  | --> | 0.095 | 0 | 0.005 | 0.092 | 0 |  | --> | C12 ex CAUSEWAY | Causeway [T41,T42] | TRALEE |  | 52.4623 | -9.7237
MV/LV Substation CO***917 |  | 10 kV | _ | LV | 100 kVA :Pole Substation | 0.1 | --> | 0.1 | 0.078 | 2.18 |  | --> | 0.095 | 0 | 0 | 0.098 | 0 |  | --> | C17 ex BALLYRICKARD | Ballyrickard [T41,T42] | TRALEE |  | 52.3208 | -9.7696
MV/LV Substation BA***936 |  | 10 kV | _ | LV | 50 kVA :Pole Substation | 0.05 | --> | 0.05 | 0.048 | 2 |  | --> | 0.048 | 0 | 0 | 0.048 | 0 |  | --> | C14 ex CAUSEWAY | Causeway [T41,T42] | TRALEE |  | 52.4393 | -9.7004
MV/LV Substation KI***983 |  | 10 kV | _ | LV | 50 kVA :Pole Substation | 0.05 | --> | 0.05 | 0.042 | 2.18 |  | --> | 0.048 | 0 | 0 | 0.049 | 0 |  | --> | C17 ex BALLYRICKARD | Ballyrickard [T41,T42] | TRALEE |  | 52.3137 | -9.7985
MV/LV Substation MO***990 |  | 10 kV | _ | LV | 100 kVA :Pole Substation | 0.1 | --> | 0.1 | 0.073 | 2 |  | --> | 0.095 | 0 | 0.01 | 0.091 | 0 |  | --> | C19 ex CAUSEWAY | Causeway [T41,T42] | TRALEE |  | 52.3939 | -9.8351
MV/LV Substation AG***997 |  | 10 kV | _ | LV | 50 kVA :Pole Substation | 0.05 | --> | 0.05 | 0.042 | 3.74 |  | --> | 0.048 | 0 | 0.02 | 0.034 | 0 |  | --> | C12 ex KILFLYNN | Kilflynn [T41,T42] | TRALEE |  | 52.4084 | -9.6636
MV/LV Substation CO***003X |  | 10 kV | _ | LV | 1000 kVA :Kiosk Substation | 1 | --> | 1 | 0.5 | 1.52 |  | --> | 0.95 | 0 | 0 | 0 | 0 | Constrained, otherwise capacity available =950 kW | --> | C18 ex SHERCOCK | Shercock [T41,T42] | MEATH HILL |  | 53.996 | -6.8544
MV/LV Substation CH***005 |  | 10 kV | _ | LV | 200 kVA :Pole Substation | 0.2 | --> | 0.2 | 0.042 | 2.18 |  | --> | 0.19 | 0 | 0.011 | 0 | 0 | Constrained, otherwise capacity available =202 kW | --> | C26 ex BAILIEBORO | Bailieboro [T41,T42] | MEATH HILL |  | 53.9179 | -6.9727
MV/LV Substation MA***006 |  | 10 kV | _ | LV | 200 kVA :Pole Substation | 0.2 | --> | 0.2 | 0 | 2.18 |  | --> | 0.19 | 0 | 0.005 | 0 | 0 | Constrained, otherwise capacity available =217 kW | --> | C26 ex BAILIEBORO | Bailieboro [T41,T42] | MEATH HILL |  | 53.9159 | -6.9676
MV/LV Substation BA***006X |  | 10 kV | _ | LV | 200 kVA :Kiosk Substation | 0.2 | --> | 0.2 | 0.172 | 2.18 |  | --> | 0.19 | 0 | 0 | 0 | 0 | Constrained, otherwise capacity available =194 kW | --> | C26 ex BAILIEBORO | Bailieboro [T41,T42] | MEATH HILL |  | 53.9094 | -6.9663
MV/LV Substation MU***007 |  | 10 kV | _ | LV | 200 kVA :Pole Substation | 0.2 | --> | 0.2 | 0.119 | 2.18 |  | --> | 0.19 | 0 | 0 | 0 | 0 | Constrained, otherwise capacity available =201 kW | --> | C26 ex BAILIEBORO | Bailieboro [T41,T42] | MEATH HILL |  | 53.914 | -6.9702
MV/LV Substation LO***008X |  | 10 kV | _ | LV | 50 kVA :Pole Substation | 0.05 | --> | 0.05 | 0.038 | 1.52 |  | --> | 0.048 | 0 | 0 | 0 | 0 | Constrained, otherwise capacity available =49 kW | --> | C18 ex SHERCOCK | Shercock [T41,T42] | MEATH HILL |  | 54.0115 | -6.9257
MV/LV Substation DR***009 |  | 10 kV | _ | LV | 100 kVA :Pole Substation | 0.1 | --> | 0.1 | 0.074 | 2.18 |  | --> | 0.095 | 0 | 0.01 | 0 | 0 | Constrained, otherwise capacity available =91 kW | --> | C26 ex BAILIEBORO | Bailieboro [T41,T42] | MEATH HILL |  | 53.92 | -6.9794
MV/LV Substation WI***010 |  | 10 kV | _ | LV | 200 kVA :Pole Substation | 0.2 | --> | 0.2 | 0.122 | 2.18 |  | --> | 0.19 | 0 | 0.011 | 0 | 0 | Constrained, otherwise capacity available =192 kW | --> | C24 ex BAILIEBORO | Bailieboro [T41,T42] | MEATH HILL |  | 53.9155 | -6.9737
MV/LV Substation MA***011 |  | 10 kV | _ | LV | 100 kVA :Pole Substation | 0.1 | --> | 0.1 | 0.099 | 2.18 |  | --> | 0.095 | 0 | 0 | 0 | 0 | Constrained, otherwise capacity available =95 kW | --> | C24 ex BAILIEBORO | Bailieboro [T41,T42] | MEATH HILL |  | 53.9178 | -6.9706
MV/LV Substation MA***013X |  | 10 kV | _ | LV | 200 kVA :Kiosk Substation | 0.2 | --> | 0.2 | 0.164 | 2.18 |  | --> | 0.19 | 0 | 0.003 | 0 | 0 | Constrained, otherwise capacity available =193 kW | --> | C26 ex BAILIEBORO | Bailieboro [T41,T42] | MEATH HILL |  | 53.9151 | -6.9625
MV/LV Substation KI***015 |  | 10 kV | _ | LV | 200 kVA :Kiosk Substation | 0.2 | --> | 0.2 | 0.125 | 2.18 |  | --> | 0.19 | 0 | 0.01 | 0 | 0 | Constrained, otherwise capacity available =193 kW | --> | C26 ex BAILIEBORO | Bailieboro [T41,T42] | MEATH HILL |  | 53.9175 | -6.967
MV/LV Substation TA***017 |  | 10 kV | _ | LV | 50 kVA :Pole Substation | 0.05 | --> | 0.05 | 0.029 | 2.18 |  | --> | 0.048 | 0 | 0.009 | 0 | 0 | Constrained, otherwise capacity available =44 kW | --> | C24 ex BAILIEBORO | Bailieboro [T41,T42] | MEATH HILL |  | 53.9165 | -6.975
MV/LV Substation BA***018 |  | 10 kV | _ | LV | 400 kVA :Building Structure | 0.4 | --> | 0.4 | 0.16 | 2.18 |  | --> | 0.38 | 0 | 0 | 0 | 0 | Constrained, otherwise capacity available =412 kW | --> | C21 ex BAILIEBORO | Bailieboro [T41,T42] | MEATH HILL |  | 53.8926 | -6.9407
MV/LV Substation LI***019X |  | 10 kV | _ | LV | 50 kVA :Pole Substation | 0.05 | --> | 0.05 | 0.05 | 1.52 |  | --> | 0.048 | 0 | 0 | 0 | 0 | Constrained, otherwise capacity available =48 kW | --> | C18 ex SHERCOCK | Shercock [T41,T42] | MEATH HILL |  | 53.9935 | -6.8893
MV/LV Substation LI***020 |  | 10 kV | _ | LV | 50 kVA :Pole Substation | 0.05 | --> | 0.05 | 0.039 | 2.18 |  | --> | 0.048 | 0 | 0.005 | 0 | 0 | Constrained, otherwise capacity available =45 kW | --> | C24 ex BAILIEBORO | Bailieboro [T41,T42] | MEATH HILL |  | 53.9131 | -6.9821
MV/LV Substation TU***021 |  | 10 kV | _ | LV | 200 kVA :Pole Substation | 0.2 | --> | 0.2 | 0.075 | 2.18 |  | --> | 0.19 | 0 | 0 | 0 | 0 | Constrained, otherwise capacity available =206 kW | --> | C18 ex BAILIEBORO | Bailieboro [T41,T42] | MEATH HILL |  | 53.8794 | -6.9676
MV/LV Substation FO***025X |  | 10 kV | _ | LV | 400 kVA :Kiosk Substation | 0.4 | --> | 0.4 | 0.372 | 2.18 |  | --> | 0.38 | 0 | 0.003 | 0 | 0 | Constrained, otherwise capacity available =382 kW | --> | C24 ex BAILIEBORO | Bailieboro [T41,T42] | MEATH HILL |  | 53.9164 | -6.9736
MV/LV Substation CI***026X |  | 10 kV | _ | LV | 200 kVA :Kiosk Substation | 0.2 | --> | 0.2 | 0.183 | 2.18 |  | --> | 0.19 | 0 | 0 | 0 | 0 | Constrained, otherwise capacity available =192 kW | --> | C26 ex BAILIEBORO | Bailieboro [T41,T42] | MEATH HILL |  | 53.9183 | -6.9728
MV/LV Substation GA***027 |  | 10 kV | _ | LV | 50 kVA :Pole Substation | 0.05 | --> | 0.05 | 0.046 | 2.18 |  | --> | 0.048 | 0 | 0 | 0 | 0 | Constrained, otherwise capacity available =48 kW | --> | C21 ex BAILIEBORO | Bailieboro [T41,T42] | MEATH HILL |  | 53.8988 | -6.8542
MV/LV Substation BE***031 |  | 10 kV | _ | LV | 50 kVA :Pole Substation | 0.05 | --> | 0.05 | 0.041 | 2.18 |  | --> | 0.048 | 0 | 0 | 0 | 0 | Constrained, otherwise capacity available =49 kW | --> | C19 ex BAILIEBORO | Bailieboro [T41,T42] | MEATH HILL |  | 53.8945 | -7.0584
MV/LV Substation CO***033 |  | 10 kV | _ | LV | 50 kVA :Pole Substation | 0.05 | --> | 0.05 | 0.048 | 1.52 |  | --> | 0.048 | 0 | 0 | 0 | 0 | Constrained, otherwise capacity available =48 kW | --> | C19 ex SHERCOCK | Shercock [T41,T42] | MEATH HILL |  | 53.9734 | -6.9746
MV/LV Substation TH***033X |  | 10 kV | _ | LV | 50 kVA :Pole Substation | 0.05 | --> | 0.05 | 0.05 | 1.52 |  | --> | 0.048 | 0 | 0 | 0 | 0 | Constrained, otherwise capacity available =48 kW | --> | C18 ex SHERCOCK | Shercock [T41,T42] | MEATH HILL |  | 53.9989 | -6.8935
MV/LV Substation BL***050 |  | 10 kV | _ | LV | 50 kVA :Pole Substation | 0.05 | --> | 0.05 | 0.044 | 2.18 |  | --> | 0.048 | 0 | 0 | 0 | 0 | Constrained, otherwise capacity available =48 kW | --> | C21 ex BAILIEBORO | Bailieboro [T41,T42] | MEATH HILL |  | 53.8897 | -6.9471
MV/LV Substation MO***052 |  | 10 kV | _ | LV | 50 kVA :Pole Substation | 0.05 | --> | 0.05 | 0.05 | 2.18 |  | --> | 0.048 | 0 | 0 | 0 | 0 | Constrained, otherwise capacity available =48 kW | --> | C21 ex BAILIEBORO | Bailieboro [T41,T42] | MEATH HILL |  | 53.9069 | -6.8874
MV/LV Substation LI***055 |  | 10 kV | _ | LV | 100 kVA :Pole Substation | 0.1 | --> | 0.1 | 0.087 | 2.18 |  | --> | 0.095 | 0 | 0.005 | 0 | 0 | Constrained, otherwise capacity available =93 kW | --> | C24 ex BAILIEBORO | Bailieboro [T41,T42] | MEATH HILL |  | 53.9126 | -6.9784
MV/LV Substation BA***056 |  | 10 kV | _ | LV | 50 kVA :Pole Substation | 0.05 | --> | 0.05 | 0.029 | 2.18 |  | --> | 0.048 | 0 | 0 | 0 | 0 | Constrained, otherwise capacity available =50 kW | --> | C26 ex BAILIEBORO | Bailieboro [T41,T42] | MEATH HILL |  | 53.9201 | -6.9696
MV/LV Substation BO***058 |  | 10 kV | _ | LV | 50 kVA :Pole Substation | 0.05 | --> | 0.05 | 0.044 | 2.18 |  | --> | 0.048 | 0 | 0 | 0 | 0 | Constrained, otherwise capacity available =48 kW | --> | C26 ex BAILIEBORO | Bailieboro [T41,T42] | MEATH HILL |  | 53.9267 | -6.9692
MV/LV Substation CU***061X |  | 10 kV | _ | LV | 50 kVA :Pole Substation | 0.05 | --> | 0.05 | 0.05 | 2.18 |  | --> | 0.048 | 0 | 0 | 0 | 0 | Constrained, otherwise capacity available =48 kW | --> | C26 ex BAILIEBORO | Bailieboro [T41,T42] | MEATH HILL |  | 53.9177 | -6.9607
MV/LV Substation DH***063X |  | 10 kV | _ | LV | 50 kVA :Pole Substation | 0.05 | --> | 0.05 | 0.003 | 1.52 |  | --> | 0.048 | 0 | 0 | 0 | 0 | Constrained, otherwise capacity available =54 kW | --> | C19 ex SHERCOCK | Shercock [T41,T42] | MEATH HILL |  | 53.9616 | -6.9046
MV/LV Substation TU***076 |  | 10 kV | _ | LV | 50 kVA :Pole Substation | 0.05 | --> | 0.05 | 0.049 | 2.18 |  | --> | 0.048 | 0 | 0 | 0 | 0 | Constrained, otherwise capacity available =48 kW | --> | C18 ex BAILIEBORO | Bailieboro [T41,T42] | MEATH HILL |  | 53.8799 | -6.9648
MV/LV Substation RO***077 |  | 10 kV | _ | LV | 50 kVA :Pole Substation | 0.05 | --> | 0.05 | 0.049 | 2.18 |  | --> | 0.048 | 0 | 0 | 0 | 0 | Constrained, otherwise capacity available =48 kW | --> | C18 ex BAILIEBORO | Bailieboro [T41,T42] | MEATH HILL |  | 53.8781 | -6.9339
MV/LV Substation BE***082X |  | 10 kV | _ | LV | 400 kVA :Kiosk Substation | 0.4 | --> | 0.4 | 0.348 | 2.18 |  | --> | 0.38 | 0 | 0.007 | 0 | 0 | Constrained, otherwise capacity available =382 kW | --> | C26 ex BAILIEBORO | Bailieboro [T41,T42] | MEATH HILL |  | 53.9216 | -6.9744
MV/LV Substation FA***093X |  | 10 kV | _ | LV | 400 kVA :Kiosk Substation | 0.4 | --> | 0.4 | 0.354 | 1.52 |  | --> | 0.38 | 0 | 0 | 0 | 0 | Constrained, otherwise capacity available =386 kW | --> | C18 ex SHERCOCK | Shercock [T41,T42] | MEATH HILL |  | 53.9947 | -6.8959
MV/LV Substation HE***098X |  | 10 kV | _ | LV | 400 kVA :Kiosk Substation | 0.4 | --> | 0.4 | 0.345 | 2.18 |  | --> | 0.38 | 0 | 0.003 | 0 | 0 | Constrained, otherwise capacity available =385 kW | --> | C26 ex BAILIEBORO | Bailieboro [T41,T42] | MEATH HILL |  | 53.9133 | -6.96
MV/LV Substation CO***099X |  | 10 kV | _ | LV | 200 kVA :Kiosk Substation | 0.2 | --> | 0.2 | 0.166 | 1.52 |  | --> | 0.19 | 0 | 0 | 0 | 0 | Constrained, otherwise capacity available =195 kW | --> | C18 ex SHERCOCK | Shercock [T41,T42] | MEATH HILL |  | 53.9975 | -6.8925
MV/LV Substation WH***129X |  | 10 kV | _ | LV | 200 kVA :Pole Substation | 0.2 | --> | 0.2 | 0.097 | 1.52 |  | --> | 0.19 | 0 | 0.005 | 0 | 0 | Constrained, otherwise capacity available =200 kW | --> | C18 ex SHERCOCK | Shercock [T41,T42] | MEATH HILL |  | 54.0129 | -6.8873
MV/LV Substation DR***131X |  | 10 kV | _ | LV | 50 kVA :Pole Substation | 0.05 | --> | 0.05 | 0.05 | 1.52 |  | --> | 0.048 | 0 | 0 | 0 | 0 | Constrained, otherwise capacity available =48 kW | --> | C18 ex SHERCOCK | Shercock [T41,T42] | MEATH HILL |  | 54.0346 | -6.9272
MV/LV Substation TH***139X |  | 10 kV | _ | LV | 630 kVA :Kiosk Substation | 0.63 | --> | 0.63 | 0.5 | 2.18 |  | --> | 0.598 | 0 | 0 | 0 | 0 | Constrained, otherwise capacity available =602 kW | --> | C26 ex BAILIEBORO | Bailieboro [T41,T42] | MEATH HILL |  | 53.9156 | -6.9691
MV/LV Substation HA***144X |  | 10 kV | _ | LV | 400 kVA :Kiosk Substation | 0.4 | --> | 0.4 | 0.386 | 2.18 |  | --> | 0.38 | 0 | 0.004 | 0 | 0 | Constrained, otherwise capacity available =379 kW | --> | C26 ex BAILIEBORO | Bailieboro [T41,T42] | MEATH HILL |  | 53.9122 | -6.9598
MV/LV Substation LI***145X |  | 10 kV | _ | LV | 400 kVA :Kiosk Substation | 0.4 | --> | 0.4 | 0.371 | 2.18 |  | --> | 0.38 | 0 | 0.022 | 0 | 0 | Constrained, otherwise capacity available =368 kW | --> | C24 ex BAILIEBORO | Bailieboro [T41,T42] | MEATH HILL |  | 53.9106 | -6.9772
MV/LV Substation TH***146X |  | 10 kV | _ | LV | 50 kVA :Pole Substation | 0.05 | --> | 0.05 | 0.009 | 1.52 |  | --> | 0.048 | 0 | 0 | 0 | 0 | Constrained, otherwise capacity available =53 kW | --> | C18 ex SHERCOCK | Shercock [T41,T42] | MEATH HILL |  | 53.998 | -6.8908
MV/LV Substation DH***150X |  | 10 kV | _ | LV | 50 kVA :Pole Substation | 0.05 | --> | 0.05 | 0.041 | 1.52 |  | --> | 0.048 | 0 | 0.006 | 0 | 0 | Constrained, otherwise capacity available =44 kW | --> | C19 ex SHERCOCK | Shercock [T41,T42] | MEATH HILL |  | 53.9596 | -6.9103
MV/LV Substation GR***157 |  | 10 kV | _ | LV | 50 kVA :Pole Substation | 0.05 | --> | 0.05 | 0.047 | 2.18 |  | --> | 0.048 | 0 | 0 | 0 | 0 | Constrained, otherwise capacity available =48 kW | --> | C18 ex BAILIEBORO | Bailieboro [T41,T42] | MEATH HILL |  | 53.8939 | -6.9677
MV/LV Substation CO***159 |  | 10 kV | _ | LV | 50 kVA :Pole Substation | 0.05 | --> | 0.05 | 0.049 | 2.18 |  | --> | 0.048 | 0 | 0 | 0 | 0 | Constrained, otherwise capacity available =48 kW | --> | C19 ex BAILIEBORO | Bailieboro [T41,T42] | MEATH HILL |  | 53.9042 | -6.9982
MV/LV Substation MA***167 |  | 10 kV | _ | LV | 200 kVA :Pole Substation | 0.2 | --> | 0.2 | 0.126 | 1.52 |  | --> | 0.19 | 0 | 0.005 | 0 | 0 | Constrained, otherwise capacity available =196 kW | --> | C18 ex SHERCOCK | Shercock [T41,T42] | MEATH HILL |  | 53.9935 | -6.8944
MV/LV Substation TA***168 |  | 10 kV | _ | LV | 200 kVA :Pole Substation | 0.2 | --> | 0.2 | 0.158 | 1.52 |  | --> | 0.19 | 0 | 0 | 0 | 0 | Constrained, otherwise capacity available =196 kW | --> | C18 ex SHERCOCK | Shercock [T41,T42] | MEATH HILL |  | 53.9938 | -6.8931
MV/LV Substation LA***169X |  | 10 kV | _ | LV | 50 kVA :Pole Substation | 0.05 | --> | 0.05 | 0.05 | 1.52 |  | --> | 0.048 | 0 | 0 | 0 | 0 | Constrained, otherwise capacity available =48 kW | --> | C18 ex SHERCOCK | Shercock [T41,T42] | MEATH HILL |  | 54.0019 | -6.9063
MV/LV Substation LI***170 |  | 10 kV | _ | LV | 50 kVA :Pole Substation | 0.05 | --> | 0.05 | 0.033 | 1.52 |  | --> | 0.048 | 0 | 0 | 0 | 0 | Constrained, otherwise capacity available =50 kW | --> | C18 ex SHERCOCK | Shercock [T41,T42] | MEATH HILL |  | 53.992 | -6.8908
MV/LV Substation LE***177 |  | 10 kV | _ | LV | 50 kVA :Pole Substation | 0.05 | --> | 0.05 | 0.044 | 1.52 |  | --> | 0.048 | 0 | 0.015 | 0 | 0 | Constrained, otherwise capacity available =37 kW | --> | C18 ex SHERCOCK | Shercock [T41,T42] | MEATH HILL |  | 53.9811 | -6.8817
MV/LV Substation MU***180X |  | 10 kV | _ | LV | 200 kVA :Kiosk Substation | 0.2 | --> | 0.2 | 0.185 | 2.18 |  | --> | 0.19 | 0 | 0.016 | 0 | 0 | Constrained, otherwise capacity available =180 kW | --> | C26 ex BAILIEBORO | Bailieboro [T41,T42] | MEATH HILL |  | 53.92 | -6.9519
MV/LV Substation EA***196X |  | 10 kV | _ | LV | 200 kVA :Pole Substation | 0.2 | --> | 0.2 | 0.184 | 2.18 |  | --> | 0.19 | 0 | 0.004 | 0 | 0 | Constrained, otherwise capacity available =189 kW | --> | C26 ex BAILIEBORO | Bailieboro [T41,T42] | MEATH HILL |  | 53.9187 | -6.9622
MV/LV Substation GA***200X |  | 10 kV | _ | LV | 50 kVA :Pole Substation | 0.05 | --> | 0.05 | 0.047 | 2.18 |  | --> | 0.048 | 0 | 0.005 | 0 | 0 | Constrained, otherwise capacity available =44 kW | --> | C19 ex BAILIEBORO | Bailieboro [T41,T42] | MEATH HILL |  | 53.9238 | -7.0005
MV/LV Substation LE***207X |  | 10 kV | _ | LV | 50 kVA :Pole Substation | 0.05 | --> | 0.05 | 0.047 | 2.18 |  | --> | 0.048 | 0 | 0 | 0 | 0 | Constrained, otherwise capacity available =48 kW | --> | C21 ex BAILIEBORO | Bailieboro [T41,T42] | MEATH HILL |  | 53.9149 | -6.8681
MV/LV Substation MA***251 |  | 10 kV | _ | LV | 200 kVA :Pole Substation | 0.2 | --> | 0.2 | 0.123 | 1.52 |  | --> | 0.19 | 0 | 0.003 | 0 | 0 | Constrained, otherwise capacity available =198 kW | --> | C18 ex SHERCOCK | Shercock [T41,T42] | MEATH HILL |  | 53.9955 | -6.8977
MV/LV Substation RO***252 |  | 10 kV | _ | LV | 100 kVA :Pole Substation | 0.1 | --> | 0.1 | 0.092 | 1.52 |  | --> | 0.095 | 0 | 0 | 0 | 0 | Constrained, otherwise capacity available =96 kW | --> | C18 ex SHERCOCK | Shercock [T41,T42] | MEATH HILL |  | 53.9964 | -6.8964
MV/LV Substation GL***4018 |  | 10 kV | _ | LV | 50 kVA :Pole Substation | 0.05 | --> | 0.05 | 0.034 | 1.52 |  | --> | 0.048 | 0 | 0 | 0 | 0 | Constrained, otherwise capacity available =50 kW | --> | C19 ex SHERCOCK | Shercock [T41,T42] | MEATH HILL |  | 53.9706 | -6.9119
MV/LV Substation BA***4033 |  | 10 kV | _ | LV | 50 kVA :Pole Substation | 0.05 | --> | 0.05 | 0.048 | 2.18 |  | --> | 0.048 | 0 | 0 | 0 | 0 | Constrained, otherwise capacity available =48 kW | --> | C19 ex BAILIEBORO | Bailieboro [T41,T42] | MEATH HILL |  | 53.9251 | -7.0102
MV/LV Substation TU***404 |  | 10 kV | _ | LV | 50 kVA :Pole Substation | 0.05 | --> | 0.05 | 0.037 | 2.18 |  | --> | 0.048 | 0 | 0.027 | 0 | 0 | Constrained, otherwise capacity available =29 kW | --> | C18 ex BAILIEBORO | Bailieboro [T41,T42] | MEATH HILL |  | 53.8833 | -6.957
MV/LV Substation A ***4053 |  | 10 kV | _ | LV | 400 kVA :Building Structure | 0.4 | --> | 0.4 | 0.394 | 2.18 |  | --> | 0.38 | 0 | 0.1 | 0 | 0 | Constrained, otherwise capacity available =307 kW | --> | C26 ex BAILIEBORO | Bailieboro [T41,T42] | MEATH HILL |  | 53.92 | -6.9938
MV/LV Substation TU***4065 |  | 10 kV | _ | LV | 50 kVA :Pole Substation | 0.05 | --> | 0.05 | 0.05 | 1.52 |  | --> | 0.048 | 0 | 0 | 0 | 0 | Constrained, otherwise capacity available =48 kW | --> | C19 ex SHERCOCK | Shercock [T41,T42] | MEATH HILL |  | 53.9692 | -6.898
MV/LV Substation LE***4073 |  | 10 kV | _ | LV | 50 kVA :Pole Substation | 0.05 | --> | 0.05 | 0.046 | 1.52 |  | --> | 0.048 | 0 | 0.005 | 0 | 0 | Constrained, otherwise capacity available =44 kW | --> | C18 ex SHERCOCK | Shercock [T41,T42] | MEATH HILL |  | 53.9807 | -6.8832
MV/LV Substation CA***4079 |  | 10 kV | _ | LV | 50 kVA :Pole Substation | 0.05 | --> | 0.05 | 0.05 | 2.18 |  | --> | 0.048 | 0 | 0 | 0 | 0 | Constrained, otherwise capacity available =48 kW | --> | C19 ex BAILIEBORO | Bailieboro [T41,T42] | MEATH HILL |  | 53.8838 | -7.0202
MV/LV Substation SK***4095 |  | 10 kV | _ | LV | 50 kVA :Pole Substation | 0.05 | --> | 0.05 | 0.05 | 2.18 |  | --> | 0.048 | 0 | 0 | 0 | 0 | Constrained, otherwise capacity available =48 kW | --> | C18 ex BAILIEBORO | Bailieboro [T41,T42] | MEATH HILL |  | 53.8781 | -6.9584
MV/LV Substation DR***4103 |  | 10 kV | _ | LV | 50 kVA :Pole Substation | 0.05 | --> | 0.05 | 0.05 | 2.18 |  | --> | 0.048 | 0 | 0 | 0 | 0 | Constrained, otherwise capacity available =48 kW | --> | C19 ex BAILIEBORO | Bailieboro [T41,T42] | MEATH HILL |  | 53.9181 | -7.0228
MV/LV Substation GR***4109 |  | 10 kV | _ | LV | 50 kVA :Pole Substation | 0.05 | --> | 0.05 | 0.05 | 2.18 |  | --> | 0.048 | 0 | 0 | 0 | 0 | Constrained, otherwise capacity available =48 kW | --> | C21 ex BAILIEBORO | Bailieboro [T41,T42] | MEATH HILL |  | 53.8984 | -6.9235
MV/LV Substation LA***4113 |  | 10 kV | _ | LV | 50 kVA :Pole Substation | 0.05 | --> | 0.05 | 0.05 | 2.18 |  | --> | 0.048 | 0 | 0 | 0 | 0 | Constrained, otherwise capacity available =48 kW | --> | C21 ex BAILIEBORO | Bailieboro [T41,T42] | MEATH HILL |  | 53.9005 | -6.86
MV/LV Substation CO***4118 |  | 10 kV | _ | LV | 50 kVA :Pole Substation | 0.05 | --> | 0.05 | 0.05 | 1.52 |  | --> | 0.048 | 0 | 0 | 0 | 0 | Constrained, otherwise capacity available =48 kW | --> | C18 ex SHERCOCK | Shercock [T41,T42] | MEATH HILL |  | 54.0236 | -6.9279
MV/LV Substation CO***4119 |  | 10 kV | _ | LV | 50 kVA :Pole Substation | 0.05 | --> | 0.05 | 0.05 | 1.52 |  | --> | 0.048 | 0 | 0 | 0 | 0 | Constrained, otherwise capacity available =48 kW | --> | C18 ex SHERCOCK | Shercock [T41,T42] | MEATH HILL |  | 53.9937 | -6.8588
MV/LV Substation TA***4120 |  | 10 kV | _ | LV | 400 kVA :Kiosk Substation | 0.4 | --> | 0.4 | 0.4 | 2.18 |  | --> | 0.38 | 0 | 0 | 0 | 0 | Constrained, otherwise capacity available =380 kW | --> | C24 ex BAILIEBORO | Bailieboro [T41,T42] | MEATH HILL |  | 53.9119 | -6.9697
MV/LV Substation BB***4123 |  | 10 kV | _ | LV | 50 kVA :Pole Substation | 0.05 | --> | 0.05 | 0.05 | 2.18 |  | --> | 0.048 | 0 | 0 | 0 | 0 | Constrained, otherwise capacity available =48 kW | --> | C19 ex BAILIEBORO | Bailieboro [T41,T42] | MEATH HILL |  | 53.8965 | -6.9692
MV/LV Substation DR***4131 |  | 10 kV | _ | LV | 50 kVA :Pole Substation | 0.05 | --> | 0.05 | 0.05 | 2.18 |  | --> | 0.048 | 0 | 0 | 0 | 0 | Constrained, otherwise capacity available =48 kW | --> | C19 ex BAILIEBORO | Bailieboro [T41,T42] | MEATH HILL |  | 53.9098 | -7.0161
MV/LV Substation CO***419 |  | 10 kV | _ | LV | 50 kVA :Pole Substation | 0.05 | --> | 0.05 | 0.042 | 2.18 |  | --> | 0.048 | 0 | 0 | 0 | 0 | Constrained, otherwise capacity available =49 kW | --> | C19 ex BAILIEBORO | Bailieboro [T41,T42] | MEATH HILL |  | 53.903 | -6.9978
MV/LV Substation BE***479 |  | 10 kV | _ | LV | 100 kVA :Pole Substation | 0.1 | --> | 0.1 | 0.061 | 2.18 |  | --> | 0.095 | 0 | 0.005 | 0 | 0 | Constrained, otherwise capacity available =96 kW | --> | C26 ex BAILIEBORO | Bailieboro [T41,T42] | MEATH HILL |  | 53.9175 | -6.9589
MV/LV Substation GA***526 |  | 10 kV | _ | LV | 50 kVA :Pole Substation | 0.05 | --> | 0.05 | 0.039 | 2.18 |  | --> | 0.048 | 0 | 0 | 0 | 0 | Constrained, otherwise capacity available =49 kW | --> | C21 ex BAILIEBORO | Bailieboro [T41,T42] | MEATH HILL |  | 53.8996 | -6.8556
MV/LV Substation DR***562 |  | 10 kV | _ | LV | 100 kVA :Pole Substation | 0.1 | --> | 0.1 | 0.095 | 2.18 |  | --> | 0.095 | 0 | 0 | 0 | 0 | Constrained, otherwise capacity available =96 kW | --> | C19 ex BAILIEBORO | Bailieboro [T41,T42] | MEATH HILL |  | 53.8939 | -7.0126
MV/LV Substation GL***644 |  | 10 kV | _ | LV | 50 kVA :Pole Substation | 0.05 | --> | 0.05 | 0.038 | 1.52 |  | --> | 0.048 | 0 | 0 | 0 | 0 | Constrained, otherwise capacity available =49 kW | --> | C19 ex SHERCOCK | Shercock [T41,T42] | MEATH HILL |  | 53.969 | -6.9095
MV/LV Substation KI***646 |  | 10 kV | _ | LV | 100 kVA :Pole Substation | 0.1 | --> | 0.1 | 0.088 | 1.52 |  | --> | 0.095 | 0 | 0.029 | 0 | 0 | Constrained, otherwise capacity available =75 kW | --> | C19 ex SHERCOCK | Shercock [T41,T42] | MEATH HILL |  | 53.9719 | -6.9221
MV/LV Substation IR***676 |  | 10 kV | _ | LV | 1000 kVA :Building Structure | 1 | --> | 1 | 0.5 | 2.18 |  | --> | 0.95 | 0 | 0.005 | 0 | 0 | Constrained, otherwise capacity available =949 kW | --> | C19 ex BAILIEBORO | Bailieboro [T41,T42] | MEATH HILL |  | 53.9272 | -7.0045
MV/LV Substation AE***677 |  | 10 kV | _ | LV | 200 kVA :Pole Substation | 0.2 | --> | 0.2 | 0.152 | 2.18 |  | --> | 0.19 | 0 | 0.02 | 0 | 0 | Constrained, otherwise capacity available =182 kW | --> | C26 ex BAILIEBORO | Bailieboro [T41,T42] | MEATH HILL |  | 53.9206 | -6.9936
MV/LV Substation TA***681 |  | 10 kV | _ | LV | 630 kVA :Building Structure | 0.63 | --> | 0.63 | 0.397 | 1.52 |  | --> | 0.598 | 0 | 0 | 0 | 0 | Constrained, otherwise capacity available =630 kW | --> | C19 ex SHERCOCK | Shercock [T41,T42] | MEATH HILL |  | 53.9361 | -6.8903
MV/LV Substation MI***693 |  | 10 kV | _ | LV | 630 kVA :Building Structure | 0.63 | --> | 0.63 | 0.5 | 2.18 |  | --> | 0.598 | 0 | 0 | 0 | 0 | Constrained, otherwise capacity available =600 kW | --> | C19 ex BAILIEBORO | Bailieboro [T41,T42] | MEATH HILL |  | 53.9265 | -7.0068
MV/LV Substation KN***707 |  | 10 kV | _ | LV | 50 kVA :Pole Substation | 0.05 | --> | 0.05 | 0.05 | 1.52 |  | --> | 0.048 | 0 | 0 | 0 | 0 | Constrained, otherwise capacity available =48 kW | --> | C19 ex SHERCOCK | Shercock [T41,T42] | MEATH HILL |  | 53.9846 | -6.9799
MV/LV Substation CO***721 |  | 10 kV | _ | LV | 200 kVA :Pole Substation | 0.2 | --> | 0.2 | 0.122 | 2.18 |  | --> | 0.19 | 0 | 0.002 | 0 | 0 | Constrained, otherwise capacity available =199 kW | --> | C24 ex BAILIEBORO | Bailieboro [T41,T42] | MEATH HILL |  | 53.9123 | -6.974
MV/LV Substation CA***724 |  | 10 kV | _ | LV | 100 kVA :Pole Substation | 0.1 | --> | 0.1 | 0.076 | 2.18 |  | --> | 0.095 | 0 | 0 | 0 | 0 | Constrained, otherwise capacity available =98 kW | --> | C26 ex BAILIEBORO | Bailieboro [T41,T42] | MEATH HILL |  | 53.9333 | -6.986
MV/LV Substation AN***728 |  | 10 kV | _ | LV | 50 kVA :Pole Substation | 0.05 | --> | 0.05 | 0.024 | 1.52 |  | --> | 0.048 | 0 | 0 | 0 | 0 | Constrained, otherwise capacity available =51 kW | --> | C19 ex SHERCOCK | Shercock [T41,T42] | MEATH HILL |  | 53.9782 | -6.9314
MV/LV Substation LE***744 |  | 10 kV | _ | LV | 50 kVA :Pole Substation | 0.05 | --> | 0.05 | 0.048 | 2.18 |  | --> | 0.048 | 0 | 0 | 0 | 0 | Constrained, otherwise capacity available =48 kW | --> | C19 ex BAILIEBORO | Bailieboro [T41,T42] | MEATH HILL |  | 53.9273 | -7.0149
MV/LV Substation BA***753 |  | 10 kV | _ | LV | 200 kVA :Pole Substation | 0.2 | --> | 0.2 | 0.2 | 2.18 |  | --> | 0.19 | 0 | 0 | 0 | 0 | Constrained, otherwise capacity available =190 kW | --> | C26 ex BAILIEBORO | Bailieboro [T41,T42] | MEATH HILL |  | 53.9305 | -6.9704
MV/LV Substation RA***757 |  | 10 kV | _ | LV | 50 kVA :Pole Substation | 0.05 | --> | 0.05 | 0.047 | 1.52 |  | --> | 0.048 | 0 | 0 | 0 | 0 | Constrained, otherwise capacity available =48 kW | --> | C19 ex SHERCOCK | Shercock [T41,T42] | MEATH HILL |  | 53.9648 | -6.9087
MV/LV Substation GR***758 |  | 10 kV | _ | LV | 50 kVA :Pole Substation | 0.05 | --> | 0.05 | 0.044 | 2.18 |  | --> | 0.048 | 0 | 0 | 0 | 0 | Constrained, otherwise capacity available =48 kW | --> | C18 ex BAILIEBORO | Bailieboro [T41,T42] | MEATH HILL |  | 53.8952 | -6.9668
MV/LV Substation TA***761 |  | 10 kV | _ | LV | 50 kVA :Pole Substation | 0.05 | --> | 0.05 | 0.04 | 2.18 |  | --> | 0.048 | 0 | 0.011 | 0 | 0 | Constrained, otherwise capacity available =41 kW | --> | C24 ex BAILIEBORO | Bailieboro [T41,T42] | MEATH HILL |  | 53.9112 | -6.9714
MV/LV Substation DR***775 |  | 10 kV | _ | LV | 100 kVA :Pole Substation | 0.1 | --> | 0.1 | 0.045 | 2.18 |  | --> | 0.095 | 0 | 0.005 | 0 | 0 | Constrained, otherwise capacity available =98 kW | --> | C26 ex BAILIEBORO | Bailieboro [T41,T42] | MEATH HILL |  | 53.9217 | -6.9776
MV/LV Substation GR***777 |  | 10 kV | _ | LV | 50 kVA :Pole Substation | 0.05 | --> | 0.05 | 0.05 | 2.18 |  | --> | 0.048 | 0 | 0 | 0 | 0 | Constrained, otherwise capacity available =48 kW | --> | C19 ex BAILIEBORO | Bailieboro [T41,T42] | MEATH HILL |  | 53.8686 | -6.9997
MV/LV Substation AN***782 |  | 10 kV | _ | LV | 100 kVA :Pole Substation | 0.1 | --> | 0.1 | 0.084 | 1.52 |  | --> | 0.095 | 0 | 0 | 0 | 0 | Constrained, otherwise capacity available =97 kW | --> | C19 ex SHERCOCK | Shercock [T41,T42] | MEATH HILL |  | 53.978 | -6.9426
MV/LV Substation CL***785 |  | 10 kV | _ | LV | 100 kVA :Pole Substation | 0.1 | --> | 0.1 | 0.098 | 2.18 |  | --> | 0.095 | 0 | 0 | 0 | 0 | Constrained, otherwise capacity available =95 kW | --> | C19 ex BAILIEBORO | Bailieboro [T41,T42] | MEATH HILL |  | 53.895 | -7.0539
MV/LV Substation DR***788 |  | 10 kV | _ | LV | 200 kVA :Pole Substation | 0.2 | --> | 0.2 | 0.187 | 2.18 |  | --> | 0.19 | 0 | 0 | 0 | 0 | Constrained, otherwise capacity available =192 kW | --> | C21 ex BAILIEBORO | Bailieboro [T41,T42] | MEATH HILL |  | 53.9124 | -6.8487
MV/LV Substation LE***802 |  | 10 kV | _ | LV | 50 kVA :Pole Substation | 0.05 | --> | 0.05 | 0.043 | 2.18 |  | --> | 0.048 | 0 | 0 | 0 | 0 | Constrained, otherwise capacity available =48 kW | --> | C26 ex BAILIEBORO | Bailieboro [T41,T42] | MEATH HILL |  | 53.9258 | -6.9725
MV/LV Substation TU***807 |  | 10 kV | _ | LV | 630 kVA :Kiosk Substation | 0.63 | --> | 0.63 | 0.5 | 2.18 |  | --> | 0.598 | 0 | 0 | 0 | 0 | Constrained, otherwise capacity available =608 kW | --> | C18 ex BAILIEBORO | Bailieboro [T41,T42] | MEATH HILL |  | 53.8801 | -6.9709
MV/LV Substation BE***817 |  | 10 kV | _ | LV | 50 kVA :Pole Substation | 0.05 | --> | 0.05 | 0.036 | 2.18 |  | --> | 0.048 | 0 | 0.004 | 0 | 0 | Constrained, otherwise capacity available =46 kW | --> | C26 ex BAILIEBORO | Bailieboro [T41,T42] | MEATH HILL |  | 53.9186 | -6.9603
MV/LV Substation GR***823 |  | 10 kV | _ | LV | 50 kVA :Pole Substation | 0.05 | --> | 0.05 | 0.044 | 1.52 |  | --> | 0.048 | 0 | 0 | 0 | 0 | Constrained, otherwise capacity available =48 kW | --> | C19 ex SHERCOCK | Shercock [T41,T42] | MEATH HILL |  | 53.9479 | -6.8916
MV/LV Substation LE***858 |  | 10 kV | _ | LV | 200 kVA :Pole Substation | 0.2 | --> | 0.2 | 0.168 | 2.18 |  | --> | 0.19 | 0 | 0 | 0 | 0 | Constrained, otherwise capacity available =194 kW | --> | C24 ex BAILIEBORO | Bailieboro [T41,T42] | MEATH HILL |  | 53.9148 | -6.9735
MV/LV Substation SU***869 |  | 10 kV | _ | LV | 400 kVA :Kiosk Substation | 0.4 | --> | 0.4 | 0.318 | 2.18 |  | --> | 0.38 | 0 | 0.05 | 0 | 0 | Constrained, otherwise capacity available =354 kW | --> | C24 ex BAILIEBORO | Bailieboro [T41,T42] | MEATH HILL |  | 53.9169 | -6.9721
MV/LV Substation TW***873 |  | 10 kV | _ | LV | 200 kVA :Kiosk Substation | 0.2 | --> | 0.2 | 0.152 | 2.18 |  | --> | 0.19 | 0 | 0 | 0 | 0 | Constrained, otherwise capacity available =196 kW | --> | C26 ex BAILIEBORO | Bailieboro [T41,T42] | MEATH HILL |  | 53.916 | -6.9658
MV/LV Substation ES***876 |  | 10 kV | _ | LV | 50 kVA :Pole Substation | 0.05 | --> | 0.05 | 0.037 | 1.52 |  | --> | 0.048 | 0 | 0 | 0 | 0 | Constrained, otherwise capacity available =49 kW | --> | C19 ex SHERCOCK | Shercock [T41,T42] | MEATH HILL |  | 53.9508 | -6.8854
MV/LV Substation CL***891 |  | 10 kV | _ | LV | 200 kVA :Kiosk Substation | 0.2 | --> | 0.2 | 0.157 | 2.18 |  | --> | 0.19 | 0 | 0.015 | 0 | 0 | Constrained, otherwise capacity available =185 kW | --> | C24 ex BAILIEBORO | Bailieboro [T41,T42] | MEATH HILL |  | 53.914 | -6.9799
MV/LV Substation CR***895 |  | 10 kV | _ | LV | 50 kVA :Pole Substation | 0.05 | --> | 0.05 | 0.049 | 1.52 |  | --> | 0.048 | 0 | 0 | 0 | 0 | Constrained, otherwise capacity available =48 kW | --> | C19 ex SHERCOCK | Shercock [T41,T42] | MEATH HILL |  | 53.9697 | -6.9396
MV/LV Substation SH***898 |  | 10 kV | _ | LV | 50 kVA :Pole Substation | 0.05 | --> | 0.05 | 0.048 | 1.52 |  | --> | 0.048 | 0 | 0 | 0 | 0 | Constrained, otherwise capacity available =48 kW | --> | C18 ex SHERCOCK | Shercock [T41,T42] | MEATH HILL |  | 53.9934 | -6.8903
MV/LV Substation SH***912 |  | 10 kV | _ | LV | 100 kVA :Pole Substation | 0.1 | --> | 0.1 | 0.085 | 1.52 |  | --> | 0.095 | 0 | 0 | 0 | 0 | Constrained, otherwise capacity available =97 kW | --> | C21 ex SHERCOCK | Shercock [T41,T42] | MEATH HILL |  | 53.9915 | -6.9136
MV/LV Substation HI***915 |  | 10 kV | _ | LV | 200 kVA :Kiosk Substation | 0.2 | --> | 0.2 | 0.154 | 2.18 |  | --> | 0.19 | 0 | 0.016 | 0 | 0 | Constrained, otherwise capacity available =184 kW | --> | C24 ex BAILIEBORO | Bailieboro [T41,T42] | MEATH HILL |  | 53.9122 | -6.981
MV/LV Substation FI***919 |  | 10 kV | _ | LV | 100 kVA :Pole Substation | 0.1 | --> | 0.1 | 0.096 | 2.18 |  | --> | 0.095 | 0 | 0 | 0 | 0 | Constrained, otherwise capacity available =96 kW | --> | C26 ex BAILIEBORO | Bailieboro [T41,T42] | MEATH HILL |  | 53.9197 | -6.9725
MV/LV Substation LI***920 |  | 10 kV | _ | LV | 200 kVA :Kiosk Substation | 0.2 | --> | 0.2 | 0.146 | 1.52 |  | --> | 0.19 | 0 | 0.008 | 0 | 0 | Constrained, otherwise capacity available =191 kW | --> | C18 ex SHERCOCK | Shercock [T41,T42] | MEATH HILL |  | 53.9928 | -6.8982
MV/LV Substation LI***977 |  | 10 kV | _ | LV | 50 kVA :Pole Substation | 0.05 | --> | 0.05 | 0.045 | 2.18 |  | --> | 0.048 | 0 | 0 | 0 | 0 | Constrained, otherwise capacity available =48 kW | --> | C26 ex BAILIEBORO | Bailieboro [T41,T42] | MEATH HILL |  | 53.9426 | -6.9603
MV/LV Substation DU***001 |  | 10 kV | _ | LV | 630 kVA :Kiosk Substation | 0.63 | --> | 0.63 | 0.419 | 4 |  | --> | 0.598 | 0 | 0.01 | 0.5 | 0 |  | --> | C18 ex BALLYJAMESDUFF | Ballyjamesduff [T41,T42] | SHANKILL |  | 53.8647 | -7.2061
MV/LV Substation CH***002 |  | 10 kV | _ | LV | 200 kVA :Pole Substation | 0.2 | --> | 0.2 | 0.031 | 4 |  | --> | 0.19 | 0 | 0 | 0.212 | 0 |  | --> | C17 ex BALLYJAMESDUFF | Ballyjamesduff [T41,T42] | SHANKILL |  | 53.862 | -7.2069
MV/LV Substation ST***004 |  | 10 kV | _ | LV | 200 kVA :Kiosk Substation | 0.2 | --> | 0.2 | 0.074 | 4 |  | --> | 0.19 | 0 | 0.005 | 0.203 | 0 |  | --> | C18 ex BALLYJAMESDUFF | Ballyjamesduff [T41,T42] | SHANKILL |  | 53.8663 | -7.2049
MV/LV Substation FA***005 |  | 10 kV | _ | LV | 200 kVA :Pole Substation | 0.2 | --> | 0.2 | 0 | 0 | Constrained, otherwise capacity available =47 kVA | --> | 0.19 | 0 | 0 | 0 | 0 | Constrained, otherwise capacity available =210 kW | --> | C17 ex VIRGINIA | Virginia [T41,T42] | MEATH HILL |  | 53.8359 | -7.083
MV/LV Substation TH***007 |  | 10 kV | _ | LV | 200 kVA :Pole Substation | 0.2 | --> | 0.2 | 0 | 0 |  | --> | 0.19 | 0 | 0.008 | 0 | 0 | Constrained, otherwise capacity available =210 kW | --> | C17 ex VIRGINIA | Virginia [T41,T42] | MEATH HILL |  | 53.8344 | -7.0788
MV/LV Substation KE***008 |  | 10 kV | _ | LV | 100 kVA :Pole Substation | 0.1 | --> | 0.1 | 0 | 0 | Constrained, otherwise capacity available =49 kVA | --> | 0.095 | 0 | 0.004 | 0 | 0 | Constrained, otherwise capacity available =99 kW | --> | C17 ex VIRGINIA | Virginia [T41,T42] | MEATH HILL |  | 53.8332 | -7.0718
MV/LV Substation KE***009 |  | 10 kV | _ | LV | 100 kVA :Pole Substation | 0.1 | --> | 0.1 | 0 | 0 | Constrained, otherwise capacity available =82 kVA | --> | 0.095 | 0 | 0.003 | 0 | 0 | Constrained, otherwise capacity available =95 kW | --> | C17 ex VIRGINIA | Virginia [T41,T42] | MEATH HILL |  | 53.8308 | -7.067
MV/LV Substation DR***014Y |  | 10 kV | _ | LV | 100 kVA :Pole Substation | 0.1 | --> | 0.1 | 0.09 | 4 |  | --> | 0.095 | 0 | 0 | 0.096 | 0 |  | --> | C19 ex BALLYJAMESDUFF | Ballyjamesduff [T41,T42] | SHANKILL |  | 53.8469 | -7.2588
MV/LV Substation ED***016Z |  | 10 kV | _ | LV | 50 kVA :Pole Substation | 0.05 | --> | 0.05 | 0 | 0 | Constrained, otherwise capacity available =43 kVA | --> | 0.048 | 0 | 0 | 0 | 0 | Constrained, otherwise capacity available =48 kW | --> | C16 ex VIRGINIA | Virginia [T41,T42] | MEATH HILL |  | 53.7849 | -7.0255
MV/LV Substation RA***018X |  | 10 kV | _ | LV | 50 kVA :Pole Substation | 0.05 | --> | 0.05 | 0.038 | 4 |  | --> | 0.048 | 0 | 0.005 | 0.045 | 0 |  | --> | C17 ex BALLYJAMESDUFF | Ballyjamesduff [T41,T42] | SHANKILL |  | 53.8621 | -7.211
MV/LV Substation AI***019Y |  | 20 kV | _ | LV | 630 kVA :Building Structure | 0.63 | --> | 0.63 | 0 | 0 | Constrained, otherwise capacity available =474 kVA | --> | 0.598 | 0 | 0.2 | 0.471 | 0 |  | --> | E21 ex FINEA | Finea [T421,T422] | SHANKILL |  | 53.8588 | -7.3244
MV/LV Substation BL***022 |  | 10 kV | _ | LV | 50 kVA :Pole Substation | 0.05 | --> | 0.05 | 0.05 | 4 |  | --> | 0.048 | 0 | 0 | 0.048 | 0 |  | --> | C17 ex BALLYJAMESDUFF | Ballyjamesduff [T41,T42] | SHANKILL |  | 53.9322 | -7.2822
MV/LV Substation LO***027Z |  | 20 kV | _ | LV | 200 kVA :Kiosk Substation | 0.2 | --> | 0.2 | 0 | 0 | Constrained, otherwise capacity available =184 kVA | --> | 0.19 | 0 | 0.02 | 0.177 | 0 |  | --> | E16 ex FINEA | Finea [T421,T422] | SHANKILL |  | 53.8708 | -7.5288
MV/LV Substation ST***031 |  | 10 kV | _ | LV | 200 kVA :Pole Substation | 0.2 | --> | 0.2 | 0.113 | 4 |  | --> | 0.19 | 0 | 0 | 0.202 | 0 |  | --> | C18 ex BALLYJAMESDUFF | Ballyjamesduff [T41,T42] | SHANKILL |  | 53.8664 | -7.1981
MV/LV Substation FO***032Y |  | 20 kV | _ | LV | 400 kVA :Building Structure | 0.4 | --> | 0.4 | 0 | 0 | Constrained, otherwise capacity available =400 kVA | --> | 0.38 | 0 | 0 | 0.38 | 0 |  | --> | E21 ex FINEA | Finea [T421,T422] | SHANKILL |  | 53.849 | -7.3287
MV/LV Substation DU***032Z |  | 10 kV | _ | LV | 50 kVA :Pole Substation | 0.05 | --> | 0.05 | 0.036 | 4 |  | --> | 0.048 | 0 | 0.01 | 0.042 | 0 |  | --> | C14 ex BALLYJAMESDUFF | Ballyjamesduff [T41,T42] | SHANKILL |  | 53.8398 | -7.103
MV/LV Substation CY***034 |  | 10 kV | _ | LV | 200 kVA :Kiosk Substation | 0.2 | --> | 0.2 | 0.106 | 4 |  | --> | 0.19 | 0 | 0.017 | 0.19 | 0 |  | --> | C17 ex BALLYJAMESDUFF | Ballyjamesduff [T41,T42] | SHANKILL |  | 53.8624 | -7.2094
MV/LV Substation LO***035Z |  | 20 kV | _ | LV | 50 kVA :Pole Substation | 0.05 | --> | 0.05 | 0 | 0 | Constrained, otherwise capacity available =50 kVA | --> | 0.048 | 0 | 0 | 0.048 | 0 |  | --> | E16 ex FINEA | Finea [T421,T422] | SHANKILL |  | 53.8916 | -7.4862
MV/LV Substation VI***036 |  | 10 kV | _ | LV | 200 kVA :Pole Substation | 0.2 | --> | 0.2 | 0 | 0 | Constrained, otherwise capacity available =141 kVA | --> | 0.19 | 0 | 0 | 0 | 0 | Constrained, otherwise capacity available =198 kW | --> | C17 ex VIRGINIA | Virginia [T41,T42] | MEATH HILL |  | 53.8357 | -7.0816
MV/LV Substation SL***036Y |  | 10 kV | _ | LV | 100 kVA :Pole Substation | 0.1 | --> | 0.1 | 0.098 | 2.68 |  | --> | 0.095 | 0 | 0 | 0 | 0 | Constrained, otherwise capacity available =95 kW | --> | C17 ex OLDCASTLE | Oldcastle [T41,T422] | MULLINGAR |  | 53.7852 | -7.1334
MV/LV Substation TE***037 |  | 10 kV | _ | LV | 200 kVA :Pole Substation | 0.2 | --> | 0.2 | 0.175 | 2.68 |  | --> | 0.19 | 0 | 0.005 | 0 | 0 | Constrained, otherwise capacity available =190 kW | --> | C17 ex OLDCASTLE | Oldcastle [T41,T422] | MULLINGAR |  | 53.7723 | -7.164
MV/LV Substation BI***037Y |  | 10 kV | _ | LV | 50 kVA :Pole Substation | 0.05 | --> | 0.05 | 0.048 | 4 |  | --> | 0.048 | 0 | 0 | 0.048 | 0 |  | --> | C18 ex BALLYJAMESDUFF | Ballyjamesduff [T41,T42] | SHANKILL |  | 53.8891 | -7.146
MV/LV Substation RI***039 |  | 10 kV | _ | LV | 100 kVA :Pole Substation | 0.1 | --> | 0.1 | 0 | 0 | Constrained, otherwise capacity available =76 kVA | --> | 0.095 | 0 | 0 | 0 | 0 | Constrained, otherwise capacity available =98 kW | --> | C17 ex VIRGINIA | Virginia [T41,T42] | MEATH HILL |  | 53.8322 | -7.0808
MV/LV Substation DE***042X |  | 10 kV | _ | LV | 200 kVA :Pole Substation | 0.2 | --> | 0.2 | 0.164 | 4 |  | --> | 0.19 | 0 | 0 | 0.195 | 0 |  | --> | C18 ex BALLYJAMESDUFF | Ballyjamesduff [T41,T42] | SHANKILL |  | 53.8677 | -7.2121
MV/LV Substation AG***046 |  | 20 kV | _ | LV | 200 kVA :Pole Substation | 0.2 | --> | 0.2 | 0 | 0 | Constrained, otherwise capacity available =22 kVA | --> | 0.19 | 0 | 0.19 | 0.069 | 0 |  | --> | E21 ex FINEA | Finea [T421,T422] | SHANKILL |  | 53.8303 | -7.362
MV/LV Substation DI***047Y |  | 20 kV | _ | LV | 50 kVA :Pole Substation | 0.05 | --> | 0.05 | 0 | 0 | Constrained, otherwise capacity available =28 kVA | --> | 0.048 | 0 | 0 | 0.05 | 0 |  | --> | E16 ex FINEA | Finea [T421,T422] | SHANKILL |  | 53.9079 | -7.5075
MV/LV Substation DR***049 |  | 10 kV | _ | LV | 200 kVA :Pole Substation | 0.2 | --> | 0.2 | 0.198 | 4 |  | --> | 0.19 | 0 | 0.09 | 0.124 | 0 |  | --> | C18 ex BALLYJAMESDUFF | Ballyjamesduff [T41,T42] | SHANKILL |  | 53.9041 | -7.1764
MV/LV Substation GA***054X |  | 20 kV | _ | LV | 50 kVA :Pole Substation | 0.05 | --> | 0.05 | 0.049 | 2.68 |  | --> | 0.048 | 0 | 0 | 0 | 0 | Constrained, otherwise capacity available =48 kW | --> | E12 ex OLDCASTLE | Oldcastle [T41,T422] | MULLINGAR |  | 53.7149 | -7.1617
MV/LV Substation RE***054Z |  | 10 kV | _ | LV | 400 kVA :Kiosk Substation | 0.4 | --> | 0.4 | 0 | 0 | Constrained, otherwise capacity available =353 kVA | --> | 0.38 | 0 | 0 | 0 | 0 | Constrained, otherwise capacity available =386 kW | --> | C17 ex VIRGINIA | Virginia [T41,T42] | MEATH HILL |  | 53.8368 | -7.0729
MV/LV Substation RA***056 |  | 10 kV | _ | LV | 50 kVA :Pole Substation | 0.05 | --> | 0.05 | 0 | 0 | Constrained, otherwise capacity available =40 kVA | --> | 0.048 | 0 | 0.013 | 0 | 0 | Constrained, otherwise capacity available =39 kW | --> | C17 ex VIRGINIA | Virginia [T41,T42] | MEATH HILL |  | 53.8349 | -7.0783
MV/LV Substation OL***059 |  | 10 kV | _ | LV | 400 kVA :Building Structure | 0.4 | --> | 0.4 | 0.375 | 2.68 |  | --> | 0.38 | 0 | 0.025 | 0 | 0 | Constrained, otherwise capacity available =365 kW | --> | C17 ex OLDCASTLE | Oldcastle [T41,T422] | MULLINGAR |  | 53.7705 | -7.16
MV/LV Substation CL***061Z |  | 10 kV | _ | LV | 50 kVA :Pole Substation | 0.05 | --> | 0.05 | 0.036 | 4 |  | --> | 0.048 | 0 | 0 | 0.049 | 0 |  | --> | C18 ex BALLYJAMESDUFF | Ballyjamesduff [T41,T42] | SHANKILL |  | 53.9108 | -7.1634
MV/LV Substation RE***072Z |  | 10 kV | _ | LV | 50 kVA :Pole Substation | 0.05 | --> | 0.05 | 0.043 | 2.68 |  | --> | 0.048 | 0 | 0 | 0 | 0 | Constrained, otherwise capacity available =48 kW | --> | C17 ex OLDCASTLE | Oldcastle [T41,T422] | MULLINGAR |  | 53.7915 | -7.138
MV/LV Substation GO***083Y |  | 20 kV | _ | LV | 100 kVA :Pole Substation | 0.1 | --> | 0.1 | 0 | 0 | Constrained, otherwise capacity available =86 kVA | --> | 0.095 | 0 | 0.015 | 0.086 | 0 |  | --> | E16 ex FINEA | Finea [T421,T422] | SHANKILL |  | 53.8749 | -7.5346
MV/LV Substation BU***084Z |  | 10 kV | _ | LV | 400 kVA :Kiosk Substation | 0.4 | --> | 0.4 | 0.395 | 2.68 |  | --> | 0.38 | 0 | 0 | 0 | 0 | Constrained, otherwise capacity available =381 kW | --> | C17 ex OLDCASTLE | Oldcastle [T41,T422] | MULLINGAR |  | 53.7746 | -7.1595
MV/LV Substation GO***086Y |  | 20 kV | _ | LV | 100 kVA :Pole Substation | 0.1 | --> | 0.1 | 0 | 0 | Constrained, otherwise capacity available =31 kVA | --> | 0.095 | 0 | 0 | 0.104 | 0 |  | --> | E16 ex FINEA | Finea [T421,T422] | SHANKILL |  | 53.8726 | -7.5355
MV/LV Substation KI***087Z |  | 10 kV | _ | LV | 50 kVA :Pole Substation | 0.05 | --> | 0.05 | 0.048 | 4 |  | --> | 0.048 | 0 | 0 | 0.048 | 0 |  | --> | C19 ex BALLYJAMESDUFF | Ballyjamesduff [T41,T42] | SHANKILL |  | 53.8477 | -7.1926
MV/LV Substation LI***088Z |  | 10 kV | _ | LV | 400 kVA :Kiosk Substation | 0.4 | --> | 0.4 | 0.36 | 4 |  | --> | 0.38 | 0 | 0.04 | 0.356 | 0 |  | --> | C18 ex BALLYJAMESDUFF | Ballyjamesduff [T41,T42] | SHANKILL |  | 53.8667 | -7.1945
MV/LV Substation CL***092Y |  | 20 kV | _ | LV | 50 kVA :Pole Substation | 0.05 | --> | 0.05 | 0 | 0 | Constrained, otherwise capacity available =49 kVA | --> | 0.048 | 0 | 0 | 0.048 | 0 |  | --> | E16 ex FINEA | Finea [T421,T422] | SHANKILL |  | 53.8667 | -7.5469
MV/LV Substation GO***094Y |  | 20 kV | _ | LV | 50 kVA :Pole Substation | 0.05 | --> | 0.05 | 0 | 0 | Constrained, otherwise capacity available =46 kVA | --> | 0.048 | 0 | 0 | 0.048 | 0 |  | --> | E16 ex FINEA | Finea [T421,T422] | SHANKILL |  | 53.8657 | -7.5498
MV/LV Substation MA***096X |  | 10 kV | _ | LV | 50 kVA :Pole Substation | 0.05 | --> | 0.05 | 0 | 0 | Constrained, otherwise capacity available =50 kVA | --> | 0.048 | 0 | 0 | 0 | 0 | Constrained, otherwise capacity available =48 kW | --> | C16 ex VIRGINIA | Virginia [T41,T42] | MEATH HILL |  | 53.801 | -7.0338
MV/LV Substation MU***096Y |  | 20 kV | _ | LV | 200 kVA :Pole Substation | 0.2 | --> | 0.2 | 0 | 0 | Constrained, otherwise capacity available =100 kVA | --> | 0.19 | 0 | 0 | 0.203 | 0 |  | --> | E16 ex FINEA | Finea [T421,T422] | SHANKILL |  | 53.8645 | -7.5555
MV/LV Substation KI***100X |  | 10 kV | _ | LV | 200 kVA :Kiosk Substation | 0.2 | --> | 0.2 | 0.142 | 4 |  | --> | 0.19 | 0 | 0.007 | 0.193 | 0 |  | --> | C18 ex BALLYJAMESDUFF | Ballyjamesduff [T41,T42] | SHANKILL |  | 53.8666 | -7.1927
MV/LV Substation KI***101X |  | 10 kV | _ | LV | 200 kVA :Pole Substation | 0.2 | --> | 0.2 | 0.148 | 4 |  | --> | 0.19 | 0 | 0 | 0.197 | 0 |  | --> | C19 ex BALLYJAMESDUFF | Ballyjamesduff [T41,T42] | SHANKILL |  | 53.8433 | -7.2077
MV/LV Substation CU***107X |  | 10 kV | _ | LV | 50 kVA :Pole Substation | 0.05 | --> | 0.05 | 0.029 | 2.68 |  | --> | 0.048 | 0 | 0.006 | 0 | 0 | Constrained, otherwise capacity available =46 kW | --> | C13 ex OLDCASTLE | Oldcastle [T41,T422] | MULLINGAR |  | 53.7698 | -7.1519
MV/LV Substation EU***111Z |  | 10 kV | _ | LV | 1000 kVA :Building Structure | 1 | --> | 1 | 0 | 0 | Constrained, otherwise capacity available =887 kVA | --> | 0.95 | 0 | 0 | 0 | 0 | Constrained, otherwise capacity available =965 kW | --> | C17 ex VIRGINIA | Virginia [T41,T42] | MEATH HILL |  | 53.8341 | -7.0849
MV/LV Substation WH***118Y |  | 10 kV | _ | LV | 50 kVA :Pole Substation | 0.05 | --> | 0.05 | 0.05 | 2.68 |  | --> | 0.048 | 0 | 0 | 0 | 0 | Constrained, otherwise capacity available =48 kW | --> | C13 ex OLDCASTLE | Oldcastle [T41,T422] | MULLINGAR |  | 53.7685 | -7.1548
MV/LV Substation VI***119Y |  | 10 kV | _ | LV | 100 kVA :Pole Substation | 0.1 | --> | 0.1 | 0 | 0 | Constrained, otherwise capacity available =49 kVA | --> | 0.095 | 0 | 0 | 0 | 0 | Constrained, otherwise capacity available =102 kW | --> | C17 ex VIRGINIA | Virginia [T41,T42] | MEATH HILL |  | 53.8306 | -7.0816
MV/LV Substation DI***130X |  | 20 kV | _ | LV | 50 kVA :Pole Substation | 0.05 | --> | 0.05 | 0 | 0 | Constrained, otherwise capacity available =48 kVA | --> | 0.048 | 0 | 0 | 0.048 | 0 |  | --> | E16 ex FINEA | Finea [T421,T422] | SHANKILL |  | 53.9055 | -7.5047
MV/LV Substation TH***131 |  | 20 kV | _ | LV | 100 kVA :Pole Substation | 0.1 | --> | 0.1 | 0.099 | 2.68 |  | --> | 0.095 | 0 | 0 | 0 | 0 | Constrained, otherwise capacity available =95 kW | --> | E12 ex OLDCASTLE | Oldcastle [T41,T422] | MULLINGAR |  | 53.7252 | -7.0932
MV/LV Substation AG***141X |  | 20 kV | _ | LV | 50 kVA :Pole Substation | 0.05 | --> | 0.05 | 0 | 0 | Constrained, otherwise capacity available =48 kVA | --> | 0.048 | 0 | 0 | 0.048 | 0 |  | --> | E16 ex FINEA | Finea [T421,T422] | SHANKILL |  | 53.8768 | -7.5169
MV/LV Substation VI***144 |  | 10 kV | _ | LV | 100 kVA :Pole Substation | 0.1 | --> | 0.1 | 0 | 0 | Constrained, otherwise capacity available =76 kVA | --> | 0.095 | 0 | 0.011 | 0 | 0 | Constrained, otherwise capacity available =90 kW | --> | C17 ex VIRGINIA | Virginia [T41,T42] | MEATH HILL |  | 53.8385 | -7.0902
MV/LV Substation TO***144Y |  | 20 kV | _ | LV | 100 kVA :Pole Substation | 0.1 | --> | 0.1 | 0 | 0 | Constrained, otherwise capacity available =96 kVA | --> | 0.095 | 0 | 0 | 0.096 | 0 |  | --> | E21 ex FINEA | Finea [T421,T422] | SHANKILL |  | 53.865 | -7.3148
MV/LV Substation GR***145Y |  | 20 kV | _ | LV | 400 kVA :Building Structure | 0.4 | --> | 0.4 | 0 | 0 | Constrained, otherwise capacity available =400 kVA | --> | 0.38 | 0 | 0 | 0.38 | 0 |  | --> | E16 ex FINEA | Finea [T421,T422] | SHANKILL |  | 53.8501 | -7.4639
MV/LV Substation LO***152Z |  | 10 kV | _ | LV | 200 kVA :Kiosk Substation | 0.2 | --> | 0.2 | 0.174 | 2.68 |  | --> | 0.19 | 0 | 0.009 | 0 | 0 | Constrained, otherwise capacity available =187 kW | --> | C17 ex OLDCASTLE | Oldcastle [T41,T422] | MULLINGAR |  | 53.7689 | -7.1669
MV/LV Substation LA***153Y |  | 10 kV | _ | LV | 100 kVA :Pole Substation | 0.1 | --> | 0.1 | 0 | 0 | Constrained, otherwise capacity available =56 kVA | --> | 0.095 | 0 | 0 | 0 | 0 | Constrained, otherwise capacity available =101 kW | --> | C17 ex VIRGINIA | Virginia [T41,T42] | MEATH HILL |  | 53.819 | -7.0531
MV/LV Substation KE***154 |  | 10 kV | _ | LV | 400 kVA :Building Structure | 0.4 | --> | 0.4 | 0.372 | 2.68 |  | --> | 0.38 | 0 | 0.2 | 0 | 0 | Constrained, otherwise capacity available =236 kW | --> | C17 ex OLDCASTLE | Oldcastle [T41,T422] | MULLINGAR |  | 53.7752 | -7.1633
MV/LV Substation LO***154X |  | 20 kV | _ | LV | 50 kVA :Pole Substation | 0.05 | --> | 0.05 | 0 | 0 | Constrained, otherwise capacity available =44 kVA | --> | 0.048 | 0 | 0 | 0.048 | 0 |  | --> | E16 ex FINEA | Finea [T421,T422] | SHANKILL |  | 53.9029 | -7.4862
MV/LV Substation BD***155 |  | 10 kV | _ | LV | 100 kVA :Pole Substation | 0.1 | --> | 0.1 | 0.091 | 4 |  | --> | 0.095 | 0 | 0 | 0.096 | 0 |  | --> | C17 ex BALLYJAMESDUFF | Ballyjamesduff [T41,T42] | SHANKILL |  | 53.8657 | -7.2098
MV/LV Substation SH***155Y |  | 20 kV | _ | LV | 50 kVA :Pole Substation | 0.05 | --> | 0.05 | 0 | 0 | Constrained, otherwise capacity available =46 kVA | --> | 0.048 | 0 | 0 | 0.048 | 0 |  | --> | E21 ex FINEA | Finea [T421,T422] | SHANKILL |  | 53.8558 | -7.3193
MV/LV Substation RO***156 |  | 20 kV | _ | LV | 50 kVA :Pole Substation | 0.05 | --> | 0.05 | 0.036 | 2.68 |  | --> | 0.048 | 0 | 0 | 0 | 0 | Constrained, otherwise capacity available =49 kW | --> | E12 ex OLDCASTLE | Oldcastle [T41,T422] | MULLINGAR |  | 53.7956 | -7.2916
MV/LV Substation CA***160Y |  | 10 kV | _ | LV | 50 kVA :Pole Substation | 0.05 | --> | 0.05 | 0.049 | 4 |  | --> | 0.048 | 0 | 0 | 0.048 | 0 |  | --> | C17 ex BALLYJAMESDUFF | Ballyjamesduff [T41,T42] | SHANKILL |  | 53.8753 | -7.3
MV/LV Substation LI***161Y |  | 10 kV | _ | LV | 50 kVA :Pole Substation | 0.05 | --> | 0.05 | 0 | 0 | Constrained, otherwise capacity available =33 kVA | --> | 0.048 | 0 | 0 | 0 | 0 | Constrained, otherwise capacity available =50 kW | --> | C16 ex VIRGINIA | Virginia [T41,T42] | MEATH HILL |  | 53.7991 | -7.0313
MV/LV Substation DR***162X |  | 20 kV | _ | LV | 50 kVA :Pole Substation | 0.05 | --> | 0.05 | 0 | 0 | Constrained, otherwise capacity available =45 kVA | --> | 0.048 | 0 | 0 | 0.048 | 0 |  | --> | E16 ex FINEA | Finea [T421,T422] | SHANKILL |  | 53.8966 | -7.4672
MV/LV Substation DR***164X |  | 20 kV | _ | LV | 50 kVA :Pole Substation | 0.05 | --> | 0.05 | 0 | 0 | Constrained, otherwise capacity available =44 kVA | --> | 0.048 | 0 | 0 | 0.048 | 0 |  | --> | E16 ex FINEA | Finea [T421,T422] | SHANKILL |  | 53.8968 | -7.4629
MV/LV Substation BR***166Y |  | 10 kV | _ | LV | 50 kVA :Pole Substation | 0.05 | --> | 0.05 | 0 | 0 | Constrained, otherwise capacity available =34 kVA | --> | 0.048 | 0 | 0.003 | 0 | 0 | Constrained, otherwise capacity available =48 kW | --> | C17 ex VIRGINIA | Virginia [T41,T42] | MEATH HILL |  | 53.8313 | -7.0731
MV/LV Substation GR***170 |  | 20 kV | _ | LV | 50 kVA :Pole Substation | 0.05 | --> | 0.05 | 0 | 0 | Constrained, otherwise capacity available =16 kVA | --> | 0.048 | 0 | 0.005 | 0.048 | 0 |  | --> | E16 ex FINEA | Finea [T421,T422] | SHANKILL |  | 53.8671 | -7.4423
MV/LV Substation GI***172Y |  | 20 kV | _ | LV | 100 kVA :Pole Substation | 0.1 | --> | 0.1 | 0.07 | 2.68 |  | --> | 0.095 | 0 | 0 | 0 | 0 | Constrained, otherwise capacity available =99 kW | --> | E12 ex OLDCASTLE | Oldcastle [T41,T422] | MULLINGAR |  | 53.7206 | -7.1778
MV/LV Substation BA***178Z |  | 20 kV | _ | LV | 100 kVA :Pole Substation | 0.1 | --> | 0.1 | 0 | 0 | Constrained, otherwise capacity available =92 kVA | --> | 0.095 | 0 | 0 | 0.096 | 0 |  | --> | E21 ex FINEA | Finea [T421,T422] | SHANKILL |  | 53.8358 | -7.3524
MV/LV Substation KI***185Z |  | 20 kV | _ | LV | 50 kVA :Pole Substation | 0.05 | --> | 0.05 | 0 | 0 | Constrained, otherwise capacity available =42 kVA | --> | 0.048 | 0 | 0 | 0.048 | 0 |  | --> | E16 ex FINEA | Finea [T421,T422] | SHANKILL |  | 53.8336 | -7.4234
MV/LV Substation CA***191Y |  | 10 kV | _ | LV | 100 kVA :Pole Substation | 0.1 | --> | 0.1 | 0.1 | 4 |  | --> | 0.095 | 0 | 0 | 0.095 | 0 |  | --> | C19 ex BALLYJAMESDUFF | Ballyjamesduff [T41,T42] | SHANKILL |  | 53.8219 | -7.1779
MV/LV Substation CR***191Z |  | 10 kV | _ | LV | 50 kVA :Pole Substation | 0.05 | --> | 0.05 | 0.05 | 4 |  | --> | 0.048 | 0 | 0 | 0.048 | 0 |  | --> | C19 ex BALLYJAMESDUFF | Ballyjamesduff [T41,T42] | SHANKILL |  | 53.8031 | -7.2617
MV/LV Substation CA***195Y |  | 20 kV | _ | LV | 50 kVA :Pole Substation | 0.05 | --> | 0.05 | 0 | 0 | Constrained, otherwise capacity available =50 kVA | --> | 0.048 | 0 | 0 | 0.048 | 0 |  | --> | E16 ex FINEA | Finea [T421,T422] | SHANKILL |  | 53.8508 | -7.4284
MV/LV Substation GR***202X |  | 20 kV | _ | LV | 50 kVA :Pole Substation | 0.05 | --> | 0.05 | 0 | 0 | Constrained, otherwise capacity available =45 kVA | --> | 0.048 | 0 | 0.008 | 0.042 | 0 |  | --> | E16 ex FINEA | Finea [T421,T422] | SHANKILL |  | 53.8665 | -7.4538
MV/LV Substation CR***202Z |  | 10 kV | _ | LV | 50 kVA :Pole Substation | 0.05 | --> | 0.05 | 0.046 | 4 |  | --> | 0.048 | 0 | 0 | 0.048 | 0 |  | --> | C17 ex BALLYJAMESDUFF | Ballyjamesduff [T41,T42] | SHANKILL |  | 53.916 | -7.2623
MV/LV Substation MO***203Z |  | 10 kV | _ | LV | 50 kVA :Pole Substation | 0.05 | --> | 0.05 | 0.047 | 4 |  | --> | 0.048 | 0 | 0 | 0.048 | 0 |  | --> | C19 ex BALLYJAMESDUFF | Ballyjamesduff [T41,T42] | SHANKILL |  | 53.8166 | -7.2603
MV/LV Substation CO***208Z |  | 20 kV | _ | LV | 50 kVA :Pole Substation | 0.05 | --> | 0.05 | 0 | 0 | Constrained, otherwise capacity available =40 kVA | --> | 0.048 | 0 | 0 | 0.049 | 0 |  | --> | E21 ex FINEA | Finea [T421,T422] | SHANKILL |  | 53.8575 | -7.3155
MV/LV Substation TU***211Z |  | 20 kV | _ | LV | 50 kVA :Pole Substation | 0.05 | --> | 0.05 | 0 | 0 | Constrained, otherwise capacity available =48 kVA | --> | 0.048 | 0 | 0 | 0.048 | 0 |  | --> | E21 ex FINEA | Finea [T421,T422] | SHANKILL |  | 53.8831 | -7.3704
MV/LV Substation BO***212X |  | 10 kV | _ | LV | 50 kVA :Pole Substation | 0.05 | --> | 0.05 | 0.045 | 2.68 |  | --> | 0.048 | 0 | 0 | 0 | 0 | Constrained, otherwise capacity available =48 kW | --> | C13 ex OLDCASTLE | Oldcastle [T41,T422] | MULLINGAR |  | 53.767 | -7.1191
MV/LV Substation WO***212Z |  | 10 kV | _ | LV | 50 kVA :Pole Substation | 0.05 | --> | 0.05 | 0.05 | 2.68 |  | --> | 0.048 | 0 | 0 | 0 | 0 | Constrained, otherwise capacity available =48 kW | --> | C13 ex OLDCASTLE | Oldcastle [T41,T422] | MULLINGAR |  | 53.7683 | -7.1361
MV/LV Substation TO***213Z |  | 10 kV | _ | LV | 50 kVA :Pole Substation | 0.05 | --> | 0.05 | 0 | 0 | Constrained, otherwise capacity available =50 kVA | --> | 0.048 | 0 | 0 | 0.048 | 0 |  | --> | E18 ex FINEA | Finea [T421,T422] | SHANKILL |  | 53.7693 | -7.3377
MV/LV Substation AN***214X |  | 10 kV | _ | LV | 50 kVA :Pole Substation | 0.05 | --> | 0.05 | 0.047 | 2.18 |  | --> | 0.048 | 0 | 0 | 0 | 0 | Constrained, otherwise capacity available =48 kW | --> | C19 ex BAILIEBORO | Bailieboro [T41,T42] | MEATH HILL |  | 53.8726 | -7.0534
MV/LV Substation HA***216X |  | 20 kV | _ | LV | 50 kVA :Pole Substation | 0.05 | --> | 0.05 | 0.039 | 2.68 |  | --> | 0.048 | 0 | 0 | 0 | 0 | Constrained, otherwise capacity available =49 kW | --> | E12 ex OLDCASTLE | Oldcastle [T41,T422] | MULLINGAR |  | 53.7439 | -7.2501
MV/LV Substation BA***217X |  | 20 kV | _ | LV | 200 kVA :Pole Substation | 0.2 | --> | 0.2 | 0.171 | 2.68 |  | --> | 0.19 | 0 | 0 | 0 | 0 | Constrained, otherwise capacity available =194 kW | --> | E12 ex OLDCASTLE | Oldcastle [T41,T422] | MULLINGAR |  | 53.7594 | -7.2321
MV/LV Substation TE***218Y |  | 20 kV | _ | LV | 50 kVA :Pole Substation | 0.05 | --> | 0.05 | 0 | 0 | Constrained, otherwise capacity available =49 kVA | --> | 0.048 | 0 | 0 | 0.048 | 0 |  | --> | E21 ex FINEA | Finea [T421,T422] | SHANKILL |  | 53.8824 | -7.3786
MV/LV Substation CO***219Z |  | 10 kV | _ | LV | 100 kVA :Pole Substation | 0.1 | --> | 0.1 | 0.1 | 4 |  | --> | 0.095 | 0 | 0 | 0.095 | 0 |  | --> | C14 ex BALLYJAMESDUFF | Ballyjamesduff [T41,T42] | SHANKILL |  | 53.8239 | -7.1579
MV/LV Substation MU***223X |  | 10 kV | _ | LV | 50 kVA :Pole Substation | 0.05 | --> | 0.05 | 0.039 | 4 |  | --> | 0.048 | 0 | 0 | 0.049 | 0 |  | --> | C14 ex BALLYJAMESDUFF | Ballyjamesduff [T41,T42] | SHANKILL |  | 53.8342 | -7.1768
MV/LV Substation DR***223Y |  | 10 kV | _ | LV | 50 kVA :Pole Substation | 0.05 | --> | 0.05 | 0.049 | 4 |  | --> | 0.048 | 0 | 0 | 0.048 | 0 |  | --> | C14 ex BALLYJAMESDUFF | Ballyjamesduff [T41,T42] | SHANKILL |  | 53.8738 | -7.0962
MV/LV Substation BO***228Z |  | 10 kV | _ | LV | 50 kVA :Pole Substation | 0.05 | --> | 0.05 | 0.043 | 2.68 |  | --> | 0.048 | 0 | 0 | 0 | 0 | Constrained, otherwise capacity available =48 kW | --> | C13 ex OLDCASTLE | Oldcastle [T41,T422] | MULLINGAR |  | 53.7632 | -7.1249
MV/LV Substation CU***231Z |  | 20 kV | _ | LV | 100 kVA :Pole Substation | 0.1 | --> | 0.1 | 0.09 | 2.68 |  | --> | 0.095 | 0 | 0 | 0 | 0 | Constrained, otherwise capacity available =96 kW | --> | E12 ex OLDCASTLE | Oldcastle [T41,T422] | MULLINGAR |  | 53.7698 | -7.1493
MV/LV Substation DR***237X |  | 10 kV | _ | LV | 100 kVA :Pole Substation | 0.1 | --> | 0.1 | 0.084 | 4 |  | --> | 0.095 | 0 | 0 | 0.097 | 0 |  | --> | C17 ex BALLYJAMESDUFF | Ballyjamesduff [T41,T42] | SHANKILL |  | 53.8919 | -7.3272
MV/LV Substation PR***240Z |  | 10 kV | _ | LV | 200 kVA :Pole Substation | 0.2 | --> | 0.2 | 0 | 0 | Constrained, otherwise capacity available =200 kVA | --> | 0.19 | 0 | 0 | 0 | 0 | Constrained, otherwise capacity available =190 kW | --> | C17 ex VIRGINIA | Virginia [T41,T42] | MEATH HILL |  | 53.8352 | -7.0739
MV/LV Substation OR***242Y |  | 10 kV | _ | LV | 50 kVA :Pole Substation | 0.05 | --> | 0.05 | 0.049 | 1.4 |  | --> | 0.048 | 0 | 0 | 0.048 | 0 |  | --> | C26 ex KELLS | Kells [T41,T42] | NAVAN |  | 53.7222 | -6.7893
MV/LV Substation RO***251Z |  | 20 kV | _ | LV | 50 kVA :Pole Substation | 0.05 | --> | 0.05 | 0.05 | 2.68 |  | --> | 0.048 | 0 | 0 | 0 | 0 | Constrained, otherwise capacity available =48 kW | --> | E12 ex OLDCASTLE | Oldcastle [T41,T422] | MULLINGAR |  | 53.7895 | -7.3062
MV/LV Substation VI***252Y |  | 10 kV | _ | LV | 200 kVA :Pole Substation | 0.2 | --> | 0.2 | 0 | 0 | Constrained, otherwise capacity available =148 kVA | --> | 0.19 | 0 | 0 | 0 | 0 | Constrained, otherwise capacity available =197 kW | --> | C17 ex VIRGINIA | Virginia [T41,T42] | MEATH HILL |  | 53.8377 | -7.0872
MV/LV Substation RA***255Z |  | 10 kV | _ | LV | 200 kVA :Kiosk Substation | 0.2 | --> | 0.2 | 0 | 0 | Constrained, otherwise capacity available =168 kVA | --> | 0.19 | 0 | 0 | 0 | 0 | Constrained, otherwise capacity available =194 kW | --> | C17 ex VIRGINIA | Virginia [T41,T42] | MEATH HILL |  | 53.8369 | -7.0698
MV/LV Substation GA***256 |  | 20 kV | _ | LV | 100 kVA :Pole Substation | 0.1 | --> | 0.1 | 0 | 0 | Constrained, otherwise capacity available =59 kVA | --> | 0.095 | 0 | 0 | 0.1 | 0 |  | --> | E21 ex FINEA | Finea [T421,T422] | SHANKILL |  | 53.8402 | -7.3701
MV/LV Substation WO***257Z |  | 10 kV | _ | LV | 50 kVA :Pole Substation | 0.05 | --> | 0.05 | 0.05 | 2.68 |  | --> | 0.048 | 0 | 0 | 0 | 0 | Constrained, otherwise capacity available =48 kW | --> | C17 ex OLDCASTLE | Oldcastle [T41,T422] | MULLINGAR |  | 53.784 | -7.1372
MV/LV Substation YE***258Y |  | 10 kV | _ | LV | 200 kVA :Kiosk Substation | 0.2 | --> | 0.2 | 0 | 0 | Constrained, otherwise capacity available =131 kVA | --> | 0.19 | 0 | 0.022 | 0 | 0 | Constrained, otherwise capacity available =183 kW | --> | C17 ex VIRGINIA | Virginia [T41,T42] | MEATH HILL |  | 53.8331 | -7.0694
MV/LV Substation PA***264Y |  | 10 kV | _ | LV | 200 kVA :Kiosk Substation | 0.2 | --> | 0.2 | 0.17 | 4 |  | --> | 0.19 | 0 | 0.021 | 0.178 | 0 |  | --> | C17 ex BALLYJAMESDUFF | Ballyjamesduff [T41,T42] | SHANKILL |  | 53.8606 | -7.2081
MV/LV Substation PO***271X |  | 10 kV | _ | LV | 50 kVA :Pole Substation | 0.05 | --> | 0.05 | 0.005 | 4 |  | --> | 0.048 | 0 | 0 | 0.053 | 0 |  | --> | C17 ex BALLYJAMESDUFF | Ballyjamesduff [T41,T42] | SHANKILL |  | 53.8954 | -7.2094
MV/LV Substation KI***276 |  | 20 kV | _ | LV | 100 kVA :Pole Substation | 0.1 | --> | 0.1 | 0 | 0 | Constrained, otherwise capacity available =75 kVA | --> | 0.095 | 0 | 0.01 | 0.091 | 0 |  | --> | E16 ex FINEA | Finea [T421,T422] | SHANKILL |  | 53.8272 | -7.4247
MV/LV Substation CA***277Y |  | 10 kV | _ | LV | 50 kVA :Pole Substation | 0.05 | --> | 0.05 | 0 | 0 | Constrained, otherwise capacity available =43 kVA | --> | 0.048 | 0 | 0.005 | 0 | 0 | Constrained, otherwise capacity available =45 kW | --> | C16 ex VIRGINIA | Virginia [T41,T42] | MEATH HILL |  | 53.8016 | -7.0332
MV/LV Substation FI***279X |  | 10 kV | _ | LV | 50 kVA :Pole Substation | 0.05 | --> | 0.05 | 0.048 | 4 |  | --> | 0.048 | 0 | 0 | 0.048 | 0 |  | --> | C19 ex BALLYJAMESDUFF | Ballyjamesduff [T41,T42] | SHANKILL |  | 53.8479 | -7.245
MV/LV Substation RO***282X |  | 20 kV | _ | LV | 100 kVA :Pole Substation | 0.1 | --> | 0.1 | 0.089 | 2.68 |  | --> | 0.095 | 0 | 0 | 0 | 0 | Constrained, otherwise capacity available =96 kW | --> | E12 ex OLDCASTLE | Oldcastle [T41,T422] | MULLINGAR |  | 53.7911 | -7.2948
MV/LV Substation KI***289X |  | 10 kV | _ | LV | 50 kVA :Pole Substation | 0.05 | --> | 0.05 | 0.044 | 4 |  | --> | 0.048 | 0 | 0 | 0.048 | 0 |  | --> | C17 ex BALLYJAMESDUFF | Ballyjamesduff [T41,T42] | SHANKILL |  | 53.8987 | -7.2454
MV/LV Substation KI***293 |  | 20 kV | _ | LV | 50 kVA :Pole Substation | 0.05 | --> | 0.05 | 0 | 0 | Constrained, otherwise capacity available =44 kVA | --> | 0.048 | 0 | 0 | 0.048 | 0 |  | --> | E16 ex FINEA | Finea [T421,T422] | SHANKILL |  | 53.8374 | -7.4341
MV/LV Substation LI***296X |  | 10 kV | _ | LV | 50 kVA :Pole Substation | 0.05 | --> | 0.05 | 0.047 | 4 |  | --> | 0.048 | 0 | 0 | 0.048 | 0 |  | --> | C17 ex BALLYJAMESDUFF | Ballyjamesduff [T41,T42] | SHANKILL |  | 53.8782 | -7.2379
MV/LV Substation DR***298X |  | 10 kV | _ | LV | 50 kVA :Pole Substation | 0.05 | --> | 0.05 | 0.045 | 4 |  | --> | 0.048 | 0 | 0 | 0.048 | 0 |  | --> | C14 ex BALLYJAMESDUFF | Ballyjamesduff [T41,T42] | SHANKILL |  | 53.8719 | -7.0999
MV/LV Substation KI***318 |  | 10 kV | _ | LV | 50 kVA :Pole Substation | 0.05 | --> | 0.05 | 0.036 | 4 |  | --> | 0.048 | 0 | 0.02 | 0.035 | 0 |  | --> | C17 ex BALLYJAMESDUFF | Ballyjamesduff [T41,T42] | SHANKILL |  | 53.8828 | -7.264
MV/LV Substation KI***319 |  | 10 kV | _ | LV | 50 kVA :Pole Substation | 0.05 | --> | 0.05 | 0.044 | 4 |  | --> | 0.048 | 0 | 0 | 0.048 | 0 |  | --> | C17 ex BALLYJAMESDUFF | Ballyjamesduff [T41,T42] | SHANKILL |  | 53.88 | -7.2627
MV/LV Substation RI***322Y |  | 10 kV | _ | LV | 400 kVA :Kiosk Substation | 0.4 | --> | 0.4 | 0 | 0 | Constrained, otherwise capacity available =320 kVA | --> | 0.38 | 0 | 0.109 | 0 | 0 | Constrained, otherwise capacity available =310 kW | --> | C17 ex VIRGINIA | Virginia [T41,T42] | MEATH HILL |  | 53.8381 | -7.086
MV/LV Substation BR***326Y |  | 20 kV | _ | LV | 200 kVA :Pole Substation | 0.2 | --> | 0.2 | 0.155 | 2.68 |  | --> | 0.19 | 0 | 0.06 | 0 | 0 | Constrained, otherwise capacity available =146 kW | --> | E12 ex OLDCASTLE | Oldcastle [T41,T422] | MULLINGAR |  | 53.765 | -7.2427
MV/LV Substation DR***327X |  | 10 kV | _ | LV | 100 kVA :Pole Substation | 0.1 | --> | 0.1 | 0.083 | 4 |  | --> | 0.095 | 0 | 0 | 0.097 | 0 |  | --> | C17 ex BALLYJAMESDUFF | Ballyjamesduff [T41,T42] | SHANKILL |  | 53.9316 | -7.2836
MV/LV Substation DU***328X |  | 10 kV | _ | LV | 50 kVA :Pole Substation | 0.05 | --> | 0.05 | 0.047 | 4 |  | --> | 0.048 | 0 | 0 | 0.048 | 0 |  | --> | C17 ex BALLYJAMESDUFF | Ballyjamesduff [T41,T42] | SHANKILL |  | 53.8768 | -7.283
MV/LV Substation KI***332X |  | 10 kV | _ | LV | 100 kVA :Pole Substation | 0.1 | --> | 0.1 | 0.099 | 4 |  | --> | 0.095 | 0 | 0 | 0.095 | 0 |  | --> | C18 ex BALLYJAMESDUFF | Ballyjamesduff [T41,T42] | SHANKILL |  | 53.88 | -7.1313
MV/LV Substation BO***334Y |  | 20 kV | _ | LV | 400 kVA :Building Structure | 0.4 | --> | 0.4 | 0.4 | 2.68 |  | --> | 0.38 | 0 | 0 | 0 | 0 | Constrained, otherwise capacity available =380 kW | --> | E12 ex OLDCASTLE | Oldcastle [T41,T422] | MULLINGAR |  | 53.7642 | -7.2326
MV/LV Substation GL***336Y |  | 10 kV | _ | LV | 400 kVA :Building Structure | 0.4 | --> | 0.4 | 0.389 | 2.68 |  | --> | 0.38 | 0 | 0 | 0 | 0 | Constrained, otherwise capacity available =382 kW | --> | C17 ex OLDCASTLE | Oldcastle [T41,T422] | MULLINGAR |  | 53.772 | -7.1576
MV/LV Substation KI***341Y |  | 20 kV | _ | LV | 50 kVA :Pole Substation | 0.05 | --> | 0.05 | 0 | 0 | Constrained, otherwise capacity available =43 kVA | --> | 0.048 | 0 | 0 | 0.048 | 0 |  | --> | E21 ex FINEA | Finea [T421,T422] | SHANKILL |  | 53.8626 | -7.3247
MV/LV Substation LO***342Y |  | 20 kV | _ | LV | 50 kVA :Pole Substation | 0.05 | --> | 0.05 | 0 | 0 | Constrained, otherwise capacity available =49 kVA | --> | 0.048 | 0 | 0 | 0.048 | 0 |  | --> | E16 ex FINEA | Finea [T421,T422] | SHANKILL |  | 53.8961 | -7.4852
MV/LV Substation HE***343Y |  | 10 kV | _ | LV | 200 kVA :Kiosk Substation | 0.2 | --> | 0.2 | 0.149 | 4 |  | --> | 0.19 | 0 | 0.005 | 0.193 | 0 |  | --> | C14 ex BALLYJAMESDUFF | Ballyjamesduff [T41,T42] | SHANKILL |  | 53.8382 | -7.0949
MV/LV Substation DR***348Y |  | 20 kV | _ | LV | 50 kVA :Pole Substation | 0.05 | --> | 0.05 | 0.049 | 2.68 |  | --> | 0.048 | 0 | 0 | 0 | 0 | Constrained, otherwise capacity available =48 kW | --> | E12 ex OLDCASTLE | Oldcastle [T41,T422] | MULLINGAR |  | 53.7168 | -7.1526
MV/LV Substation HE***354Y |  | 10 kV | _ | LV | 200 kVA :Pole Substation | 0.2 | --> | 0.2 | 0 | 0 | Constrained, otherwise capacity available =166 kVA | --> | 0.19 | 0 | 0 | 0 | 0 | Constrained, otherwise capacity available =195 kW | --> | C17 ex VIRGINIA | Virginia [T41,T42] | MEATH HILL |  | 53.8326 | -7.0671
MV/LV Substation GR***356Y |  | 10 kV | _ | LV | 100 kVA :Pole Substation | 0.1 | --> | 0.1 | 0.077 | 4 |  | --> | 0.095 | 0 | 0 | 0.098 | 0 |  | --> | C17 ex BALLYJAMESDUFF | Ballyjamesduff [T41,T42] | SHANKILL |  | 53.8904 | -7.2888
MV/LV Substation BA***357Y |  | 10 kV | _ | LV | 50 kVA :Pole Substation | 0.05 | --> | 0.05 | 0 | 0 | Constrained, otherwise capacity available =44 kVA | --> | 0.048 | 0 | 0 | 0 | 0 | Constrained, otherwise capacity available =48 kW | --> | C17 ex VIRGINIA | Virginia [T41,T42] | MEATH HILL |  | 53.8293 | -7.0638
MV/LV Substation MU***360 |  | 20 kV | _ | LV | 50 kVA :Pole Substation | 0.05 | --> | 0.05 | 0 | 0 |  | --> | 0.048 | 0 | 0.003 | 0.052 | 0 |  | --> | E21 ex FINEA | Finea [T421,T422] | SHANKILL |  | 53.8673 | -7.3115
MV/LV Substation MA***362 |  | 20 kV | _ | LV | 100 kVA :Pole Substation | 0.1 | --> | 0.1 | 0 | 0 | Constrained, otherwise capacity available =66 kVA | --> | 0.095 | 0 | 0 | 0.1 | 0 |  | --> | E21 ex FINEA | Finea [T421,T422] | SHANKILL |  | 53.863 | -7.3227
MV/LV Substation LI***362X |  | 10 kV | _ | LV | 200 kVA :Pole Substation | 0.2 | --> | 0.2 | 0.162 | 4 |  | --> | 0.19 | 0 | 0 | 0.195 | 0 |  | --> | C18 ex BALLYJAMESDUFF | Ballyjamesduff [T41,T42] | SHANKILL |  | 53.8736 | -7.1815
MV/LV Substation FI***364X |  | 10 kV | _ | LV | 50 kVA :Pole Substation | 0.05 | --> | 0.05 | 0.05 | 4 |  | --> | 0.048 | 0 | 0 | 0.048 | 0 |  | --> | C18 ex BALLYJAMESDUFF | Ballyjamesduff [T41,T42] | SHANKILL |  | 53.8837 | -7.1573
MV/LV Substation AS***374Y |  | 10 kV | _ | LV | 630 kVA :Kiosk Substation | 0.63 | --> | 0.63 | 0.5 | 4 |  | --> | 0.598 | 0 | 0.036 | 0.5 | 0 |  | --> | C17 ex BALLYJAMESDUFF | Ballyjamesduff [T41,T42] | SHANKILL |  | 53.8671 | -7.2129
MV/LV Substation DE***381Y |  | 10 kV | _ | LV | 200 kVA :Kiosk Substation | 0.2 | --> | 0.2 | 0.178 | 4 |  | --> | 0.19 | 0 | 0 | 0.193 | 0 |  | --> | C17 ex BALLYJAMESDUFF | Ballyjamesduff [T41,T42] | SHANKILL |  | 53.8685 | -7.214
MV/LV Substation CO***382X |  | 10 kV | _ | LV | 50 kVA :Pole Substation | 0.05 | --> | 0.05 | 0.05 | 4 |  | --> | 0.048 | 0 | 0 | 0.048 | 0 |  | --> | C14 ex BALLYJAMESDUFF | Ballyjamesduff [T41,T42] | SHANKILL |  | 53.8377 | -7.1207
MV/LV Substation TH***383Y |  | 10 kV | _ | LV | 400 kVA :Kiosk Substation | 0.4 | --> | 0.4 | 0 | 0 | Constrained, otherwise capacity available =373 kVA | --> | 0.38 | 0 | 0.01 | 0 | 0 | Constrained, otherwise capacity available =376 kW | --> | C17 ex VIRGINIA | Virginia [T41,T42] | MEATH HILL |  | 53.8341 | -7.082
MV/LV Substation PO***384Y |  | 10 kV | _ | LV | 200 kVA :Kiosk Substation | 0.2 | --> | 0.2 | 0.198 | 4 |  | --> | 0.19 | 0 | 0 | 0.19 | 0 |  | --> | C17 ex BALLYJAMESDUFF | Ballyjamesduff [T41,T42] | SHANKILL |  | 53.863 | -7.208
MV/LV Substation CR***395X |  | 10 kV | _ | LV | 100 kVA :Pole Substation | 0.1 | --> | 0.1 | 0.088 | 4 |  | --> | 0.095 | 0 | 0 | 0.097 | 0 |  | --> | C17 ex BALLYJAMESDUFF | Ballyjamesduff [T41,T42] | SHANKILL |  | 53.9177 | -7.2642
MV/LV Substation AR***398Y |  | 10 kV | _ | LV | 50 kVA :Pole Substation | 0.05 | --> | 0.05 | 0 | 0 | Constrained, otherwise capacity available =34 kVA | --> | 0.048 | 0 | 0.021 | 0 | 0 | Constrained, otherwise capacity available =34 kW | --> | C17 ex VIRGINIA | Virginia [T41,T42] | MEATH HILL |  | 53.8298 | -7.0635
MV/LV Substation CH***399Y |  | 10 kV | _ | LV | 630 kVA :Kiosk Substation | 0.63 | --> | 0.63 | 0.403 | 2.68 |  | --> | 0.598 | 0 | 0.022 | 0 | 0 | Constrained, otherwise capacity available =612 kW | --> | C17 ex OLDCASTLE | Oldcastle [T41,T422] | MULLINGAR |  | 53.7682 | -7.1601
MV/LV Substation KI***4013 |  | 10 kV | _ | LV | 200 kVA :Pole Substation | 0.2 | --> | 0.2 | 0.196 | 4 |  | --> | 0.19 | 0 | 0 | 0.19 | 0 |  | --> | C19 ex BALLYJAMESDUFF | Ballyjamesduff [T41,T42] | SHANKILL |  | 53.8442 | -7.2091
MV/LV Substation VI***4032 |  | 10 kV | _ | LV | 50 kVA :Pole Substation | 0.05 | --> | 0.05 | 0 | 0 | Constrained, otherwise capacity available =50 kVA | --> | 0.048 | 0 | 0 | 0 | 0 | Constrained, otherwise capacity available =48 kW | --> | C17 ex VIRGINIA | Virginia [T41,T42] | MEATH HILL |  | 53.8381 | -7.0884
MV/LV Substation SW***403Y |  | 10 kV | _ | LV | 200 kVA :Kiosk Substation | 0.2 | --> | 0.2 | 0.12 | 4 |  | --> | 0.19 | 0 | 0.043 | 0.169 | 0 |  | --> | C14 ex BALLYJAMESDUFF | Ballyjamesduff [T41,T42] | SHANKILL |  | 53.8399 | -7.0989
MV/LV Substation DR***4044 |  | 20 kV | _ | LV | 200 kVA :Pole Substation | 0.2 | --> | 0.2 | 0 | 0 | Constrained, otherwise capacity available =189 kVA | --> | 0.19 | 0 | 0.132 | 0.094 | 0 |  | --> | E16 ex FINEA | Finea [T421,T422] | SHANKILL |  | 53.8693 | -7.4402
MV/LV Substation MI***404Y |  | 20 kV | _ | LV | 200 kVA :Pole Substation | 0.2 | --> | 0.2 | 0.165 | 2.68 |  | --> | 0.19 | 0 | 0 | 0 | 0 | Constrained, otherwise capacity available =195 kW | --> | E12 ex OLDCASTLE | Oldcastle [T41,T422] | MULLINGAR |  | 53.7484 | -7.1672
MV/LV Substation FA***4063 |  | 20 kV | _ | LV | 200 kVA :Kiosk Substation | 0.2 | --> | 0.2 | 0 | 0 | Constrained, otherwise capacity available =186 kVA | --> | 0.19 | 0 | 0 | 0.192 | 0 |  | --> | E21 ex FINEA | Finea [T421,T422] | SHANKILL |  | 53.8604 | -7.3244
MV/LV Substation CL***4067 |  | 10 kV | _ | LV | 50 kVA :Pole Substation | 0.05 | --> | 0.05 | 0.05 | 4 |  | --> | 0.048 | 0 | 0 | 0.048 | 0 |  | --> | C17 ex BALLYJAMESDUFF | Ballyjamesduff [T41,T42] | SHANKILL |  | 53.8642 | -7.2507
MV/LV Substation MU***4078 |  | 20 kV | _ | LV | 200 kVA :Pole Substation | 0.2 | --> | 0.2 | 0 | 0 | Constrained, otherwise capacity available =136 kVA | --> | 0.19 | 0 | 0 | 0.199 | 0 |  | --> | E21 ex FINEA | Finea [T421,T422] | SHANKILL |  | 53.8419 | -7.3425
MV/LV Substation BA***407X |  | 10 kV | _ | LV | 400 kVA :Kiosk Substation | 0.4 | --> | 0.4 | 0 | 0 | Constrained, otherwise capacity available =400 kVA | --> | 0.38 | 0 | 0 | 0 | 0 | Constrained, otherwise capacity available =380 kW | --> | C17 ex VIRGINIA | Virginia [T41,T42] | MEATH HILL |  | 53.823 | -7.0511
MV/LV Substation ED***4080 |  | 10 kV | _ | LV | 50 kVA :Pole Substation | 0.05 | --> | 0.05 | 0 | 0 | Constrained, otherwise capacity available =50 kVA | --> | 0.048 | 0 | 0 | 0 | 0 | Constrained, otherwise capacity available =48 kW | --> | C16 ex VIRGINIA | Virginia [T41,T42] | MEATH HILL |  | 53.7744 | -7.0225
MV/LV Substation SC***4127 |  | 20 kV | _ | LV | 50 kVA :Pole Substation | 0.05 | --> | 0.05 | 0 | 0 | Constrained, otherwise capacity available =48 kVA | --> | 0.048 | 0 | 0 | 0.048 | 0 |  | --> | E21 ex FINEA | Finea [T421,T422] | SHANKILL |  | 53.8598 | -7.323
MV/LV Substation CA***4131 |  | 10 kV | _ | LV | 50 kVA :Pole Substation | 0.05 | --> | 0.05 | 0.05 | 4 |  | --> | 0.048 | 0 | 0 | 0.048 | 0 |  | --> | C19 ex BALLYJAMESDUFF | Ballyjamesduff [T41,T42] | SHANKILL |  | 53.8239 | -7.1846
MV/LV Substation VA***4133 |  | 10 kV | _ | LV | 200 kVA :Pole Substation | 0.2 | --> | 0.2 | 0.177 | 2.68 |  | --> | 0.19 | 0 | 0 | 0 | 0 | Constrained, otherwise capacity available =193 kW | --> | C13 ex OLDCASTLE | Oldcastle [T41,T422] | MULLINGAR |  | 53.7621 | -7.1634
MV/LV Substation HO***4135 |  | 20 kV | _ | LV | 200 kVA :Kiosk Substation | 0.2 | --> | 0.2 | 0 | 0 | Constrained, otherwise capacity available =200 kVA | --> | 0.19 | 0 | 0 | 0 | 0 | Constrained, otherwise capacity available =190 kW | --> | E20 ex OLDCASTLE |  |  |  | 53.7724 | -7.1526
MV/LV Substation OL***4142 |  | 10 kV | _ | LV | 200 kVA :Pole Substation | 0.2 | --> | 0.2 | 0.177 | 2.68 |  | --> | 0.19 | 0 | 0 | 0 | 0 | Constrained, otherwise capacity available =193 kW | --> | C17 ex OLDCASTLE | Oldcastle [T41,T422] | MULLINGAR |  | 53.7653 | -7.1774
MV/LV Substation AG***4153 |  | 10 kV | _ | LV | 50 kVA :Pole Substation | 0.05 | --> | 0.05 | 0.05 | 4 |  | --> | 0.048 | 0 | 0 | 0.048 | 0 |  | --> | C14 ex BALLYJAMESDUFF | Ballyjamesduff [T41,T42] | SHANKILL |  | 53.8432 | -7.1522
MV/LV Substation OL***4154 |  | 10 kV | _ | LV | 50 kVA :Pole Substation | 0.05 | --> | 0.05 | 0.05 | 4 |  | --> | 0.048 | 0 | 0 | 0.048 | 0 |  | --> | C18 ex BALLYJAMESDUFF | Ballyjamesduff [T41,T42] | SHANKILL |  | 53.853 | -7.199
MV/LV Substation SE***4155 |  | 20 kV | _ | LV | 50 kVA :Pole Substation | 0.05 | --> | 0.05 | 0 | 0 | Constrained, otherwise capacity available =50 kVA | --> | 0.048 | 0 | 0 | 0.048 | 0 |  | --> | E16 ex FINEA | Finea [T421,T422] | SHANKILL |  | 53.8745 | -7.5312
MV/LV Substation BO***415Y |  | 10 kV | _ | LV | 50 kVA :Pole Substation | 0.05 | --> | 0.05 | 0.05 | 2.68 |  | --> | 0.048 | 0 | 0 | 0 | 0 | Constrained, otherwise capacity available =48 kW | --> | C13 ex OLDCASTLE | Oldcastle [T41,T422] | MULLINGAR |  | 53.7662 | -7.1325
MV/LV Substation CU***4175 |  | 10 kV | _ | LV | 50 kVA :Pole Substation | 0.05 | --> | 0.05 | 0.033 | 4 |  | --> | 0.048 | 0 | 0.025 | 0.031 | 0 |  | --> | C19 ex BALLYJAMESDUFF | Ballyjamesduff [T41,T42] | SHANKILL |  | 53.8067 | -7.2718
MV/LV Substation TM***4178 |  | 20 kV | _ | LV | 630 kVA :Building Structure | 0.63 | --> | 0.63 | 0.45 | 2.68 |  | --> | 0.598 | 0 | 0 | 0 | 0 | Constrained, otherwise capacity available =623 kW | --> | E12 ex OLDCASTLE | Oldcastle [T41,T422] | MULLINGAR |  | 53.7112 | -7.1576
MV/LV Substation DR***4181 |  | 20 kV | _ | LV | 50 kVA :Pole Substation | 0.05 | --> | 0.05 | 0.048 | 2.68 |  | --> | 0.048 | 0 | 0 | 0 | 0 | Constrained, otherwise capacity available =48 kW | --> | E12 ex OLDCASTLE | Oldcastle [T41,T422] | MULLINGAR |  | 53.7171 | -7.1507
MV/LV Substation QU***4186 |  | 10 kV | _ | LV | 630 kVA :Building Structure | 0.63 | --> | 0.63 | 0 | 0 | Constrained, otherwise capacity available =413 kVA | --> | 0.598 | 0 | 0.1 | 0.5 | 0 |  | --> | E18 ex FINEA | Finea [T421,T422] | SHANKILL |  | 53.7807 | -7.3873
MV/LV Substation AR***418Y |  | 10 kV | _ | LV | 100 kVA :Pole Substation | 0.1 | --> | 0.1 | 0.092 | 4 |  | --> | 0.095 | 0 | 0 | 0.096 | 0 |  | --> | C17 ex BALLYJAMESDUFF | Ballyjamesduff [T41,T42] | SHANKILL |  | 53.922 | -7.3426
MV/LV Substation DO***4191 |  | 20 kV | _ | LV | 50 kVA :Pole Substation | 0.05 | --> | 0.05 | 0 | 0 | Constrained, otherwise capacity available =50 kVA | --> | 0.048 | 0 | 0 | 0.048 | 0 |  | --> | E16 ex FINEA | Finea [T421,T422] | SHANKILL |  | 53.823 | -7.4189
MV/LV Substation MI***4214 |  | 20 kV | _ | LV | 50 kVA :Pole Substation | 0.05 | --> | 0.05 | 0.048 | 2.68 |  | --> | 0.048 | 0 | 0 | 0 | 0 | Constrained, otherwise capacity available =48 kW | --> | E12 ex OLDCASTLE | Oldcastle [T41,T422] | MULLINGAR |  | 53.7207 | -7.168
MV/LV Substation CO***4217 |  | 10 kV | _ | LV | 50 kVA :Pole Substation | 0.05 | --> | 0.05 | 0.05 | 4 |  | --> | 0.048 | 0 | 0 | 0.048 | 0 |  | --> | C17 ex BALLYJAMESDUFF | Ballyjamesduff [T41,T42] | SHANKILL |  | 53.8637 | -7.3012
MV/LV Substation DR***421X |  | 10 kV | _ | LV | 50 kVA :Pole Substation | 0.05 | --> | 0.05 | 0.049 | 4 |  | --> | 0.048 | 0 | 0 | 0.048 | 0 |  | --> | C17 ex BALLYJAMESDUFF | Ballyjamesduff [T41,T42] | SHANKILL |  | 53.8669 | -7.2687
MV/LV Substation CO***4222 |  | 10 kV | _ | LV | 50 kVA :Pole Substation | 0.05 | --> | 0.05 | 0.049 | 4 |  | --> | 0.048 | 0 | 0 | 0.048 | 0 |  | --> | C19 ex BALLYJAMESDUFF | Ballyjamesduff [T41,T42] | SHANKILL |  | 53.8248 | -7.1828
MV/LV Substation FI***422X |  | 10 kV | _ | LV | 200 kVA :Pole Substation | 0.2 | --> | 0.2 | 0.164 | 4 |  | --> | 0.19 | 0 | 0 | 0.195 | 0 |  | --> | C19 ex BALLYJAMESDUFF | Ballyjamesduff [T41,T42] | SHANKILL |  | 53.8483 | -7.2399
MV/LV Substation VI***4257 |  | 10 kV | _ | LV | 400 kVA :Building Structure | 0.4 | --> | 0.4 | 0 | 0 | Constrained, otherwise capacity available =258 kVA | --> | 0.38 | 0 | 0 | 0 | 0 | Constrained, otherwise capacity available =399 kW | --> | C16 ex VIRGINIA | Virginia [T41,T42] | MEATH HILL |  | 53.8012 | -7.0345
MV/LV Substation PO***425X |  | 10 kV | _ | LV | 200 kVA :Pole Substation | 0.2 | --> | 0.2 | 0.123 | 4 |  | --> | 0.19 | 0 | 0.077 | 0.143 | 0 |  | --> | C19 ex BALLYJAMESDUFF | Ballyjamesduff [T41,T42] | SHANKILL |  | 53.8271 | -7.243
MV/LV Substation GI***4267 |  | 20 kV | _ | LV | 400 kVA :Building Structure | 0.4 | --> | 0.4 | 0.212 | 2.68 |  | --> | 0.38 | 0 | 0 | 0 | 0 | Constrained, otherwise capacity available =400 kW | --> | E12 ex OLDCASTLE | Oldcastle [T41,T422] | MULLINGAR |  | 53.721 | -7.1765
MV/LV Substation GL***4275 |  | 10 kV | _ | LV | 50 kVA :Pole Substation | 0.05 | --> | 0.05 | 0 | 0 | Constrained, otherwise capacity available =50 kVA | --> | 0.048 | 0 | 0 | 0.048 | 0 |  | --> | C11 ex DERRYCRAMPH | Derrycramph [T41,T42] | SHANKILL |  | 53.9413 | -7.3083
MV/LV Substation RA***427X |  | 10 kV | _ | LV | 100 kVA :Pole Substation | 0.1 | --> | 0.1 | 0 | 0 | Constrained, otherwise capacity available =78 kVA | --> | 0.095 | 0 | 0 | 0 | 0 | Constrained, otherwise capacity available =98 kW | --> | C17 ex VIRGINIA | Virginia [T41,T42] | MEATH HILL |  | 53.8367 | -7.0741
MV/LV Substation AC***4309 |  | 10 kV | _ | LV | 200 kVA :Pole Substation | 0.2 | --> | 0.2 | 0.2 | 4 |  | --> | 0.19 | 0 | 0 | 0.19 | 0 |  | --> | C17 ex BALLYJAMESDUFF | Ballyjamesduff [T41,T42] | SHANKILL |  | 53.9107 | -7.2207
MV/LV Substation TH***430Y |  | 10 kV | _ | LV | 100 kVA :Pole Substation | 0.1 | --> | 0.1 | 0.096 | 2.18 |  | --> | 0.095 | 0 | 0 | 0 | 0 | Constrained, otherwise capacity available =96 kW | --> | C19 ex BAILIEBORO | Bailieboro [T41,T42] | MEATH HILL |  | 53.8865 | -7.0507
MV/LV Substation NO***433X |  | 10 kV | _ | LV | 50 kVA :Pole Substation | 0.05 | --> | 0.05 | 0.042 | 4 |  | --> | 0.048 | 0 | 0 | 0.049 | 0 |  | --> | C17 ex BALLYJAMESDUFF | Ballyjamesduff [T41,T42] | SHANKILL |  | 53.8517 | -7.2012
MV/LV Substation LU***4340 |  | 20 kV | _ | LV | 50 kVA :Pole Substation | 0.05 | --> | 0.05 | 0.05 | 2.68 |  | --> | 0.048 | 0 | 0 | 0 | 0 | Constrained, otherwise capacity available =48 kW | --> | E12 ex OLDCASTLE | Oldcastle [T41,T422] | MULLINGAR |  | 53.6932 | -7.1545
MV/LV Substation DR***4360 |  | 10 kV | _ | LV | 50 kVA :Pole Substation | 0.05 | --> | 0.05 | 0.05 | 4 |  | --> | 0.048 | 0 | 0 | 0.048 | 0 |  | --> | C14 ex BALLYJAMESDUFF | Ballyjamesduff [T41,T42] | SHANKILL |  | 53.8681 | -7.1021
MV/LV Substation BA***4367 |  | 10 kV | _ | LV | 50 kVA :Pole Substation | 0.05 | --> | 0.05 | 0.05 | 4 |  | --> | 0.048 | 0 | 0 | 0.048 | 0 |  | --> | C19 ex BALLYJAMESDUFF | Ballyjamesduff [T41,T42] | SHANKILL |  | 53.8229 | -7.2576
MV/LV Substation KI***436X |  | 10 kV | _ | LV | 100 kVA :Pole Substation | 0.1 | --> | 0.1 | 0.1 | 4 |  | --> | 0.095 | 0 | 0 | 0.095 | 0 |  | --> | C18 ex BALLYJAMESDUFF | Ballyjamesduff [T41,T42] | SHANKILL |  | 53.867 | -7.2082
MV/LV Substation HA***436Y |  | 20 kV | _ | LV | 100 kVA :Pole Substation | 0.1 | --> | 0.1 | 0.042 | 2.68 |  | --> | 0.095 | 0 | 0.1 | 0 | 0 | Constrained, otherwise capacity available =24 kW | --> | E12 ex OLDCASTLE | Oldcastle [T41,T422] | MULLINGAR |  | 53.6984 | -7.1546
MV/LV Substation KI***4371 |  | 20 kV | _ | LV | 400 kVA :Building Structure | 0.4 | --> | 0.4 | 0 | 0 | Constrained, otherwise capacity available =272 kVA | --> | 0.38 | 0 | 0 | 0.397 | 0 |  | --> | E21 ex FINEA | Finea [T421,T422] | SHANKILL |  | 53.8289 | -7.3624
MV/LV Substation BA***4377 |  | 20 kV | _ | LV | 50 kVA :Pole Substation | 0.05 | --> | 0.05 | 0.05 | 2.68 |  | --> | 0.048 | 0 | 0 | 0 | 0 | Constrained, otherwise capacity available =48 kW | --> | E12 ex OLDCASTLE | Oldcastle [T41,T422] | MULLINGAR |  | 53.6982 | -7.1541
MV/LV Substation BJ***4389 |  | 10 kV | _ | LV | 630 kVA :Building Structure | 0.63 | --> | 0.63 | 0.5 | 4 |  | --> | 0.598 | 0 | 0 | 0.5 | 0 |  | --> | C17 ex BALLYJAMESDUFF | Ballyjamesduff [T41,T42] | SHANKILL |  | 53.8647 | -7.2105
MV/LV Substation LU***4393 |  | 10 kV | _ | LV | 50 kVA :Pole Substation | 0.05 | --> | 0.05 | 0.05 | 4 |  | --> | 0.048 | 0 | 0 | 0.048 | 0 |  | --> | C14 ex BALLYJAMESDUFF | Ballyjamesduff [T41,T42] | SHANKILL |  | 53.8529 | -7.1311
MV/LV Substation CO***4401 |  | 10 kV | _ | LV | 630 kVA :Kiosk Substation | 0.63 | --> | 0.63 | 0.47 | 2.68 |  | --> | 0.598 | 0 | 0.018 | 0 | 0 | Constrained, otherwise capacity available =607 kW | --> | C17 ex OLDCASTLE | Oldcastle [T41,T422] | MULLINGAR |  | 53.7702 | -7.1643
MV/LV Substation CA***4403 |  | 10 kV | _ | LV | 100 kVA :Pole Substation | 0.1 | --> | 0.1 | 0.1 | 4 |  | --> | 0.095 | 0 | 0 | 0.095 | 0 |  | --> | C17 ex BALLYJAMESDUFF | Ballyjamesduff [T41,T42] | SHANKILL |  | 53.8614 | -7.2853
MV/LV Substation KI***440X |  | 10 kV | _ | LV | 100 kVA :Pole Substation | 0.1 | --> | 0.1 | 0.043 | 4 |  | --> | 0.095 | 0 | 0 | 0.102 | 0 |  | --> | C19 ex BALLYJAMESDUFF | Ballyjamesduff [T41,T42] | SHANKILL |  | 53.839 | -7.2296
MV/LV Substation BE***4439 |  | 10 kV | _ | LV | 50 kVA :Pole Substation | 0.05 | --> | 0.05 | 0.05 | 2.18 |  | --> | 0.048 | 0 | 0 | 0 | 0 | Constrained, otherwise capacity available =48 kW | --> | C19 ex BAILIEBORO | Bailieboro [T41,T42] | MEATH HILL |  | 53.8756 | -7.0429
MV/LV Substation DR***443Y |  | 10 kV | _ | LV | 50 kVA :Pole Substation | 0.05 | --> | 0.05 | 0.05 | 4 |  | --> | 0.048 | 0 | 0 | 0.048 | 0 |  | --> | C18 ex BALLYJAMESDUFF | Ballyjamesduff [T41,T42] | SHANKILL |  | 53.906 | -7.1869
MV/LV Substation DR***447X |  | 10 kV | _ | LV | 100 kVA :Pole Substation | 0.1 | --> | 0.1 | 0.021 | 4 |  | --> | 0.095 | 0 | 0 | 0.105 | 0 |  | --> | C17 ex BALLYJAMESDUFF | Ballyjamesduff [T41,T42] | SHANKILL |  | 53.8701 | -7.2624
MV/LV Substation RY***451X |  | 10 kV | _ | LV | 50 kVA :Pole Substation | 0.05 | --> | 0.05 | 0 | 0 | Constrained, otherwise capacity available =37 kVA | --> | 0.048 | 0 | 0 | 0 | 0 | Constrained, otherwise capacity available =49 kW | --> | C16 ex VIRGINIA | Virginia [T41,T42] | MEATH HILL |  | 53.7895 | -7.0535
MV/LV Substation SH***459 |  | 10 kV | _ | LV | 50 kVA :Pole Substation | 0.05 | --> | 0.05 | 0.033 | 4 |  | --> | 0.048 | 0 | 0 | 0.05 | 0 |  | --> | C19 ex BALLYJAMESDUFF | Ballyjamesduff [T41,T42] | SHANKILL |  | 53.7957 | -7.2824
MV/LV Substation PA***464X |  | 10 kV | _ | LV | 100 kVA :Pole Substation | 0.1 | --> | 0.1 | 0.026 | 4 |  | --> | 0.095 | 0 | 0.005 | 0.101 | 0 |  | --> | C14 ex BALLYJAMESDUFF | Ballyjamesduff [T41,T42] | SHANKILL |  | 53.8361 | -7.0942
MV/LV Substation ST***465X |  | 10 kV | _ | LV | 200 kVA :Pole Substation | 0.2 | --> | 0.2 | 0.149 | 4 |  | --> | 0.19 | 0 | 0 | 0.197 | 0 |  | --> | C14 ex BALLYJAMESDUFF | Ballyjamesduff [T41,T42] | SHANKILL |  | 53.8332 | -7.1204
MV/LV Substation CA***468X |  | 10 kV | _ | LV | 400 kVA :Kiosk Substation | 0.4 | --> | 0.4 | 0.308 | 2.68 |  | --> | 0.38 | 0 | 0.049 | 0 | 0 | Constrained, otherwise capacity available =356 kW | --> | C17 ex OLDCASTLE | Oldcastle [T41,T422] | MULLINGAR |  | 53.7741 | -7.1639
MV/LV Substation KI***470X |  | 20 kV | _ | LV | 100 kVA :Pole Substation | 0.1 | --> | 0.1 | 0 | 0 | Constrained, otherwise capacity available =12 kVA | --> | 0.095 | 0 | 0.016 | 0.094 | 0 |  | --> | E21 ex FINEA | Finea [T421,T422] | SHANKILL |  | 53.8611 | -7.3194
MV/LV Substation CR***474X |  | 10 kV | _ | LV | 100 kVA :Pole Substation | 0.1 | --> | 0.1 | 0.085 | 4 |  | --> | 0.095 | 0 | 0.005 | 0.093 | 0 |  | --> | C17 ex BALLYJAMESDUFF | Ballyjamesduff [T41,T42] | SHANKILL |  | 53.9186 | -7.2655
MV/LV Substation KI***475X |  | 10 kV | _ | LV | 50 kVA :Pole Substation | 0.05 | --> | 0.05 | 0.047 | 4 |  | --> | 0.048 | 0 | 0 | 0.048 | 0 |  | --> | C17 ex BALLYJAMESDUFF | Ballyjamesduff [T41,T42] | SHANKILL |  | 53.9288 | -7.2765
MV/LV Substation WA***479X |  | 10 kV | _ | LV | 200 kVA :Pole Substation | 0.2 | --> | 0.2 | 0.13 | 4 |  | --> | 0.19 | 0 | 0 | 0.199 | 0 |  | --> | C18 ex BALLYJAMESDUFF | Ballyjamesduff [T41,T42] | SHANKILL |  | 53.8766 | -7.1888
MV/LV Substation ST***480X |  | 20 kV | _ | LV | 200 kVA :Pole Substation | 0.2 | --> | 0.2 | 0 | 0 | Constrained, otherwise capacity available =166 kVA | --> | 0.19 | 0 | 0.004 | 0.192 | 0 |  | --> | E21 ex FINEA | Finea [T421,T422] | SHANKILL |  | 53.8623 | -7.3185
MV/LV Substation KI***482X |  | 10 kV | _ | LV | 75 kVA :Pole Substation | 0.075 | --> | 0.075 | 0.058 | 4 |  | --> | 0.071 | 0 | 0.006 | 0.069 | 0 |  | --> | C19 ex BALLYJAMESDUFF | Ballyjamesduff [T41,T42] | SHANKILL |  | 53.8368 | -7.2352
MV/LV Substation CR***483 |  | 10 kV | _ | LV | 200 kVA :Pole Substation | 0.2 | --> | 0.2 | 0.172 | 4 |  | --> | 0.19 | 0 | 0 | 0.194 | 0 |  | --> | C19 ex BALLYJAMESDUFF | Ballyjamesduff [T41,T42] | SHANKILL |  | 53.8278 | -7.2948
MV/LV Substation CO***498 |  | 10 kV | _ | LV | 50 kVA :Pole Substation | 0.05 | --> | 0.05 | 0.048 | 4 |  | --> | 0.048 | 0 | 0 | 0.048 | 0 |  | --> | C14 ex BALLYJAMESDUFF | Ballyjamesduff [T41,T42] | SHANKILL |  | 53.826 | -7.1611
MV/LV Substation DA***500X |  | 10 kV | _ | LV | 400 kVA :Building Structure | 0.4 | --> | 0.4 | 0.399 | 4 |  | --> | 0.38 | 0 | 0 | 0.38 | 0 |  | --> | C19 ex BALLYJAMESDUFF | Ballyjamesduff [T41,T42] | SHANKILL |  | 53.8077 | -7.2277
MV/LV Substation MT***502X |  | 10 kV | _ | LV | 50 kVA :Pole Substation | 0.05 | --> | 0.05 | 0.025 | 4 |  | --> | 0.048 | 0 | 0.016 | 0.039 | 0 |  | --> | C19 ex BALLYJAMESDUFF | Ballyjamesduff [T41,T42] | SHANKILL |  | 53.8169 | -7.2568
MV/LV Substation KI***503X |  | 20 kV | _ | LV | 50 kVA :Pole Substation | 0.05 | --> | 0.05 | 0 | 0 | Constrained, otherwise capacity available =46 kVA | --> | 0.048 | 0 | 0.005 | 0.044 | 0 |  | --> | E16 ex FINEA | Finea [T421,T422] | SHANKILL |  | 53.8399 | -7.4344
MV/LV Substation CO***516 |  | 10 kV | _ | LV | 50 kVA :Pole Substation | 0.05 | --> | 0.05 | 0.041 | 4 |  | --> | 0.048 | 0 | 0 | 0.049 | 0 |  | --> | C14 ex BALLYJAMESDUFF | Ballyjamesduff [T41,T42] | SHANKILL |  | 53.8485 | -7.1294
MV/LV Substation DR***518X |  | 20 kV | _ | LV | 400 kVA :Kiosk Substation | 0.4 | --> | 0.4 | 0.398 | 2.68 |  | --> | 0.38 | 0 | 0 | 0 | 0 | Constrained, otherwise capacity available =380 kW | --> | E12 ex OLDCASTLE | Oldcastle [T41,T422] | MULLINGAR |  | 53.7051 | -7.1598
MV/LV Substation LI***523 |  | 10 kV | _ | LV | 100 kVA :Pole Substation | 0.1 | --> | 0.1 | 0.079 | 4 |  | --> | 0.095 | 0 | 0 | 0.098 | 0 |  | --> | C14 ex BALLYJAMESDUFF | Ballyjamesduff [T41,T42] | SHANKILL |  | 53.8592 | -7.1079
MV/LV Substation VI***531 |  | 10 kV | _ | LV | 50 kVA :Pole Substation | 0.05 | --> | 0.05 | 0.037 | 4 |  | --> | 0.048 | 0 | 0.01 | 0.042 | 0 |  | --> | C14 ex BALLYJAMESDUFF | Ballyjamesduff [T41,T42] | SHANKILL |  | 53.8399 | -7.0939
MV/LV Substation PO***538Y |  | 10 kV | _ | LV | 100 kVA :Pole Substation | 0.1 | --> | 0.1 | 0.054 | 2.68 |  | --> | 0.095 | 0 | 0.006 | 0 | 0 | Constrained, otherwise capacity available =97 kW | --> | C13 ex OLDCASTLE | Oldcastle [T41,T422] | MULLINGAR |  | 53.7636 | -7.0153
MV/LV Substation RI***551Y |  | 10 kV | _ | LV | 100 kVA :Pole Substation | 0.1 | --> | 0.1 | 0 | 0 | Constrained, otherwise capacity available =73 kVA | --> | 0.095 | 0 | 0.031 | 0 | 0 | Constrained, otherwise capacity available =76 kW | --> | C17 ex VIRGINIA | Virginia [T41,T42] | MEATH HILL |  | 53.8354 | -7.0792
MV/LV Substation DR***563X |  | 10 kV | _ | LV | 100 kVA :Pole Substation | 0.1 | --> | 0.1 | 0.049 | 4 |  | --> | 0.095 | 0 | 0.04 | 0.072 | 0 |  | --> | C14 ex BALLYJAMESDUFF | Ballyjamesduff [T41,T42] | SHANKILL |  | 53.8744 | -7.1062
MV/LV Substation AR***568Y |  | 10 kV | _ | LV | 400 kVA :Kiosk Substation | 0.4 | --> | 0.4 | 0.181 | 2.68 |  | --> | 0.38 | 0 | 0.026 | 0 | 0 | Constrained, otherwise capacity available =390 kW | --> | C17 ex OLDCASTLE | Oldcastle [T41,T422] | MULLINGAR |  | 53.7676 | -7.1632
MV/LV Substation CO***571X |  | 10 kV | _ | LV | 50 kVA :Pole Substation | 0.05 | --> | 0.05 | 0.035 | 4 |  | --> | 0.048 | 0 | 0.007 | 0.044 | 0 |  | --> | C17 ex BALLYJAMESDUFF | Ballyjamesduff [T41,T42] | SHANKILL |  | 53.8562 | -7.2017
MV/LV Substation BA***580 |  | 10 kV | _ | LV | 50 kVA :Pole Substation | 0.05 | --> | 0.05 | 0 | 0 | Constrained, otherwise capacity available =36 kVA | --> | 0.048 | 0 | 0 | 0 | 0 | Constrained, otherwise capacity available =49 kW | --> | C17 ex VIRGINIA | Virginia [T41,T42] | MEATH HILL |  | 53.8251 | -7.0586
MV/LV Substation CR***584X |  | 10 kV | _ | LV | 100 kVA :Pole Substation | 0.1 | --> | 0.1 | 0.066 | 4 |  | --> | 0.095 | 0 | 0 | 0.1 | 0 |  | --> | C17 ex BALLYJAMESDUFF | Ballyjamesduff [T41,T42] | SHANKILL |  | 53.8936 | -7.2987
MV/LV Substation BA***587X |  | 20 kV | _ | LV | 45 kVA :Pole Substation | 0.045 | --> | 0.045 | 0 | 0 | Constrained, otherwise capacity available =42 kVA | --> | 0.043 | 0 | 0 | 0.043 | 0 |  | --> | E21 ex FINEA | Finea [T421,T422] | SHANKILL |  | 53.8361 | -7.3472
MV/LV Substation CL***591Y |  | 10 kV | _ | LV | 200 kVA :Kiosk Substation | 0.2 | --> | 0.2 | 0.132 | 2.68 |  | --> | 0.19 | 0 | 0.009 | 0 | 0 | Constrained, otherwise capacity available =192 kW | --> | C13 ex OLDCASTLE | Oldcastle [T41,T422] | MULLINGAR |  | 53.7681 | -7.1535
MV/LV Substation TU***595X |  | 20 kV | _ | LV | 50 kVA :Pole Substation | 0.05 | --> | 0.05 | 0 | 0 | Constrained, otherwise capacity available =48 kVA | --> | 0.048 | 0 | 0 | 0.048 | 0 |  | --> | E21 ex FINEA | Finea [T421,T422] | SHANKILL |  | 53.8424 | -7.2973
MV/LV Substation ST***601 |  | 10 kV | _ | LV | 100 kVA :Pole Substation | 0.1 | --> | 0.1 | 0 | 0 | Constrained, otherwise capacity available =56 kVA | --> | 0.095 | 0 | 0.007 | 0 | 0 | Constrained, otherwise capacity available =96 kW | --> | C16 ex VIRGINIA | Virginia [T41,T42] | MEATH HILL |  | 53.7972 | -7.032
MV/LV Substation GA***601X |  | 10 kV | _ | LV | 200 kVA :Pole Substation | 0.2 | --> | 0.2 | 0.137 | 4 |  | --> | 0.19 | 0 | 0 | 0.198 | 0 |  | --> | C19 ex BALLYJAMESDUFF | Ballyjamesduff [T41,T42] | SHANKILL |  | 53.8285 | -7.2559
MV/LV Substation LI***604 |  | 10 kV | _ | LV | 50 kVA :Pole Substation | 0.05 | --> | 0.05 | 0 | 0 | Constrained, otherwise capacity available =37 kVA | --> | 0.048 | 0 | 0.006 | 0 | 0 | Constrained, otherwise capacity available =45 kW | --> | C16 ex VIRGINIA | Virginia [T41,T42] | MEATH HILL |  | 53.7903 | -7.0251
MV/LV Substation CU***610X |  | 10 kV | _ | LV | 50 kVA :Pole Substation | 0.05 | --> | 0.05 | 0.026 | 2.18 |  | --> | 0.048 | 0 | 0 | 0 | 0 | Constrained, otherwise capacity available =51 kW | --> | C19 ex BAILIEBORO | Bailieboro [T41,T42] | MEATH HILL |  | 53.8477 | -7.0251
MV/LV Substation BA***613X |  | 20 kV | _ | LV | 50 kVA :Pole Substation | 0.05 | --> | 0.05 | 0.013 | 2.68 |  | --> | 0.048 | 0 | 0 | 0 | 0 | Constrained, otherwise capacity available =52 kW | --> | E12 ex OLDCASTLE | Oldcastle [T41,T422] | MULLINGAR |  | 53.7693 | -7.2543
MV/LV Substation CR***613Y |  | 10 kV | _ | LV | 50 kVA :Pole Substation | 0.05 | --> | 0.05 | 0.048 | 4 |  | --> | 0.048 | 0 | 0 | 0.048 | 0 |  | --> | C19 ex BALLYJAMESDUFF | Ballyjamesduff [T41,T42] | SHANKILL |  | 53.8275 | -7.2926
MV/LV Substation CR***624 |  | 10 kV | _ | LV | 50 kVA :Pole Substation | 0.05 | --> | 0.05 | 0 | 0 | Constrained, otherwise capacity available =46 kVA | --> | 0.048 | 0 | 0 | 0 | 0 | Constrained, otherwise capacity available =48 kW | --> | C16 ex VIRGINIA | Virginia [T41,T42] | MEATH HILL |  | 53.7789 | -7.0408
MV/LV Substation LI***624X |  | 10 kV | _ | LV | 50 kVA :Pole Substation | 0.05 | --> | 0.05 | 0.02 | 4 |  | --> | 0.048 | 0 | 0 | 0.052 | 0 |  | --> | C18 ex BALLYJAMESDUFF | Ballyjamesduff [T41,T42] | SHANKILL |  | 53.8656 | -7.1165
MV/LV Substation LO***630X |  | 10 kV | _ | LV | 50 kVA :Pole Substation | 0.05 | --> | 0.05 | 0.004 | 4 |  | --> | 0.048 | 0 | 0.035 | 0.028 | 0 |  | --> | C17 ex BALLYJAMESDUFF | Ballyjamesduff [T41,T42] | SHANKILL |  | 53.9255 | -7.2752
MV/LV Substation MC***630Y |  | 20 kV | _ | LV | 200 kVA :Pole Substation | 0.2 | --> | 0.2 | 0 | 0 | Constrained, otherwise capacity available =194 kVA | --> | 0.19 | 0 | 0 | 0.191 | 0 |  | --> | E21 ex FINEA | Finea [T421,T422] | SHANKILL |  | 53.864 | -7.3166
MV/LV Substation CA***631Y |  | 10 kV | _ | LV | 200 kVA :Kiosk Substation | 0.2 | --> | 0.2 | 0.133 | 4 |  | --> | 0.19 | 0 | 0.004 | 0.196 | 0 |  | --> | C17 ex BALLYJAMESDUFF | Ballyjamesduff [T41,T42] | SHANKILL |  | 53.8579 | -7.2044
MV/LV Substation MI***636 |  | 20 kV | _ | LV | 100 kVA :Pole Substation | 0.1 | --> | 0.1 | 0.047 | 2.68 |  | --> | 0.095 | 0 | 0.01 | 0 | 0 | Constrained, otherwise capacity available =94 kW | --> | E12 ex OLDCASTLE | Oldcastle [T41,T422] | MULLINGAR |  | 53.749 | -7.1666
MV/LV Substation MO***637X |  | 10 kV | _ | LV | 100 kVA :Pole Substation | 0.1 | --> | 0.1 | 0.056 | 2.68 |  | --> | 0.095 | 0 | 0.003 | 0 | 0 | Constrained, otherwise capacity available =99 kW | --> | C17 ex OLDCASTLE | Oldcastle [T41,T422] | MULLINGAR |  | 53.7724 | -7.1578
MV/LV Substation OL***639Y |  | 20 kV | _ | LV | 100 kVA :Pole Substation | 0.1 | --> | 0.1 | 0.099 | 2.68 |  | --> | 0.095 | 0 | 0 | 0 | 0 | Constrained, otherwise capacity available =95 kW | --> | E12 ex OLDCASTLE | Oldcastle [T41,T422] | MULLINGAR |  | 53.744 | -7.1728
MV/LV Substation DR***654 |  | 20 kV | _ | LV | 200 kVA :Pole Substation | 0.2 | --> | 0.2 | 0.187 | 2.68 |  | --> | 0.19 | 0 | 0 | 0 | 0 | Constrained, otherwise capacity available =192 kW | --> | E12 ex OLDCASTLE | Oldcastle [T41,T422] | MULLINGAR |  | 53.7199 | -7.151
MV/LV Substation DE***655Y |  | 10 kV | _ | LV | 200 kVA :Kiosk Substation | 0.2 | --> | 0.2 | 0.159 | 4 |  | --> | 0.19 | 0 | 0.003 | 0.193 | 0 |  | --> | C14 ex BALLYJAMESDUFF | Ballyjamesduff [T41,T42] | SHANKILL |  | 53.84 | -7.0945
MV/LV Substation BI***663X |  | 10 kV | _ | LV | 100 kVA :Pole Substation | 0.1 | --> | 0.1 | 0.1 | 4 |  | --> | 0.095 | 0 | 0 | 0.095 | 0 |  | --> | C18 ex BALLYJAMESDUFF | Ballyjamesduff [T41,T42] | SHANKILL |  | 53.8817 | -7.1736
MV/LV Substation KI***664X |  | 20 kV | _ | LV | 50 kVA :Pole Substation | 0.05 | --> | 0.05 | 0 | 0 | Constrained, otherwise capacity available =50 kVA | --> | 0.048 | 0 | 0 | 0.048 | 0 |  | --> | E21 ex FINEA | Finea [T421,T422] | SHANKILL |  | 53.8715 | -7.3577
MV/LV Substation AG***667X |  | 10 kV | _ | LV | 50 kVA :Pole Substation | 0.05 | --> | 0.05 | 0.05 | 4 |  | --> | 0.048 | 0 | 0 | 0.048 | 0 |  | --> | C19 ex BALLYJAMESDUFF | Ballyjamesduff [T41,T42] | SHANKILL |  | 53.8174 | -7.2463
MV/LV Substation BA***676 |  | 20 kV | _ | LV | 200 kVA :Pole Substation | 0.2 | --> | 0.2 | 0.103 | 2.68 |  | --> | 0.19 | 0 | 0.019 | 0 | 0 | Constrained, otherwise capacity available =189 kW | --> | E12 ex OLDCASTLE | Oldcastle [T41,T422] | MULLINGAR |  | 53.6918 | -7.1699
MV/LV Substation KI***679Y |  | 10 kV | _ | LV | 200 kVA :Kiosk Substation | 0.2 | --> | 0.2 | 0.138 | 4 |  | --> | 0.19 | 0 | 0.015 | 0.187 | 0 |  | --> | C18 ex BALLYJAMESDUFF | Ballyjamesduff [T41,T42] | SHANKILL |  | 53.8682 | -7.1908
MV/LV Substation KN***681X |  | 10 kV | _ | LV | 50 kVA :Pole Substation | 0.05 | --> | 0.05 | 0 | 0 | Constrained, otherwise capacity available =50 kVA | --> | 0.048 | 0 | 0 | 0.048 | 0 |  | --> | C11 ex DERRYCRAMPH | Derrycramph [T41,T42] | SHANKILL |  | 53.9251 | -7.2137
MV/LV Substation BA***686X |  | 20 kV | _ | LV | 200 kVA :Pole Substation | 0.2 | --> | 0.2 | 0.172 | 2.68 |  | --> | 0.19 | 0 | 0 | 0 | 0 | Constrained, otherwise capacity available =194 kW | --> | E12 ex OLDCASTLE | Oldcastle [T41,T422] | MULLINGAR |  | 53.7658 | -7.2428
MV/LV Substation CR***691 |  | 20 kV | _ | LV | 50 kVA :Pole Substation | 0.05 | --> | 0.05 | 0.048 | 2.68 |  | --> | 0.048 | 0 | 0 | 0 | 0 | Constrained, otherwise capacity available =48 kW | --> | E12 ex OLDCASTLE | Oldcastle [T41,T422] | MULLINGAR |  | 53.7505 | -7.1769
MV/LV Substation DE***691X |  | 10 kV | _ | LV | 50 kVA :Pole Substation | 0.05 | --> | 0.05 | 0.038 | 4 |  | --> | 0.048 | 0 | 0 | 0.049 | 0 |  | --> | C14 ex BALLYJAMESDUFF | Ballyjamesduff [T41,T42] | SHANKILL |  | 53.8388 | -7.0931
MV/LV Substation BA***691Y |  | 20 kV | _ | LV | 50 kVA :Pole Substation | 0.05 | --> | 0.05 | 0.045 | 2.68 |  | --> | 0.048 | 0 | 0 | 0 | 0 | Constrained, otherwise capacity available =48 kW | --> | E12 ex OLDCASTLE | Oldcastle [T41,T422] | MULLINGAR |  | 53.7714 | -7.2485
MV/LV Substation OL***692Y |  | 10 kV | _ | LV | 630 kVA :Kiosk Substation | 0.63 | --> | 0.63 | 0.5 | 2.68 |  | --> | 0.598 | 0 | 0.01 | 0 | 0 | Constrained, otherwise capacity available =600 kW | --> | C17 ex OLDCASTLE | Oldcastle [T41,T422] | MULLINGAR |  | 53.7699 | -7.1641
MV/LV Substation KI***693Y |  | 10 kV | _ | LV | 200 kVA :Kiosk Substation | 0.2 | --> | 0.2 | 0.121 | 4 |  | --> | 0.19 | 0 | 0.003 | 0.198 | 0 |  | --> | C18 ex BALLYJAMESDUFF | Ballyjamesduff [T41,T42] | SHANKILL |  | 53.8644 | -7.1927
MV/LV Substation ER***696X |  | 10 kV | _ | LV | 630 kVA :Kiosk Substation | 0.63 | --> | 0.63 | 0.5 | 2.18 |  | --> | 0.598 | 0 | 0 | 0 | 0 | Constrained, otherwise capacity available =606 kW | --> | C19 ex BAILIEBORO | Bailieboro [T41,T42] | MEATH HILL |  | 53.8471 | -7.0597
MV/LV Substation LA***696Y |  | 10 kV | _ | LV | 200 kVA :Kiosk Substation | 0.2 | --> | 0.2 | 0 | 0 | Constrained, otherwise capacity available =195 kVA | --> | 0.19 | 0 | 0 | 0 | 0 | Constrained, otherwise capacity available =191 kW | --> | C17 ex VIRGINIA | Virginia [T41,T42] | MEATH HILL |  | 53.8294 | -7.069
MV/LV Substation MU***697X |  | 20 kV | _ | LV | 50 kVA :Pole Substation | 0.05 | --> | 0.05 | 0.04 | 2.68 |  | --> | 0.048 | 0 | 0 | 0 | 0 | Constrained, otherwise capacity available =49 kW | --> | E12 ex OLDCASTLE | Oldcastle [T41,T422] | MULLINGAR |  | 53.7375 | -7.1501
MV/LV Substation MO***707 |  | 20 kV | _ | LV | 100 kVA :Pole Substation | 0.1 | --> | 0.1 | 0.089 | 2.68 |  | --> | 0.095 | 0 | 0 | 0 | 0 | Constrained, otherwise capacity available =96 kW | --> | E12 ex OLDCASTLE | Oldcastle [T41,T422] | MULLINGAR |  | 53.7561 | -7.2168
MV/LV Substation CR***710Y |  | 20 kV | _ | LV | 50 kVA :Pole Substation | 0.05 | --> | 0.05 | 0 | 0 | Constrained, otherwise capacity available =48 kVA | --> | 0.048 | 0 | 0.01 | 0.04 | 0 |  | --> | E21 ex FINEA | Finea [T421,T422] | SHANKILL |  | 53.8623 | -7.3155
MV/LV Substation DR***714Y |  | 10 kV | _ | LV | 200 kVA :Kiosk Substation | 0.2 | --> | 0.2 | 0 | 0 | Constrained, otherwise capacity available =148 kVA | --> | 0.19 | 0 | 0.021 | 0 | 0 | Constrained, otherwise capacity available =181 kW | --> | C17 ex VIRGINIA | Virginia [T41,T42] | MEATH HILL |  | 53.8378 | -7.078
MV/LV Substation RA***722 |  | 20 kV | _ | LV | 400 kVA :Building Structure | 0.4 | --> | 0.4 | 0.3 | 2.68 |  | --> | 0.38 | 0 | 0 | 0 | 0 | Constrained, otherwise capacity available =393 kW | --> | E12 ex OLDCASTLE | Oldcastle [T41,T422] | MULLINGAR |  | 53.7396 | -7.2427
MV/LV Substation SW***723Y |  | 20 kV | _ | LV | 100 kVA :Pole Substation | 0.1 | --> | 0.1 | 0 | 0 | Constrained, otherwise capacity available =79 kVA | --> | 0.095 | 0 | 0 | 0.098 | 0 |  | --> | E16 ex FINEA | Finea [T421,T422] | SHANKILL |  | 53.8708 | -7.532
MV/LV Substation OM***734X |  | 20 kV | _ | LV | 200 kVA :Pole Substation | 0.2 | --> | 0.2 | 0 | 0 | Constrained, otherwise capacity available =198 kVA | --> | 0.19 | 0 | 0 | 0.19 | 0 |  | --> | E21 ex FINEA | Finea [T421,T422] | SHANKILL |  | 53.8501 | -7.3284
MV/LV Substation GR***735Y |  | 10 kV | _ | LV | 200 kVA :Kiosk Substation | 0.2 | --> | 0.2 | 0.181 | 4 |  | --> | 0.19 | 0 | 0.009 | 0.186 | 0 |  | --> | C18 ex BALLYJAMESDUFF | Ballyjamesduff [T41,T42] | SHANKILL |  | 53.8649 | -7.203
MV/LV Substation CO***740Y |  | 20 kV | _ | LV | 50 kVA :Pole Substation | 0.05 | --> | 0.05 | 0 | 0 | Constrained, otherwise capacity available =44 kVA | --> | 0.048 | 0 | 0 | 0.048 | 0 |  | --> | E16 ex FINEA | Finea [T421,T422] | SHANKILL |  | 53.9076 | -7.5248
MV/LV Substation CO***751Y |  | 20 kV | _ | LV | 50 kVA :Pole Substation | 0.05 | --> | 0.05 | 0 | 0 | Constrained, otherwise capacity available =49 kVA | --> | 0.048 | 0 | 0 | 0.048 | 0 |  | --> | E16 ex FINEA | Finea [T421,T422] | SHANKILL |  | 53.8918 | -7.549
MV/LV Substation KI***754X |  | 10 kV | _ | LV | 100 kVA :Pole Substation | 0.1 | --> | 0.1 | 0.081 | 4 |  | --> | 0.095 | 0 | 0.005 | 0.094 | 0 |  | --> | C18 ex BALLYJAMESDUFF | Ballyjamesduff [T41,T42] | SHANKILL |  | 53.8689 | -7.2041
MV/LV Substation CO***761Y |  | 20 kV | _ | LV | 50 kVA :Pole Substation | 0.05 | --> | 0.05 | 0 | 0 | Constrained, otherwise capacity available =48 kVA | --> | 0.048 | 0 | 0 | 0.048 | 0 |  | --> | E16 ex FINEA | Finea [T421,T422] | SHANKILL |  | 53.8824 | -7.5439
MV/LV Substation GO***765Y |  | 20 kV | _ | LV | 50 kVA :Pole Substation | 0.05 | --> | 0.05 | 0 | 0 | Constrained, otherwise capacity available =50 kVA | --> | 0.048 | 0 | 0 | 0.048 | 0 |  | --> | E16 ex FINEA | Finea [T421,T422] | SHANKILL |  | 53.8771 | -7.5508
MV/LV Substation SU***767Y |  | 20 kV | _ | LV | 50 kVA :Pole Substation | 0.05 | --> | 0.05 | 0 | 0 | Constrained, otherwise capacity available =49 kVA | --> | 0.048 | 0 | 0 | 0.048 | 0 |  | --> | E16 ex FINEA | Finea [T421,T422] | SHANKILL |  | 53.877 | -7.5395
MV/LV Substation BR***768Y |  | 10 kV | _ | LV | 50 kVA :Pole Substation | 0.05 | --> | 0.05 | 0 | 0 | Constrained, otherwise capacity available =50 kVA | --> | 0.048 | 0 | 0 | 0.048 | 0 |  | --> | E18 ex FINEA | Finea [T421,T422] | SHANKILL |  | 53.7926 | -7.4001
MV/LV Substation FI***774Y |  | 10 kV | _ | LV | 50 kVA :Pole Substation | 0.05 | --> | 0.05 | 0 | 0 | Constrained, otherwise capacity available =4 kVA | --> | 0.048 | 0 | 0 | 0.053 | 0 |  | --> | E18 ex FINEA | Finea [T421,T422] | SHANKILL |  | 53.7851 | -7.3967
MV/LV Substation CR***777X |  | 20 kV | _ | LV | 50 kVA :Pole Substation | 0.05 | --> | 0.05 | 0.047 | 2.68 |  | --> | 0.048 | 0 | 0 | 0 | 0 | Constrained, otherwise capacity available =48 kW | --> | E12 ex OLDCASTLE | Oldcastle [T41,T422] | MULLINGAR |  | 53.7485 | -7.1719
MV/LV Substation FI***777Y |  | 10 kV | _ | LV | 50 kVA :Pole Substation | 0.05 | --> | 0.05 | 0 | 0 | Constrained, otherwise capacity available =31 kVA | --> | 0.048 | 0 | 0 | 0.05 | 0 |  | --> | E18 ex FINEA | Finea [T421,T422] | SHANKILL |  | 53.7801 | -7.3854
MV/LV Substation OM***798X |  | 20 kV | _ | LV | 100 kVA :Pole Substation | 0.1 | --> | 0.1 | 0 | 0 | Constrained, otherwise capacity available =100 kVA | --> | 0.095 | 0 | 0 | 0.095 | 0 |  | --> | E21 ex FINEA | Finea [T421,T422] | SHANKILL |  | 53.8468 | -7.3394
MV/LV Substation WE***805Y |  | 10 kV | _ | LV | 200 kVA :Pole Substation | 0.2 | --> | 0.2 | 0 | 0 | Constrained, otherwise capacity available =200 kVA | --> | 0.19 | 0 | 0 | 0.19 | 0 |  | --> | E18 ex FINEA | Finea [T421,T422] | SHANKILL |  | 53.7739 | -7.2991
MV/LV Substation RO***807X |  | 10 kV | _ | LV | 50 kVA :Pole Substation | 0.05 | --> | 0.05 | 0.043 | 4 |  | --> | 0.048 | 0 | 0 | 0.048 | 0 |  | --> | C17 ex BALLYJAMESDUFF | Ballyjamesduff [T41,T42] | SHANKILL |  | 53.8795 | -7.2936
MV/LV Substation CA***808Y |  | 10 kV | _ | LV | 50 kVA :Pole Substation | 0.05 | --> | 0.05 | 0 | 0 | Constrained, otherwise capacity available =49 kVA | --> | 0.048 | 0 | 0 | 0.048 | 0 |  | --> | E18 ex FINEA | Finea [T421,T422] | SHANKILL |  | 53.7611 | -7.3278
MV/LV Substation PL***816Y |  | 10 kV | _ | LV | 200 kVA :Pole Substation | 0.2 | --> | 0.2 | 0 | 0 | Constrained, otherwise capacity available =184 kVA | --> | 0.19 | 0 | 0 | 0.192 | 0 |  | --> | E18 ex FINEA | Finea [T421,T422] | SHANKILL |  | 53.7535 | -7.3122
MV/LV Substation HA***827Y |  | 10 kV | _ | LV | 100 kVA :Pole Substation | 0.1 | --> | 0.1 | 0 | 0 | Constrained, otherwise capacity available =96 kVA | --> | 0.095 | 0 | 0 | 0.096 | 0 |  | --> | E18 ex FINEA | Finea [T421,T422] | SHANKILL |  | 53.7422 | -7.3522
MV/LV Substation HA***828Y |  | 10 kV | _ | LV | 200 kVA :Pole Substation | 0.2 | --> | 0.2 | 0 | 0 | Constrained, otherwise capacity available =189 kVA | --> | 0.19 | 0 | 0 | 0.192 | 0 |  | --> | E18 ex FINEA | Finea [T421,T422] | SHANKILL |  | 53.741 | -7.3499
MV/LV Substation KI***835X |  | 10 kV | _ | LV | 630 kVA :Kiosk Substation | 0.63 | --> | 0.63 | 0.5 | 4 |  | --> | 0.598 | 0 | 0.003 | 0.5 | 0 |  | --> | C17 ex BALLYJAMESDUFF | Ballyjamesduff [T41,T42] | SHANKILL |  | 53.8797 | -7.2678
MV/LV Substation RA***837 |  | 10 kV | _ | LV | 100 kVA :Pole Substation | 0.1 | --> | 0.1 | 0.075 | 4 |  | --> | 0.095 | 0 | 0 | 0.098 | 0 |  | --> | C17 ex BALLYJAMESDUFF | Ballyjamesduff [T41,T42] | SHANKILL |  | 53.862 | -7.2131
MV/LV Substation TU***840X |  | 20 kV | _ | LV | 50 kVA :Pole Substation | 0.05 | --> | 0.05 | 0 | 0 | Constrained, otherwise capacity available =37 kVA | --> | 0.048 | 0 | 0 | 0.049 | 0 |  | --> | E21 ex FINEA | Finea [T421,T422] | SHANKILL |  | 53.8446 | -7.3017
MV/LV Substation EL***843Y |  | 10 kV | _ | LV | 50 kVA :Pole Substation | 0.05 | --> | 0.05 | 0.036 | 4 |  | --> | 0.048 | 0 | 0.008 | 0.043 | 0 |  | --> | C17 ex BALLYJAMESDUFF | Ballyjamesduff [T41,T42] | SHANKILL |  | 53.8598 | -7.2069
MV/LV Substation CA***844X |  | 20 kV | _ | LV | 50 kVA :Pole Substation | 0.05 | --> | 0.05 | 0 | 0 | Constrained, otherwise capacity available =25 kVA | --> | 0.048 | 0 | 0.011 | 0.043 | 0 |  | --> | E21 ex FINEA | Finea [T421,T422] | SHANKILL |  | 53.8019 | -7.3923
MV/LV Substation KI***845X |  | 20 kV | _ | LV | 50 kVA :Pole Substation | 0.05 | --> | 0.05 | 0 | 0 | Constrained, otherwise capacity available =46 kVA | --> | 0.048 | 0 | 0 | 0.048 | 0 |  | --> | E21 ex FINEA | Finea [T421,T422] | SHANKILL |  | 53.8362 | -7.2873
MV/LV Substation KI***855X |  | 10 kV | _ | LV | 50 kVA :Pole Substation | 0.05 | --> | 0.05 | 0.043 | 2.18 |  | --> | 0.048 | 0 | 0 | 0 | 0 | Constrained, otherwise capacity available =48 kW | --> | C19 ex BAILIEBORO | Bailieboro [T41,T42] | MEATH HILL |  | 53.8858 | -7.0506
MV/LV Substation CL***861X |  | 10 kV | _ | LV | 100 kVA :Pole Substation | 0.1 | --> | 0.1 | 0.098 | 4 |  | --> | 0.095 | 0 | 0 | 0.095 | 0 |  | --> | C17 ex BALLYJAMESDUFF | Ballyjamesduff [T41,T42] | SHANKILL |  | 53.8638 | -7.2509
MV/LV Substation BL***862X |  | 10 kV | _ | LV | 50 kVA :Pole Substation | 0.05 | --> | 0.05 | 0.038 | 4 |  | --> | 0.048 | 0 | 0 | 0.049 | 0 |  | --> | C18 ex BALLYJAMESDUFF | Ballyjamesduff [T41,T42] | SHANKILL |  | 53.8534 | -7.1968
MV/LV Substation DR***863 |  | 10 kV | _ | LV | 50 kVA :Pole Substation | 0.05 | --> | 0.05 | 0.041 | 4 |  | --> | 0.048 | 0 | 0 | 0.049 | 0 |  | --> | C18 ex BALLYJAMESDUFF | Ballyjamesduff [T41,T42] | SHANKILL |  | 53.9054 | -7.1898
MV/LV Substation DR***864X |  | 20 kV | _ | LV | 50 kVA :Pole Substation | 0.05 | --> | 0.05 | 0 | 0 | Constrained, otherwise capacity available =33 kVA | --> | 0.048 | 0 | 0 | 0.05 | 0 |  | --> | E21 ex FINEA | Finea [T421,T422] | SHANKILL |  | 53.8467 | -7.3525
MV/LV Substation TE***866X |  | 20 kV | _ | LV | 50 kVA :Pole Substation | 0.05 | --> | 0.05 | 0 | 0 | Constrained, otherwise capacity available =47 kVA | --> | 0.048 | 0 | 0 | 0.048 | 0 |  | --> | E21 ex FINEA | Finea [T421,T422] | SHANKILL |  | 53.8786 | -7.3791
MV/LV Substation CR***868Y |  | 10 kV | _ | LV | 100 kVA :Pole Substation | 0.1 | --> | 0.1 | 0.095 | 4 |  | --> | 0.095 | 0 | 0 | 0.096 | 0 |  | --> | C14 ex BALLYJAMESDUFF | Ballyjamesduff [T41,T42] | SHANKILL |  | 53.8389 | -7.0962
MV/LV Substation CO***874X |  | 10 kV | _ | LV | 100 kVA :Pole Substation | 0.1 | --> | 0.1 | 0.086 | 4 |  | --> | 0.095 | 0 | 0 | 0.097 | 0 |  | --> | C18 ex BALLYJAMESDUFF | Ballyjamesduff [T41,T42] | SHANKILL |  | 53.8644 | -7.1173
MV/LV Substation LA***876Y |  | 10 kV | _ | LV | 100 kVA :Pole Substation | 0.1 | --> | 0.1 | 0.095 | 4 |  | --> | 0.095 | 0 | 0.005 | 0.092 | 0 |  | --> | C18 ex BALLYJAMESDUFF | Ballyjamesduff [T41,T42] | SHANKILL |  | 53.903 | -7.176
MV/LV Substation DE***878Y |  | 10 kV | _ | LV | 50 kVA :Pole Substation | 0.05 | --> | 0.05 | 0.05 | 4 |  | --> | 0.048 | 0 | 0 | 0.048 | 0 |  | --> | C17 ex BALLYJAMESDUFF | Ballyjamesduff [T41,T42] | SHANKILL |  | 53.9207 | -7.3129
MV/LV Substation CA***884 |  | 10 kV | _ | LV | 50 kVA :Pole Substation | 0.05 | --> | 0.05 | 0.042 | 4 |  | --> | 0.048 | 0 | 0 | 0.049 | 0 |  | --> | C18 ex BALLYJAMESDUFF | Ballyjamesduff [T41,T42] | SHANKILL |  | 53.8914 | -7.1379
MV/LV Substation LA***893Y |  | 10 kV | _ | LV | 200 kVA :Pole Substation | 0.2 | --> | 0.2 | 0.175 | 4 |  | --> | 0.19 | 0 | 0 | 0.193 | 0 |  | --> | C18 ex BALLYJAMESDUFF | Ballyjamesduff [T41,T42] | SHANKILL |  | 53.8797 | -7.1711
MV/LV Substation AS***894Y |  | 10 kV | _ | LV | 400 kVA :Kiosk Substation | 0.4 | --> | 0.4 | 0.297 | 4 |  | --> | 0.38 | 0 | 0.006 | 0.389 | 0 |  | --> | C17 ex BALLYJAMESDUFF | Ballyjamesduff [T41,T42] | SHANKILL |  | 53.8641 | -7.2102
MV/LV Substation JJ***899X |  | 20 kV | _ | LV | 630 kVA :Kiosk Substation | 0.63 | --> | 0.63 | 0.5 | 2.68 |  | --> | 0.598 | 0 | 0 | 0 | 0 | Constrained, otherwise capacity available =598 kW | --> | E12 ex OLDCASTLE | Oldcastle [T41,T422] | MULLINGAR |  | 53.7218 | -7.2036
MV/LV Substation RA***903X |  | 10 kV | _ | LV | 50 kVA :Pole Substation | 0.05 | --> | 0.05 | 0 | 0 | Constrained, otherwise capacity available =1 kVA | --> | 0.048 | 0 | 0 | 0 | 0 | Constrained, otherwise capacity available =54 kW | --> | C17 ex VIRGINIA | Virginia [T41,T42] | MEATH HILL |  | 53.836 | -7.0729
MV/LV Substation GR***907Y |  | 10 kV | _ | LV | 50 kVA :Pole Substation | 0.05 | --> | 0.05 | 0.037 | 4 |  | --> | 0.048 | 0 | 0.008 | 0.043 | 0 |  | --> | C17 ex BALLYJAMESDUFF | Ballyjamesduff [T41,T42] | SHANKILL |  | 53.8964 | -7.2864
MV/LV Substation BE***909X |  | 10 kV | _ | LV | 100 kVA :Pole Substation | 0.1 | --> | 0.1 | 0 | 0 | Constrained, otherwise capacity available =81 kVA | --> | 0.095 | 0 | 0 | 0 | 0 | Constrained, otherwise capacity available =98 kW | --> | C16 ex VIRGINIA | Virginia [T41,T42] | MEATH HILL |  | 53.7929 | -7.0672
MV/LV Substation TO***912X |  | 20 kV | _ | LV | 100 kVA :Pole Substation | 0.1 | --> | 0.1 | 0 | 0 | Constrained, otherwise capacity available =35 kVA | --> | 0.095 | 0 | 0 | 0.104 | 0 |  | --> | E21 ex FINEA | Finea [T421,T422] | SHANKILL |  | 53.8645 | -7.3213
MV/LV Substation TO***915X |  | 20 kV | _ | LV | 50 kVA :Pole Substation | 0.05 | --> | 0.05 | 0 | 0 | Constrained, otherwise capacity available =44 kVA | --> | 0.048 | 0 | 0 | 0.048 | 0 |  | --> | E21 ex FINEA | Finea [T421,T422] | SHANKILL |  | 53.8653 | -7.3229
MV/LV Substation MU***921Y |  | 20 kV | _ | LV | 100 kVA :Pole Substation | 0.1 | --> | 0.1 | 0 | 0 | Constrained, otherwise capacity available =95 kVA | --> | 0.095 | 0 | 0 | 0.096 | 0 |  | --> | E16 ex FINEA | Finea [T421,T422] | SHANKILL |  | 53.8357 | -7.4391
MV/LV Substation VO***936Y |  | 10 kV | _ | LV | 200 kVA :Kiosk Substation | 0.2 | --> | 0.2 | 0 | 0 | Constrained, otherwise capacity available =146 kVA | --> | 0.19 | 0 | 0.006 | 0 | 0 | Constrained, otherwise capacity available =193 kW | --> | C17 ex VIRGINIA | Virginia [T41,T42] | MEATH HILL |  | 53.8319 | -7.0832
MV/LV Substation WO***937Y |  | 10 kV | _ | LV | 630 kVA :Kiosk Substation | 0.63 | --> | 0.63 | 0.5 | 4 |  | --> | 0.598 | 0 | 0.004 | 0.5 | 0 |  | --> | C18 ex BALLYJAMESDUFF | Ballyjamesduff [T41,T42] | SHANKILL |  | 53.8634 | -7.1953
MV/LV Substation OA***941Y |  | 10 kV | _ | LV | 200 kVA :Kiosk Substation | 0.2 | --> | 0.2 | 0.152 | 4 |  | --> | 0.19 | 0 | 0.005 | 0.193 | 0 |  | --> | C18 ex BALLYJAMESDUFF | Ballyjamesduff [T41,T42] | SHANKILL |  | 53.866 | -7.2069
MV/LV Substation CO***946Y |  | 20 kV | _ | LV | 400 kVA :Kiosk Substation | 0.4 | --> | 0.4 | 0 | 0 | Constrained, otherwise capacity available =365 kVA | --> | 0.38 | 0 | 0 | 0.385 | 0 |  | --> | E21 ex FINEA | Finea [T421,T422] | SHANKILL |  | 53.8583 | -7.3252
MV/LV Substation BE***956Y |  | 10 kV | _ | LV | 100 kVA :Pole Substation | 0.1 | --> | 0.1 | 0.071 | 4 |  | --> | 0.095 | 0 | 0.005 | 0.095 | 0 |  | --> | C18 ex BALLYJAMESDUFF | Ballyjamesduff [T41,T42] | SHANKILL |  | 53.8646 | -7.199
MV/LV Substation CU***964Y |  | 20 kV | _ | LV | 100 kVA :Pole Substation | 0.1 | --> | 0.1 | 0 | 0 | Constrained, otherwise capacity available =76 kVA | --> | 0.095 | 0 | 0.006 | 0.094 | 0 |  | --> | E21 ex FINEA | Finea [T421,T422] | SHANKILL |  | 53.8609 | -7.3187
MV/LV Substation RA***984Y |  | 10 kV | _ | LV | 400 kVA :Kiosk Substation | 0.4 | --> | 0.4 | 0 | 0 | Constrained, otherwise capacity available =306 kVA | --> | 0.38 | 0 | 0.024 | 0 | 0 | Constrained, otherwise capacity available =375 kW | --> | C17 ex VIRGINIA | Virginia [T41,T42] | MEATH HILL |  | 53.8388 | -7.0818
MV/LV Substation KI***985X |  | 20 kV | _ | LV | 200 kVA :Pole Substation | 0.2 | --> | 0.2 | 0 | 0 | Constrained, otherwise capacity available =144 kVA | --> | 0.19 | 0 | 0 | 0.198 | 0 |  | --> | E21 ex FINEA | Finea [T421,T422] | SHANKILL |  | 53.8656 | -7.3331
MV/LV Substation DR***988Y |  | 10 kV | _ | LV | 400 kVA :Kiosk Substation | 0.4 | --> | 0.4 | 0 | 0 | Constrained, otherwise capacity available =361 kVA | --> | 0.38 | 0 | 0.01 | 0 | 0 | Constrained, otherwise capacity available =378 kW | --> | C17 ex VIRGINIA | Virginia [T41,T42] | MEATH HILL |  | 53.8376 | -7.076
MV/LV Substation AR***992Y |  | 10 kV | _ | LV | 50 kVA :Pole Substation | 0.05 | --> | 0.05 | 0.047 | 4 |  | --> | 0.048 | 0 | 0 | 0.048 | 0 |  | --> | C17 ex BALLYJAMESDUFF | Ballyjamesduff [T41,T42] | SHANKILL |  | 53.916 | -7.3396
MV/LV Substation RO***993Y |  | 20 kV | _ | LV | 50 kVA :Pole Substation | 0.05 | --> | 0.05 | 0.048 | 2.68 |  | --> | 0.048 | 0 | 0 | 0 | 0 | Constrained, otherwise capacity available =48 kW | --> | E12 ex OLDCASTLE | Oldcastle [T41,T422] | MULLINGAR |  | 53.7885 | -7.2939
MV/LV Substation MO***004 |  | 20 kV | _ | LV | 200 kVA :Pole Substation | 0.2 | --> | 0.2 | 0 | 0 | Constrained, otherwise capacity available =185 kVA | --> | 0.19 | 0 | 0.021 | 0.176 | 0 |  | --> | E21 ex ATHENRY | Athenry [T423] | GALWAY 110KV |  | 53.3734 | -8.7004
MV/LV Substation RO***005 |  | 10 kV | _ | LV | 50 kVA :Pole Substation | 0.05 | --> | 0.05 | 0 | 0 | Constrained, otherwise capacity available =48 kVA | --> | 0.048 | 0 | 0 | 0.048 | 0 |  | --> | C11 ex ATHENRY | Athenry [T41,T42] | GALWAY 110KV |  | 53.2637 | -8.7586
MV/LV Substation NE***007 |  | 10 kV | _ | LV | 50 kVA :Pole Substation | 0.05 | --> | 0.05 | 0 | 0 | Constrained, otherwise capacity available =50 kVA | --> | 0.048 | 0 | 0 | 0.048 | 0 |  | --> | C11 ex ATHENRY | Athenry [T41,T42] | GALWAY 110KV |  | 53.2896 | -8.759
MV/LV Substation CH***009 |  | 10 kV | _ | LV | 200 kVA :Pole Substation | 0.2 | --> | 0.2 | 0 | 0 | Constrained, otherwise capacity available =95 kVA | --> | 0.19 | 0 | 0 | 0.204 | 0 |  | --> | C16 ex ATHENRY | Athenry [T41,T42] | GALWAY 110KV |  | 53.3001 | -8.7506
MV/LV Substation MO***011 |  | 10 kV | _ | LV | 200 kVA :Pole Substation | 0.2 | --> | 0.2 | 0 | 0 | Constrained, otherwise capacity available =95 kVA | --> | 0.19 | 0 | 0.016 | 0 | 0 | Constrained, otherwise capacity available =192 kW | --> | C17 ex ATHENRY |  |  |  | 53.3008 | -8.7433
MV/LV Substation PA***011Y |  | 10 kV | _ | LV | 200 kVA :Kiosk Substation | 0.2 | --> | 0.2 | 0 | 0 | Constrained, otherwise capacity available =140 kVA | --> | 0.19 | 0 | 0.014 | 0.188 | 0 |  | --> | C16 ex ATHENRY | Athenry [T41,T42] | GALWAY 110KV |  | 53.308 | -8.7507
MV/LV Substation ES***013 |  | 20 kV | _ | LV | 50 kVA :Pole Substation | 0.05 | --> | 0.05 | 0 | 0 | Constrained, otherwise capacity available =39 kVA | --> | 0.048 | 0 | 0 | 0.049 | 0 |  | --> | E23 ex ATHENRY | Athenry [T423] | GALWAY 110KV |  | 53.2821 | -8.6841
MV/LV Substation GO***016Y |  | 10 kV | _ | LV | 400 kVA :Kiosk Substation | 0.4 | --> | 0.4 | 0 | 0 | Constrained, otherwise capacity available =353 kVA | --> | 0.38 | 0 | 0.036 | 0.36 | 0 |  | --> | C11 ex ATHENRY | Athenry [T41,T42] | GALWAY 110KV |  | 53.2902 | -8.7483
MV/LV Substation KN***017Y |  | 20 kV | _ | LV | 50 kVA :Pole Substation | 0.05 | --> | 0.05 | 0 | 0 | Constrained, otherwise capacity available =49 kVA | --> | 0.048 | 0 | 0 | 0.048 | 0 |  | --> | E23 ex ATHENRY | Athenry [T423] | GALWAY 110KV |  | 53.2943 | -8.5919
MV/LV Substation TH***019Y |  | 20 kV | _ | LV | 50 kVA :Pole Substation | 0.05 | --> | 0.05 | 0 | 0 | Constrained, otherwise capacity available =36 kVA | --> | 0.048 | 0 | 0.005 | 0.046 | 0 |  | --> | E21 ex ATHENRY | Athenry [T423] | GALWAY 110KV |  | 53.3714 | -8.7038
MV/LV Substation TO***021Y |  | 10 kV | _ | LV | 200 kVA :Pole Substation | 0.2 | --> | 0.2 | 0 | 0 | Constrained, otherwise capacity available =196 kVA | --> | 0.19 | 0 | 0 | 0.19 | 0 |  | --> | C11 ex ATHENRY | Athenry [T41,T42] | GALWAY 110KV |  | 53.3232 | -8.8023
MV/LV Substation CL***023 |  | 10 kV | _ | LV | 200 kVA :Pole Substation | 0.2 | --> | 0.2 | 0 | 0 | Constrained, otherwise capacity available =197 kVA | --> | 0.19 | 0 | 0 | 0 | 0 | Constrained, otherwise capacity available =190 kW | --> | C17 ex ATHENRY |  |  |  | 53.297 | -8.7466
MV/LV Substation AT***029 |  | 10 kV | _ | LV | 50 kVA :Pole Substation | 0.05 | --> | 0.05 | 0 | 0 | Constrained, otherwise capacity available =46 kVA | --> | 0.048 | 0 | 0.011 | 0 | 0 | Constrained, otherwise capacity available =40 kW | --> | C17 ex ATHENRY |  |  |  | 53.2927 | -8.743
MV/LV Substation CA***032Y |  | 10 kV | _ | LV | 200 kVA :Kiosk Substation | 0.2 | --> | 0.2 | 0 | 0 | Constrained, otherwise capacity available =135 kVA | --> | 0.19 | 0 | 0 | 0.199 | 0 |  | --> | C16 ex ATHENRY | Athenry [T41,T42] | GALWAY 110KV |  | 53.3056 | -8.753
MV/LV Substation BI***034 |  | 10 kV | _ | LV | 100 kVA :Pole Substation | 0.1 | --> | 0.1 | 0 | 0 | Constrained, otherwise capacity available =6 kVA | --> | 0.095 | 0 | 0 | 0.107 | 0 |  | --> | C16 ex ATHENRY | Athenry [T41,T42] | GALWAY 110KV |  | 53.2988 | -8.7526
MV/LV Substation TH***035X |  | 10 kV | _ | LV | 400 kVA :Kiosk Substation | 0.4 | --> | 0.4 | 0 | 0 | Constrained, otherwise capacity available =303 kVA | --> | 0.38 | 0 | 0.05 | 0.356 | 0 |  | --> | C16 ex ATHENRY | Athenry [T41,T42] | GALWAY 110KV |  | 53.3019 | -8.7574
MV/LV Substation RA***037 |  | 10 kV | _ | LV | 400 kVA :Kiosk Substation | 0.4 | --> | 0.4 | 0 | 0 | Constrained, otherwise capacity available =349 kVA | --> | 0.38 | 0 | 0.005 | 0.383 | 0 |  | --> | C16 ex ATHENRY | Athenry [T41,T42] | GALWAY 110KV |  | 53.3032 | -8.7538
MV/LV Substation TH***039 |  | 10 kV | _ | LV | 50 kVA :Pole Substation | 0.05 | --> | 0.05 | 0 | 0 | Constrained, otherwise capacity available =47 kVA | --> | 0.048 | 0 | 0.01 | 0 | 0 | Constrained, otherwise capacity available =40 kW | --> | C17 ex ATHENRY |  |  |  | 53.2975 | -8.745
MV/LV Substation CL***039X |  | 10 kV | _ | LV | 200 kVA :Kiosk Substation | 0.2 | --> | 0.2 | 0 | 0 | Constrained, otherwise capacity available =127 kVA | --> | 0.19 | 0 | 0 | 0 | 0 | Constrained, otherwise capacity available =200 kW | --> | C17 ex ATHENRY |  |  |  | 53.3109 | -8.7346
MV/LV Substation AR***041 |  | 10 kV | _ | LV | 200 kVA :Kiosk Substation | 0.2 | --> | 0.2 | 0 | 0 | Constrained, otherwise capacity available =56 kVA | --> | 0.19 | 0 | 0.036 | 0.182 | 0 |  | --> | C16 ex ATHENRY | Athenry [T41,T42] | GALWAY 110KV |  | 53.3024 | -8.7525
MV/LV Substation BA***047Y |  | 20 kV | _ | LV | 50 kVA :Pole Substation | 0.05 | --> | 0.05 | 0 | 0 | Constrained, otherwise capacity available =50 kVA | --> | 0.048 | 0 | 0 | 0.048 | 0 |  | --> | E23 ex ATHENRY | Athenry [T423] | GALWAY 110KV |  | 53.2615 | -8.5909
MV/LV Substation OA***048X |  | 10 kV | _ | LV | 200 kVA :Kiosk Substation | 0.2 | --> | 0.2 | 0 | 0 | Constrained, otherwise capacity available =180 kVA | --> | 0.19 | 0 | 0 | 0 | 0 | Constrained, otherwise capacity available =193 kW | --> | C17 ex ATHENRY |  |  |  | 53.3067 | -8.7415
MV/LV Substation RA***049X |  | 10 kV | _ | LV | 200 kVA :Kiosk Substation | 0.2 | --> | 0.2 | 0 | 0 | Constrained, otherwise capacity available =176 kVA | --> | 0.19 | 0 | 0 | 0 | 0 | Constrained, otherwise capacity available =193 kW | --> | C17 ex ATHENRY |  |  |  | 53.3092 | -8.7364
MV/LV Substation CE***051 |  | 10 kV | _ | LV | 200 kVA :Pole Substation | 0.2 | --> | 0.2 | 0 | 0 | Constrained, otherwise capacity available =196 kVA | --> | 0.19 | 0 | 0 | 0.19 | 0 |  | --> | C16 ex ATHENRY | Athenry [T41,T42] | GALWAY 110KV |  | 53.2994 | -8.7518
MV/LV Substation MI***052 |  | 10 kV | _ | LV | 200 kVA :Pole Substation | 0.2 | --> | 0.2 | 0 | 0 | Constrained, otherwise capacity available =195 kVA | --> | 0.19 | 0 | 0 | 0 | 0 | Constrained, otherwise capacity available =191 kW | --> | C17 ex ATHENRY |  |  |  | 53.2958 | -8.7433
MV/LV Substation TU***053 |  | 10 kV | _ | LV | 400 kVA :Kiosk Substation | 0.4 | --> | 0.4 | 0 | 0 | Constrained, otherwise capacity available =269 kVA | --> | 0.38 | 0 | 0.094 | 0.328 | 0 |  | --> | C16 ex ATHENRY | Athenry [T41,T42] | GALWAY 110KV |  | 53.3041 | -8.7514
MV/LV Substation BY***056 |  | 10 kV | _ | LV | 630 kVA :Kiosk Substation | 0.63 | --> | 0.63 | 0 | 0 | Constrained, otherwise capacity available =552 kVA | --> | 0.598 | 0 | 0 | 0.5 | 0 |  | --> | C16 ex ATHENRY | Athenry [T41,T42] | GALWAY 110KV |  | 53.3002 | -8.7518
MV/LV Substation KE***057 |  | 20 kV | _ | LV | 200 kVA :Pole Substation | 0.2 | --> | 0.2 | 0 | 0 | Constrained, otherwise capacity available =177 kVA | --> | 0.19 | 0 | 0 | 0.193 | 0 |  | --> | E21 ex ATHENRY | Athenry [T423] | GALWAY 110KV |  | 53.3452 | -8.7122
MV/LV Substation DE***057X |  | 20 kV | _ | LV | 50 kVA :Pole Substation | 0.05 | --> | 0.05 | 0 | 0 | Constrained, otherwise capacity available =43 kVA | --> | 0.048 | 0 | 0 | 0.048 | 0 |  | --> | E21 ex ATHENRY | Athenry [T423] | GALWAY 110KV |  | 53.4183 | -8.6127
MV/LV Substation RE***060Y |  | 20 kV | _ | LV | 50 kVA :Pole Substation | 0.05 | --> | 0.05 | 0 | 0 | Constrained, otherwise capacity available =46 kVA | --> | 0.048 | 0 | 0 | 0.048 | 0 |  | --> | E17 ex CREAGH | Creagh [T421,T422] | ATHLONE |  | 53.2707 | -8.4178
MV/LV Substation FA***064 |  | 10 kV | _ | LV | 50 kVA :Pole Substation | 0.05 | --> | 0.05 | 0 | 0 | Constrained, otherwise capacity available =44 kVA | --> | 0.048 | 0 | 0 | 0.048 | 0 |  | --> | C11 ex ATHENRY | Athenry [T41,T42] | GALWAY 110KV |  | 53.2797 | -8.7399
MV/LV Substation SK***069 |  | 20 kV | _ | LV | 50 kVA :Pole Substation | 0.05 | --> | 0.05 | 0 | 0 | Constrained, otherwise capacity available =46 kVA | --> | 0.048 | 0 | 0.005 | 0.044 | 0 |  | --> | E21 ex ATHENRY | Athenry [T423] | GALWAY 110KV |  | 53.4151 | -8.6346
MV/LV Substation MO***082 |  | 10 kV | _ | LV | 50 kVA :Pole Substation | 0.05 | --> | 0.05 | 0 | 0 | Constrained, otherwise capacity available =48 kVA | --> | 0.048 | 0 | 0 | 0.048 | 0 |  | --> | C16 ex ATHENRY | Athenry [T41,T42] | GALWAY 110KV |  | 53.3073 | -8.767
MV/LV Substation FA***146 |  | 20 kV | _ | LV | 50 kVA :Pole Substation | 0.05 | --> | 0.05 | 0 | 0 | Constrained, otherwise capacity available =45 kVA | --> | 0.048 | 0 | 0.011 | 0.04 | 0 |  | --> | E21 ex ATHENRY | Athenry [T423] | GALWAY 110KV |  | 53.3498 | -8.7055
MV/LV Substation ME***209 |  | 20 kV | _ | LV | 50 kVA :Pole Substation | 0.05 | --> | 0.05 | 0 | 0 | Constrained, otherwise capacity available =40 kVA | --> | 0.048 | 0 | 0 | 0.049 | 0 |  | --> | E21 ex ATHENRY | Athenry [T423] | GALWAY 110KV |  | 53.4336 | -8.5704
MV/LV Substation FA***238 |  | 10 kV | _ | LV | 50 kVA :Pole Substation | 0.05 | --> | 0.05 | 0 | 0 | Constrained, otherwise capacity available =42 kVA | --> | 0.048 | 0 | 0 | 0.049 | 0 |  | --> | C11 ex ATHENRY | Athenry [T41,T42] | GALWAY 110KV |  | 53.283 | -8.7429
MV/LV Substation CL***242 |  | 10 kV | _ | LV | 50 kVA :Pole Substation | 0.05 | --> | 0.05 | 0 | 0 | Constrained, otherwise capacity available =22 kVA | --> | 0.048 | 0 | 0.005 | 0 | 0 | Constrained, otherwise capacity available =48 kW | --> | C17 ex ATHENRY |  |  |  | 53.3071 | -8.7396
MV/LV Substation CL***243 |  | 20 kV | _ | LV | 50 kVA :Pole Substation | 0.05 | --> | 0.05 | 0 | 0 | Constrained, otherwise capacity available =49 kVA | --> | 0.048 | 0 | 0 | 0.048 | 0 |  | --> | E23 ex ATHENRY | Athenry [T423] | GALWAY 110KV |  | 53.2875 | -8.522
MV/LV Substation CA***255 |  | 20 kV | _ | LV | 50 kVA :Pole Substation | 0.05 | --> | 0.05 | 0 | 0 | Constrained, otherwise capacity available =36 kVA | --> | 0.048 | 0 | 0 | 0.049 | 0 |  | --> | E23 ex ATHENRY | Athenry [T423] | GALWAY 110KV |  | 53.3054 | -8.4835
MV/LV Substation PO***260 |  | 10 kV | _ | LV | 100 kVA :Pole Substation | 0.1 | --> | 0.1 | 0 | 0 | Constrained, otherwise capacity available =47 kVA | --> | 0.095 | 0 | 0.01 | 0.095 | 0 |  | --> | C16 ex ATHENRY | Athenry [T41,T42] | GALWAY 110KV |  | 53.3083 | -8.7902
MV/LV Substation CA***266 |  | 20 kV | _ | LV | 50 kVA :Pole Substation | 0.05 | --> | 0.05 | 0 | 0 | Constrained, otherwise capacity available =47 kVA | --> | 0.048 | 0 | 0 | 0.048 | 0 |  | --> | E21 ex ATHENRY | Athenry [T423] | GALWAY 110KV |  | 53.3229 | -8.7247
MV/LV Substation CA***275 |  | 20 kV | _ | LV | 50 kVA :Pole Substation | 0.05 | --> | 0.05 | 0 | 0 | Constrained, otherwise capacity available =47 kVA | --> | 0.048 | 0 | 0.01 | 0.041 | 0 |  | --> | E23 ex ATHENRY | Athenry [T423] | GALWAY 110KV |  | 53.2962 | -8.6429
MV/LV Substation OR***285 |  | 10 kV | _ | LV | 50 kVA :Pole Substation | 0.05 | --> | 0.05 | 0 | 0 | Constrained, otherwise capacity available =37 kVA | --> | 0.048 | 0 | 0 | 0.049 | 0 |  | --> | C18 ex ORANMORE | Oranmore [T41,T44] | GALWAY 110KV |  | 53.2725 | -8.9126
MV/LV Substation GL***312 |  | 20 kV | _ | LV | 100 kVA :Pole Substation | 0.1 | --> | 0.1 | 0 | 0 | Constrained, otherwise capacity available =81 kVA | --> | 0.095 | 0 | 0.009 | 0.091 | 0 |  | --> | E21 ex ATHENRY | Athenry [T423] | GALWAY 110KV |  | 53.3786 | -8.7067
MV/LV Substation GL***317 |  | 20 kV | _ | LV | 50 kVA :Pole Substation | 0.05 | --> | 0.05 | 0 | 0 | Constrained, otherwise capacity available =42 kVA | --> | 0.048 | 0 | 0 | 0.049 | 0 |  | --> | E21 ex ATHENRY | Athenry [T423] | GALWAY 110KV |  | 53.3785 | -8.6983
MV/LV Substation FA***324 |  | 20 kV | _ | LV | 100 kVA :Pole Substation | 0.1 | --> | 0.1 | 0 | 0 | Constrained, otherwise capacity available =60 kVA | --> | 0.095 | 0 | 0.005 | 0.096 | 0 |  | --> | E21 ex ATHENRY | Athenry [T423] | GALWAY 110KV |  | 53.4282 | -8.7278
MV/LV Substation NE***328 |  | 20 kV | _ | LV | 50 kVA :Pole Substation | 0.05 | --> | 0.05 | 0 | 0 | Constrained, otherwise capacity available =44 kVA | --> | 0.048 | 0 | 0 | 0.048 | 0 |  | --> | E23 ex ATHENRY | Athenry [T423] | GALWAY 110KV |  | 53.3012 | -8.4914
MV/LV Substation MO***346 |  | 20 kV | _ | LV | 50 kVA :Pole Substation | 0.05 | --> | 0.05 | 0 | 0 | Constrained, otherwise capacity available =47 kVA | --> | 0.048 | 0 | 0 | 0.048 | 0 |  | --> | E21 ex ATHENRY | Athenry [T423] | GALWAY 110KV |  | 53.3771 | -8.6984
MV/LV Substation BE***361 |  | 10 kV | _ | LV | 100 kVA :Pole Substation | 0.1 | --> | 0.1 | 0 | 0 | Constrained, otherwise capacity available =76 kVA | --> | 0.095 | 0 | 0 | 0.098 | 0 |  | --> | C11 ex ATHENRY | Athenry [T41,T42] | GALWAY 110KV |  | 53.2748 | -8.8842
MV/LV Substation AC***364 |  | 10 kV | _ | LV | 50 kVA :Pole Substation | 0.05 | --> | 0.05 | 0 | 0 | Constrained, otherwise capacity available =42 kVA | --> | 0.048 | 0 | 0 | 0.049 | 0 |  | --> | C11 ex ATHENRY | Athenry [T41,T42] | GALWAY 110KV |  | 53.2865 | -8.782
MV/LV Substation RA***374 |  | 10 kV | _ | LV | 200 kVA :Pole Substation | 0.2 | --> | 0.2 | 0 | 0 | Constrained, otherwise capacity available =178 kVA | --> | 0.19 | 0 | 0.005 | 0.189 | 0 |  | --> | C16 ex ATHENRY | Athenry [T41,T42] | GALWAY 110KV |  | 53.3021 | -8.764
MV/LV Substation AT***378 |  | 10 kV | _ | LV | 200 kVA :Pole Substation | 0.2 | --> | 0.2 | 0 | 0 | Constrained, otherwise capacity available =196 kVA | --> | 0.19 | 0 | 0 | 0.19 | 0 |  | --> | C16 ex ATHENRY | Athenry [T41,T42] | GALWAY 110KV |  | 53.3056 | -8.7562
MV/LV Substation LA***4007 |  | 20 kV | _ | LV | 50 kVA :Pole Substation | 0.05 | --> | 0.05 | 0 | 0 | Constrained, otherwise capacity available =50 kVA | --> | 0.048 | 0 | 0 | 0.048 | 0 |  | --> | E23 ex ATHENRY | Athenry [T423] | GALWAY 110KV |  | 53.2993 | -8.6285
MV/LV Substation N6***4022 |  | 10 kV | _ | LV | 50 kVA :Pole Substation | 0.05 | --> | 0.05 | 0 | 0 | Constrained, otherwise capacity available =49 kVA | --> | 0.048 | 0 | 0 | 0.048 | 0 |  | --> | C11 ex ATHENRY | Athenry [T41,T42] | GALWAY 110KV |  | 53.291 | -8.7709
MV/LV Substation AT***4023 |  | 10 kV | _ | LV | 50 kVA :Pole Substation | 0.05 | --> | 0.05 | 0 | 0 | Constrained, otherwise capacity available =38 kVA | --> | 0.048 | 0 | 0 | 0 | 0 | Constrained, otherwise capacity available =49 kW | --> | C17 ex ATHENRY |  |  |  | 53.2923 | -8.7489
MV/LV Substation TE***4026 |  | 10 kV | _ | LV | 50 kVA :Pole Substation | 0.05 | --> | 0.05 | 0 | 0 |  | --> | 0.048 | 0 | 0 | 0.06 | 0 |  | --> | C11 ex ATHENRY | Athenry [T41,T42] | GALWAY 110KV |  | 53.2883 | -8.761
MV/LV Substation BO***4028 |  | 10 kV | _ | LV | 50 kVA :Pole Substation | 0.05 | --> | 0.05 | 0 | 0 | Constrained, otherwise capacity available =50 kVA | --> | 0.048 | 0 | 0 | 0.048 | 0 |  | --> | C11 ex ATHENRY | Athenry [T41,T42] | GALWAY 110KV |  | 53.2814 | -8.7423
MV/LV Substation CU***4029 |  | 20 kV | _ | LV | 50 kVA :Pole Substation | 0.05 | --> | 0.05 | 0 | 0 | Constrained, otherwise capacity available =49 kVA | --> | 0.048 | 0 | 0 | 0.048 | 0 |  | --> | E23 ex ATHENRY | Athenry [T423] | GALWAY 110KV |  | 53.2716 | -8.6771
MV/LV Substation CA***4030 |  | 20 kV | _ | LV | 50 kVA :Pole Substation | 0.05 | --> | 0.05 | 0 | 0 | Constrained, otherwise capacity available =50 kVA | --> | 0.048 | 0 | 0 | 0.048 | 0 |  | --> | E23 ex ATHENRY | Athenry [T423] | GALWAY 110KV |  | 53.2653 | -8.6108
MV/LV Substation PA***4034 |  | 10 kV | _ | LV | 100 kVA :Pole Substation | 0.1 | --> | 0.1 | 0 | 0 | Constrained, otherwise capacity available =84 kVA | --> | 0.095 | 0 | 0 | 0.097 | 0 |  | --> | C16 ex ATHENRY | Athenry [T41,T42] | GALWAY 110KV |  | 53.3171 | -8.762
MV/LV Substation LY***4038 |  | 20 kV | _ | LV | 100 kVA :Pole Substation | 0.1 | --> | 0.1 | 0 | 0 | Constrained, otherwise capacity available =100 kVA | --> | 0.095 | 0 | 0 | 0.095 | 0 |  | --> | E21 ex ATHENRY | Athenry [T423] | GALWAY 110KV |  | 53.447 | -8.6339
MV/LV Substation LI***4051 |  | 20 kV | _ | LV | 100 kVA :Pole Substation | 0.1 | --> | 0.1 | 0 | 0 | Constrained, otherwise capacity available =87 kVA | --> | 0.095 | 0 | 0 | 0.097 | 0 |  | --> | E21 ex ATHENRY | Athenry [T423] | GALWAY 110KV |  | 53.4227 | -8.5358
MV/LV Substation BA***405X |  | 20 kV | _ | LV | 50 kVA :Pole Substation | 0.05 | --> | 0.05 | 0 | 0 | Constrained, otherwise capacity available =16 kVA | --> | 0.048 | 0 | 0 | 0.052 | 0 |  | --> | E23 ex ATHENRY | Athenry [T423] | GALWAY 110KV |  | 53.2918 | -8.5129
MV/LV Substation GL***406 |  | 20 kV | _ | LV | 50 kVA :Pole Substation | 0.05 | --> | 0.05 | 0 | 0 | Constrained, otherwise capacity available =46 kVA | --> | 0.048 | 0 | 0 | 0.048 | 0 |  | --> | E23 ex ATHENRY | Athenry [T423] | GALWAY 110KV |  | 53.2895 | -8.6761
MV/LV Substation CU***4060 |  | 20 kV | _ | LV | 50 kVA :Pole Substation | 0.05 | --> | 0.05 | 0 | 0 | Constrained, otherwise capacity available =41 kVA | --> | 0.048 | 0 | 0 | 0.049 | 0 |  | --> | E23 ex ATHENRY | Athenry [T423] | GALWAY 110KV |  | 53.2732 | -8.6646
MV/LV Substation KI***4065 |  | 20 kV | _ | LV | 50 kVA :Pole Substation | 0.05 | --> | 0.05 | 0 | 0 | Constrained, otherwise capacity available =50 kVA | --> | 0.048 | 0 | 0 | 0.048 | 0 |  | --> | E23 ex ATHENRY | Athenry [T423] | GALWAY 110KV |  | 53.2747 | -8.6485
MV/LV Substation ME***4068 |  | 20 kV | _ | LV | 50 kVA :Pole Substation | 0.05 | --> | 0.05 | 0 | 0 | Constrained, otherwise capacity available =45 kVA | --> | 0.048 | 0 | 0 | 0.048 | 0 |  | --> | E21 ex ATHENRY | Athenry [T423] | GALWAY 110KV |  | 53.4203 | -8.5514
MV/LV Substation CA***4070 |  | 20 kV | _ | LV | 100 kVA :Pole Substation | 0.1 | --> | 0.1 | 0 | 0 | Constrained, otherwise capacity available =87 kVA | --> | 0.095 | 0 | 0.005 | 0.093 | 0 |  | --> | E17 ex CREAGH | Creagh [T421,T422] | ATHLONE |  | 53.2685 | -8.4102
MV/LV Substation ES***408 |  | 20 kV | _ | LV | 100 kVA :Pole Substation | 0.1 | --> | 0.1 | 0 | 0 | Constrained, otherwise capacity available =100 kVA | --> | 0.095 | 0 | 0 | 0.095 | 0 |  | --> | E23 ex ATHENRY | Athenry [T423] | GALWAY 110KV |  | 53.2841 | -8.6695
MV/LV Substation NO***4082 |  | 10 kV | _ | LV | 630 kVA :Kiosk Substation | 0.63 | --> | 0.63 | 0 | 0 | Constrained, otherwise capacity available =612 kVA | --> | 0.598 | 0 | 0 | 0 | 0 | Constrained, otherwise capacity available =601 kW | --> | C17 ex ATHENRY |  |  |  | 53.3003 | -8.7469
MV/LV Substation LY***4097 |  | 10 kV | _ | LV | 50 kVA :Pole Substation | 0.05 | --> | 0.05 | 0 | 0 | Constrained, otherwise capacity available =50 kVA | --> | 0.048 | 0 | 0 | 0.048 | 0 |  | --> | C11 ex ATHENRY | Athenry [T41,T42] | GALWAY 110KV |  | 53.2762 | -8.7427
MV/LV Substation CA***4105 |  | 10 kV | _ | LV | 50 kVA :Pole Substation | 0.05 | --> | 0.05 | 0 | 0 | Constrained, otherwise capacity available =50 kVA | --> | 0.048 | 0 | 0 | 0.048 | 0 |  | --> | C11 ex ATHENRY | Athenry [T41,T42] | GALWAY 110KV |  | 53.308 | -8.8484
MV/LV Substation KI***4121 |  | 20 kV | _ | LV | 50 kVA :Pole Substation | 0.05 | --> | 0.05 | 0 | 0 | Constrained, otherwise capacity available =33 kVA | --> | 0.048 | 0 | 0 | 0.05 | 0 |  | --> | E23 ex ATHENRY | Athenry [T423] | GALWAY 110KV |  | 53.2753 | -8.6314
MV/LV Substation KN***4122 |  | 10 kV | _ | LV | 50 kVA :Pole Substation | 0.05 | --> | 0.05 | 0 | 0 | Constrained, otherwise capacity available =42 kVA | --> | 0.048 | 0 | 0 | 0.048 | 0 |  | --> | C11 ex ATHENRY | Athenry [T41,T42] | GALWAY 110KV |  | 53.3036 | -8.8148
MV/LV Substation BY***4125 |  | 10 kV | _ | LV | 400 kVA :Building Structure | 0.4 | --> | 0.4 | 0 | 0 | Constrained, otherwise capacity available =340 kVA | --> | 0.38 | 0 | 0 | 0.388 | 0 |  | --> | C16 ex ATHENRY | Athenry [T41,T42] | GALWAY 110KV |  | 53.3 | -8.7521
MV/LV Substation NE***4135 |  | 20 kV | _ | LV | 50 kVA :Pole Substation | 0.05 | --> | 0.05 | 0 | 0 | Constrained, otherwise capacity available =50 kVA | --> | 0.048 | 0 | 0 | 0.048 | 0 |  | --> | E23 ex ATHENRY | Athenry [T423] | GALWAY 110KV |  | 53.3057 | -8.4841
MV/LV Substation SU***4138 |  | 20 kV | _ | LV | 400 kVA :Building Structure | 0.4 | --> | 0.4 | 0 | 0 | Constrained, otherwise capacity available =108 kVA | --> | 0.38 | 0 | 0.1 | 0.344 | 0 |  | --> | E23 ex ATHENRY | Athenry [T423] | GALWAY 110KV |  | 53.2645 | -8.6073
MV/LV Substation RA***414X |  | 20 kV | _ | LV | 200 kVA :Pole Substation | 0.2 | --> | 0.2 | 0 | 0 | Constrained, otherwise capacity available =173 kVA | --> | 0.19 | 0 | 0 | 0.194 | 0 |  | --> | E23 ex ATHENRY | Athenry [T423] | GALWAY 110KV |  | 53.2847 | -8.5888
MV/LV Substation RA***4158 |  | 10 kV | _ | LV | 50 kVA :Pole Substation | 0.05 | --> | 0.05 | 0 | 0 | Constrained, otherwise capacity available =47 kVA | --> | 0.048 | 0 | 0 | 0.048 | 0 |  | --> | C16 ex ATHENRY | Athenry [T41,T42] | GALWAY 110KV |  | 53.299 | -8.8044
MV/LV Substation RA***4159 |  | 10 kV | _ | LV | 50 kVA :Pole Substation | 0.05 | --> | 0.05 | 0 | 0 | Constrained, otherwise capacity available =47 kVA | --> | 0.048 | 0 | 0 | 0.048 | 0 |  | --> | C16 ex ATHENRY | Athenry [T41,T42] | GALWAY 110KV |  | 53.2984 | -8.8103
MV/LV Substation FU***4170 |  | 10 kV | _ | LV | 100 kVA :Pole Substation | 0.1 | --> | 0.1 | 0 | 0 | Constrained, otherwise capacity available =38 kVA | --> | 0.095 | 0 | 0 | 0.103 | 0 |  | --> | C11 ex ATHENRY | Athenry [T41,T42] | GALWAY 110KV |  | 53.2869 | -8.7552
MV/LV Substation MC***4173 |  | 10 kV | _ | LV | 630 kVA :Kiosk Substation | 0.63 | --> | 0.63 | 0 | 0 | Constrained, otherwise capacity available =372 kVA | --> | 0.598 | 0 | 0.016 | 0 | 0 | Constrained, otherwise capacity available =621 kW | --> | C17 ex ATHENRY |  |  |  | 53.298 | -8.7478
MV/LV Substation KI***4182 |  | 20 kV | _ | LV | 50 kVA :Pole Substation | 0.05 | --> | 0.05 | 0 | 0 | Constrained, otherwise capacity available =50 kVA | --> | 0.048 | 0 | 0 | 0.048 | 0 |  | --> | E23 ex ATHENRY | Athenry [T423] | GALWAY 110KV |  | 53.3026 | -8.6228
MV/LV Substation PR***4185 |  | 10 kV | _ | LV | 400 kVA :Kiosk Substation | 0.4 | --> | 0.4 | 0 | 0 | Constrained, otherwise capacity available =399 kVA | --> | 0.38 | 0 | 0 | 0.38 | 0 |  | --> | C16 ex ATHENRY | Athenry [T41,T42] | GALWAY 110KV |  | 53.2986 | -8.7617
MV/LV Substation SE***4186 |  | 10 kV | _ | LV | 200 kVA :Kiosk Substation | 0.2 | --> | 0.2 | 0 | 0 | Constrained, otherwise capacity available =119 kVA | --> | 0.19 | 0 | 0 | 0.201 | 0 |  | --> | C16 ex ATHENRY | Athenry [T41,T42] | GALWAY 110KV |  | 53.2924 | -8.7516
MV/LV Substation MO***4195 |  | 20 kV | _ | LV | 50 kVA :Pole Substation | 0.05 | --> | 0.05 | 0 | 0 | Constrained, otherwise capacity available =50 kVA | --> | 0.048 | 0 | 0 | 0.048 | 0 |  | --> | E21 ex ATHENRY | Athenry [T423] | GALWAY 110KV |  | 53.3755 | -8.7085
MV/LV Substation SI***4196 |  | 10 kV | _ | LV | 400 kVA :Kiosk Substation | 0.4 | --> | 0.4 | 0 | 0 | Constrained, otherwise capacity available =257 kVA | --> | 0.38 | 0 | 0 | 0 | 0 | Constrained, otherwise capacity available =399 kW | --> | C17 ex ATHENRY |  |  |  | 53.3084 | -8.737
MV/LV Substation MO***4206 |  | 10 kV | _ | LV | 50 kVA :Pole Substation | 0.05 | --> | 0.05 | 0 | 0 | Constrained, otherwise capacity available =44 kVA | --> | 0.048 | 0 | 0.026 | 0.029 | 0 |  | --> | C11 ex ATHENRY | Athenry [T41,T42] | GALWAY 110KV |  | 53.2646 | -8.8645
MV/LV Substation JO***4207 |  | 10 kV | _ | LV | 200 kVA :Pole Substation | 0.2 | --> | 0.2 | 0 | 0 | Constrained, otherwise capacity available =177 kVA | --> | 0.19 | 0 | 0 | 0 | 0 | Constrained, otherwise capacity available =193 kW | --> | C17 ex ATHENRY |  |  |  | 53.2979 | -8.7433
MV/LV Substation SE***4208 |  | 10 kV | _ | LV | 400 kVA :Building Structure | 0.4 | --> | 0.4 | 0 | 0 | Constrained, otherwise capacity available =400 kVA | --> | 0.38 | 0 | 0 | 0.38 | 0 |  | --> | C16 ex ATHENRY | Athenry [T41,T42] | GALWAY 110KV |  | 53.2917 | -8.7525
MV/LV Substation AR***4209 |  | 20 kV | _ | LV | 100 kVA :Pole Substation | 0.1 | --> | 0.1 | 0 | 0 | Constrained, otherwise capacity available =84 kVA | --> | 0.095 | 0 | 0 | 0.097 | 0 |  | --> | E21 ex ATHENRY | Athenry [T423] | GALWAY 110KV |  | 53.3124 | -8.7356
MV/LV Substation TO***4212 |  | 20 kV | _ | LV | 50 kVA :Pole Substation | 0.05 | --> | 0.05 | 0 | 0 | Constrained, otherwise capacity available =29 kVA | --> | 0.048 | 0 | 0.028 | 0.03 | 0 |  | --> | E23 ex ATHENRY | Athenry [T423] | GALWAY 110KV |  | 53.2526 | -8.5606
MV/LV Substation DE***4231 |  | 10 kV | _ | LV | 200 kVA :Pole Substation | 0.2 | --> | 0.2 | 0 | 0 | Constrained, otherwise capacity available =131 kVA | --> | 0.19 | 0 | 0 | 0.199 | 0 |  | --> | C11 ex ATHENRY | Athenry [T41,T42] | GALWAY 110KV |  | 53.2763 | -8.868
MV/LV Substation CA***4245 |  | 20 kV | _ | LV | 50 kVA :Pole Substation | 0.05 | --> | 0.05 | 0 | 0 | Constrained, otherwise capacity available =50 kVA | --> | 0.048 | 0 | 0 | 0.048 | 0 |  | --> | E23 ex ATHENRY | Athenry [T423] | GALWAY 110KV |  | 53.2973 | -8.4768
MV/LV Substation AU***4277 |  | 20 kV | _ | LV | 50 kVA :Pole Substation | 0.05 | --> | 0.05 | 0 | 0 | Constrained, otherwise capacity available =50 kVA | --> | 0.048 | 0 | 0 | 0.048 | 0 |  | --> | E23 ex ATHENRY | Athenry [T423] | GALWAY 110KV |  | 53.3084 | -8.4761
MV/LV Substation TE***4284 |  | 10 kV | _ | LV | 1000 kVA :Building Structure | 1 | --> | 1 | 0 | 0 | Constrained, otherwise capacity available =1000 kVA | --> | 0.95 | 0 | 0 | 0.5 | 0 |  | --> | C16 ex ATHENRY | Athenry [T41,T42] | GALWAY 110KV |  | 53.3012 | -8.7623
MV/LV Substation BI***4289 |  | 10 kV | _ | LV | 1000 kVA :Building Structure | 1 | --> | 1 | 0 | 0 | Constrained, otherwise capacity available =1000 kVA | --> | 0.95 | 0 | 0 | 0.5 | 0 |  | --> | C11 ex ATHENRY | Athenry [T41,T42] | GALWAY 110KV |  | 53.2864 | -8.7808
MV/LV Substation L ***4290 |  | 10 kV | _ | LV | 400 kVA :Kiosk Substation | 0.4 | --> | 0.4 | 0 | 0 | Constrained, otherwise capacity available =360 kVA | --> | 0.38 | 0 | 0.01 | 0 | 0 | Constrained, otherwise capacity available =378 kW | --> | C17 ex ATHENRY |  |  |  | 53.3102 | -8.7468
MV/LV Substation CO***430X |  | 20 kV | _ | LV | 100 kVA :Pole Substation | 0.1 | --> | 0.1 | 0 | 0 | Constrained, otherwise capacity available =100 kVA | --> | 0.095 | 0 | 0 | 0.095 | 0 |  | --> | E23 ex ATHENRY | Athenry [T423] | GALWAY 110KV |  | 53.2572 | -8.6318
MV/LV Substation LO***4310 |  | 10 kV | _ | LV | 400 kVA :Kiosk Substation | 0.4 | --> | 0.4 | 0 | 0 | Constrained, otherwise capacity available =400 kVA | --> | 0.38 | 0 | 0 | 0.38 | 0 |  | --> | C16 ex ATHENRY | Athenry [T41,T42] | GALWAY 110KV |  | 53.2949 | -8.7542
MV/LV Substation BR***432 |  | 20 kV | _ | LV | 50 kVA :Pole Substation | 0.05 | --> | 0.05 | 0 | 0 | Constrained, otherwise capacity available =45 kVA | --> | 0.048 | 0 | 0 | 0.048 | 0 |  | --> | E23 ex ATHENRY | Athenry [T423] | GALWAY 110KV |  | 53.2864 | -8.5773
MV/LV Substation AL***4323 |  | 10 kV | _ | LV | 400 kVA :Building Structure | 0.4 | --> | 0.4 | 0 | 0 | Constrained, otherwise capacity available =361 kVA | --> | 0.38 | 0 | 0 | 0 | 0 | Constrained, otherwise capacity available =385 kW | --> | C17 ex ATHENRY |  |  |  | 53.2971 | -8.749
MV/LV Substation UI***4350 |  | 10 kV | _ | LV | 50 kVA :Pole Substation | 0.05 | --> | 0.05 | 0 | 0 | Constrained, otherwise capacity available =50 kVA | --> | 0.048 | 0 | 0 | 0 | 0 | Constrained, otherwise capacity available =48 kW | --> | C17 ex ATHENRY |  |  |  | 53.2921 | -8.7475
MV/LV Substation NE***450 |  | 20 kV | _ | LV | 100 kVA :Pole Substation | 0.1 | --> | 0.1 | 0 | 0 | Constrained, otherwise capacity available =58 kVA | --> | 0.095 | 0 | 0.016 | 0.089 | 0 |  | --> | E23 ex ATHENRY | Athenry [T423] | GALWAY 110KV |  | 53.2992 | -8.4893
MV/LV Substation MO***456X |  | 20 kV | _ | LV | 100 kVA :Pole Substation | 0.1 | --> | 0.1 | 0 | 0 | Constrained, otherwise capacity available =54 kVA | --> | 0.095 | 0 | 0.01 | 0.094 | 0 |  | --> | E21 ex ATHENRY | Athenry [T423] | GALWAY 110KV |  | 53.3747 | -8.7009
MV/LV Substation FA***461X |  | 10 kV | _ | LV | 50 kVA :Pole Substation | 0.05 | --> | 0.05 | 0 | 0 | Constrained, otherwise capacity available =30 kVA | --> | 0.048 | 0 | 0 | 0.05 | 0 |  | --> | C11 ex ATHENRY | Athenry [T41,T42] | GALWAY 110KV |  | 53.2905 | -8.7458
MV/LV Substation CA***472X |  | 20 kV | _ | LV | 400 kVA :Building Structure | 0.4 | --> | 0.4 | 0 | 0 | Constrained, otherwise capacity available =355 kVA | --> | 0.38 | 0 | 0 | 0.386 | 0 |  | --> | E23 ex ATHENRY | Athenry [T423] | GALWAY 110KV |  | 53.2849 | -8.6834
MV/LV Substation AT***474X |  | 20 kV | _ | LV | 50 kVA :Pole Substation | 0.05 | --> | 0.05 | 0 | 0 | Constrained, otherwise capacity available =50 kVA | --> | 0.048 | 0 | 0 | 0.048 | 0 |  | --> | E23 ex ATHENRY | Athenry [T423] | GALWAY 110KV |  | 53.3086 | -8.6374
MV/LV Substation AT***475X |  | 20 kV | _ | LV | 50 kVA :Pole Substation | 0.05 | --> | 0.05 | 0 | 0 | Constrained, otherwise capacity available =50 kVA | --> | 0.048 | 0 | 0 | 0.048 | 0 |  | --> | E23 ex ATHENRY | Athenry [T423] | GALWAY 110KV |  | 53.3085 | -8.653
MV/LV Substation AT***476X |  | 20 kV | _ | LV | 50 kVA :Pole Substation | 0.05 | --> | 0.05 | 0 | 0 | Constrained, otherwise capacity available =47 kVA | --> | 0.048 | 0 | 0 | 0.048 | 0 |  | --> | E23 ex ATHENRY | Athenry [T423] | GALWAY 110KV |  | 53.3055 | -8.6226
MV/LV Substation AT***480X |  | 10 kV | _ | LV | 100 kVA :Pole Substation | 0.1 | --> | 0.1 | 0 | 0 | Constrained, otherwise capacity available =69 kVA | --> | 0.095 | 0 | 0 | 0.099 | 0 |  | --> | C11 ex ATHENRY | Athenry [T41,T42] | GALWAY 110KV |  | 53.2832 | -8.845
MV/LV Substation ES***490 |  | 20 kV | _ | LV | 50 kVA :Pole Substation | 0.05 | --> | 0.05 | 0 | 0 | Constrained, otherwise capacity available =39 kVA | --> | 0.048 | 0 | 0.01 | 0.042 | 0 |  | --> | E23 ex ATHENRY | Athenry [T423] | GALWAY 110KV |  | 53.2782 | -8.6835
MV/LV Substation KI***497 |  | 20 kV | _ | LV | 50 kVA :Pole Substation | 0.05 | --> | 0.05 | 0 | 0 | Constrained, otherwise capacity available =30 kVA | --> | 0.048 | 0 | 0.005 | 0.046 | 0 |  | --> | E23 ex ATHENRY | Athenry [T423] | GALWAY 110KV |  | 53.2725 | -8.6278
MV/LV Substation ME***510X |  | 20 kV | _ | LV | 100 kVA :Pole Substation | 0.1 | --> | 0.1 | 0 | 0 | Constrained, otherwise capacity available =72 kVA | --> | 0.095 | 0 | 0.005 | 0.095 | 0 |  | --> | E21 ex ATHENRY | Athenry [T423] | GALWAY 110KV |  | 53.4221 | -8.5776
MV/LV Substation BU***513X |  | 10 kV | _ | LV | 50 kVA :Pole Substation | 0.05 | --> | 0.05 | 0 | 0 | Constrained, otherwise capacity available =49 kVA | --> | 0.048 | 0 | 0.005 | 0.044 | 0 |  | --> | C11 ex ATHENRY | Athenry [T41,T42] | GALWAY 110KV |  | 53.276 | -8.8868
MV/LV Substation AR***531X |  | 10 kV | _ | LV | 400 kVA :Kiosk Substation | 0.4 | --> | 0.4 | 0 | 0 | Constrained, otherwise capacity available =298 kVA | --> | 0.38 | 0 | 0.048 | 0.358 | 0 |  | --> | C16 ex ATHENRY | Athenry [T41,T42] | GALWAY 110KV |  | 53.3068 | -8.7513
MV/LV Substation CO***532X |  | 10 kV | _ | LV | 400 kVA :Kiosk Substation | 0.4 | --> | 0.4 | 0 | 0 | Constrained, otherwise capacity available =120 kVA | --> | 0.38 | 0 | 0.018 | 0 | 0 | Constrained, otherwise capacity available =402 kW | --> | C17 ex ATHENRY |  |  |  | 53.299 | -8.7452
MV/LV Substation DU***533X |  | 10 kV | _ | LV | 400 kVA :Kiosk Substation | 0.4 | --> | 0.4 | 0 | 0 | Constrained, otherwise capacity available =240 kVA | --> | 0.38 | 0 | 0.03 | 0.379 | 0 |  | --> | C16 ex ATHENRY | Athenry [T41,T42] | GALWAY 110KV |  | 53.3045 | -8.7469
MV/LV Substation GL***537X |  | 20 kV | _ | LV | 50 kVA :Pole Substation | 0.05 | --> | 0.05 | 0 | 0 | Constrained, otherwise capacity available =47 kVA | --> | 0.048 | 0 | 0 | 0.048 | 0 |  | --> | E23 ex ATHENRY | Athenry [T423] | GALWAY 110KV |  | 53.2954 | -8.6742
MV/LV Substation SH***540X |  | 10 kV | _ | LV | 50 kVA :Pole Substation | 0.05 | --> | 0.05 | 0 | 0 | Constrained, otherwise capacity available =42 kVA | --> | 0.048 | 0 | 0.011 | 0.04 | 0 |  | --> | C11 ex ATHENRY | Athenry [T41,T42] | GALWAY 110KV |  | 53.2699 | -8.8389
MV/LV Substation CL***558X |  | 10 kV | _ | LV | 50 kVA :Pole Substation | 0.05 | --> | 0.05 | 0 | 0 | Constrained, otherwise capacity available =48 kVA | --> | 0.048 | 0 | 0.003 | 0.046 | 0 |  | --> | C11 ex ATHENRY | Athenry [T41,T42] | GALWAY 110KV |  | 53.2828 | -8.7917
MV/LV Substation KI***567X |  | 20 kV | _ | LV | 50 kVA :Pole Substation | 0.05 | --> | 0.05 | 0 | 0 | Constrained, otherwise capacity available =24 kVA | --> | 0.048 | 0 | 0 | 0.051 | 0 |  | --> | E23 ex ATHENRY | Athenry [T423] | GALWAY 110KV |  | 53.2775 | -8.6335
MV/LV Substation BA***606X |  | 10 kV | _ | LV | 50 kVA :Pole Substation | 0.05 | --> | 0.05 | 0 | 0 | Constrained, otherwise capacity available =39 kVA | --> | 0.048 | 0 | 0.005 | 0 | 0 | Constrained, otherwise capacity available =45 kW | --> | C17 ex ATHENRY |  |  |  | 53.3103 | -8.7412
MV/LV Substation RO***610 |  | 20 kV | _ | LV | 50 kVA :Pole Substation | 0.05 | --> | 0.05 | 0 | 0 | Constrained, otherwise capacity available =48 kVA | --> | 0.048 | 0 | 0 | 0.048 | 0 |  | --> | E21 ex ATHENRY | Athenry [T423] | GALWAY 110KV |  | 53.3812 | -8.5624
MV/LV Substation KI***624X |  | 10 kV | _ | LV | 200 kVA :Pole Substation | 0.2 | --> | 0.2 | 0 | 0 | Constrained, otherwise capacity available =171 kVA | --> | 0.19 | 0 | 0.014 | 0 | 0 | Constrained, otherwise capacity available =184 kW | --> | C17 ex ATHENRY |  |  |  | 53.2962 | -8.7428
MV/LV Substation FA***641X |  | 10 kV | _ | LV | 50 kVA :Pole Substation | 0.05 | --> | 0.05 | 0 | 0 | Constrained, otherwise capacity available =40 kVA | --> | 0.048 | 0 | 0.005 | 0.045 | 0 |  | --> | C11 ex ATHENRY | Athenry [T41,T42] | GALWAY 110KV |  | 53.2829 | -8.7524
MV/LV Substation RA***642X |  | 10 kV | _ | LV | 400 kVA :Kiosk Substation | 0.4 | --> | 0.4 | 0 | 0 | Constrained, otherwise capacity available =350 kVA | --> | 0.38 | 0 | 0.004 | 0.384 | 0 |  | --> | C16 ex ATHENRY | Athenry [T41,T42] | GALWAY 110KV |  | 53.3006 | -8.7551
MV/LV Substation MO***644X |  | 10 kV | _ | LV | 50 kVA :Pole Substation | 0.05 | --> | 0.05 | 0 | 0 | Constrained, otherwise capacity available =44 kVA | --> | 0.048 | 0 | 0.005 | 0.045 | 0 |  | --> | C16 ex ATHENRY | Athenry [T41,T42] | GALWAY 110KV |  | 53.3082 | -8.7668
MV/LV Substation BR***645X |  | 10 kV | _ | LV | 400 kVA :Kiosk Substation | 0.4 | --> | 0.4 | 0 | 0 | Constrained, otherwise capacity available =342 kVA | --> | 0.38 | 0 | 0 | 0.388 | 0 |  | --> | C16 ex ATHENRY | Athenry [T41,T42] | GALWAY 110KV |  | 53.3013 | -8.7532
MV/LV Substation BR***650X |  | 10 kV | _ | LV | 200 kVA :Kiosk Substation | 0.2 | --> | 0.2 | 0 | 0 | Constrained, otherwise capacity available =187 kVA | --> | 0.19 | 0 | 0.009 | 0.185 | 0 |  | --> | C16 ex ATHENRY | Athenry [T41,T42] | GALWAY 110KV |  | 53.3063 | -8.7437
MV/LV Substation GI***653 |  | 20 kV | _ | LV | 50 kVA :Pole Substation | 0.05 | --> | 0.05 | 0 | 0 | Constrained, otherwise capacity available =21 kVA | --> | 0.048 | 0 | 0 | 0.051 | 0 |  | --> | E21 ex ATHENRY | Athenry [T423] | GALWAY 110KV |  | 53.4286 | -8.64
MV/LV Substation DE***668 |  | 20 kV | _ | LV | 50 kVA :Pole Substation | 0.05 | --> | 0.05 | 0 | 0 | Constrained, otherwise capacity available =45 kVA | --> | 0.048 | 0 | 0 | 0.048 | 0 |  | --> | E21 ex ATHENRY | Athenry [T423] | GALWAY 110KV |  | 53.4213 | -8.6144
MV/LV Substation BR***670 |  | 20 kV | _ | LV | 50 kVA :Pole Substation | 0.05 | --> | 0.05 | 0 | 0 | Constrained, otherwise capacity available =48 kVA | --> | 0.048 | 0 | 0 | 0.048 | 0 |  | --> | E21 ex ATHENRY | Athenry [T423] | GALWAY 110KV |  | 53.4243 | -8.5967
MV/LV Substation ME***673 |  | 20 kV | _ | LV | 50 kVA :Pole Substation | 0.05 | --> | 0.05 | 0 | 0 | Constrained, otherwise capacity available =13 kVA | --> | 0.048 | 0 | 0.01 | 0.045 | 0 |  | --> | E21 ex ATHENRY | Athenry [T423] | GALWAY 110KV |  | 53.4216 | -8.5735
MV/LV Substation LI***722 |  | 20 kV | _ | LV | 50 kVA :Pole Substation | 0.05 | --> | 0.05 | 0 | 0 | Constrained, otherwise capacity available =44 kVA | --> | 0.048 | 0 | 0 | 0.048 | 0 |  | --> | E21 ex ATHENRY | Athenry [T423] | GALWAY 110KV |  | 53.432 | -8.7378
MV/LV Substation BO***723 |  | 10 kV | _ | LV | 200 kVA :Pole Substation | 0.2 | --> | 0.2 | 0 | 0 | Constrained, otherwise capacity available =197 kVA | --> | 0.19 | 0 | 0.005 | 0.187 | 0 |  | --> | C11 ex ATHENRY | Athenry [T41,T42] | GALWAY 110KV |  | 53.2804 | -8.7433
MV/LV Substation CA***727 |  | 10 kV | _ | LV | 33 kVA :Pole Substation | 0.033 | --> | 0.033 | 0 | 0 | Constrained, otherwise capacity available =20 kVA | --> | 0.031 | 0 | 0 | 0.033 | 0 |  | --> | C11 ex ATHENRY | Athenry [T41,T42] | GALWAY 110KV |  | 53.279 | -8.7623
MV/LV Substation AG***729 |  | 10 kV | _ | LV | 400 kVA :Kiosk Substation | 0.4 | --> | 0.4 | 0 | 0 |  | --> | 0.38 | 0 | 0.088 | 0.33 | 0 |  | --> | C11 ex ATHENRY | Athenry [T41,T42] | GALWAY 110KV |  | 53.2873 | -8.7783
MV/LV Substation CN***730X |  | 10 kV | _ | LV | 200 kVA :Kiosk Substation | 0.2 | --> | 0.2 | 0 | 0 | Constrained, otherwise capacity available =156 kVA | --> | 0.19 | 0 | 0.028 | 0.175 | 0 |  | --> | C16 ex ATHENRY | Athenry [T41,T42] | GALWAY 110KV |  | 53.3088 | -8.7508
MV/LV Substation CA***733X |  | 10 kV | _ | LV | 50 kVA :Pole Substation | 0.05 | --> | 0.05 | 0 | 0 | Constrained, otherwise capacity available =45 kVA | --> | 0.048 | 0 | 0 | 0 | 0 | Constrained, otherwise capacity available =48 kW | --> | C17 ex ATHENRY |  |  |  | 53.3059 | -8.7381
MV/LV Substation FE***743X |  | 10 kV | _ | LV | 100 kVA :Pole Substation | 0.1 | --> | 0.1 | 0 | 0 | Constrained, otherwise capacity available =60 kVA | --> | 0.095 | 0 | 0 | 0 | 0 | Constrained, otherwise capacity available =100 kW | --> | C17 ex ATHENRY |  |  |  | 53.3119 | -8.7395
MV/LV Substation LO***752X |  | 20 kV | _ | LV | 400 kVA :Kiosk Substation | 0.4 | --> | 0.4 | 0 | 0 | Constrained, otherwise capacity available =384 kVA | --> | 0.38 | 0 | 0 | 0.382 | 0 |  | --> | E21 ex ATHENRY | Athenry [T423] | GALWAY 110KV |  | 53.374 | -8.7096
MV/LV Substation TH***757X |  | 10 kV | _ | LV | 200 kVA :Kiosk Substation | 0.2 | --> | 0.2 | 0 | 0 | Constrained, otherwise capacity available =173 kVA | --> | 0.19 | 0 | 0.002 | 0.192 | 0 |  | --> | C16 ex ATHENRY | Athenry [T41,T42] | GALWAY 110KV |  | 53.3057 | -8.748
MV/LV Substation SH***758 |  | 10 kV | _ | LV | 50 kVA :Pole Substation | 0.05 | --> | 0.05 | 0 | 0 | Constrained, otherwise capacity available =42 kVA | --> | 0.048 | 0 | 0 | 0.049 | 0 |  | --> | C11 ex ATHENRY | Athenry [T41,T42] | GALWAY 110KV |  | 53.2718 | -8.8451
MV/LV Substation DE***759 |  | 10 kV | _ | LV | 50 kVA :Pole Substation | 0.05 | --> | 0.05 | 0 | 0 | Constrained, otherwise capacity available =24 kVA | --> | 0.048 | 0 | 0 | 0.051 | 0 |  | --> | C11 ex ATHENRY | Athenry [T41,T42] | GALWAY 110KV |  | 53.2762 | -8.8572
MV/LV Substation DE***760 |  | 10 kV | _ | LV | 50 kVA :Pole Substation | 0.05 | --> | 0.05 | 0 | 0 | Constrained, otherwise capacity available =33 kVA | --> | 0.048 | 0 | 0 | 0.05 | 0 |  | --> | C11 ex ATHENRY | Athenry [T41,T42] | GALWAY 110KV |  | 53.2806 | -8.8476
MV/LV Substation LI***764 |  | 10 kV | _ | LV | 50 kVA :Pole Substation | 0.05 | --> | 0.05 | 0 | 0 | Constrained, otherwise capacity available =27 kVA | --> | 0.048 | 0 | 0.012 | 0.042 | 0 |  | --> | C11 ex ATHENRY | Athenry [T41,T42] | GALWAY 110KV |  | 53.293 | -8.8429
MV/LV Substation LI***765 |  | 10 kV | _ | LV | 50 kVA :Pole Substation | 0.05 | --> | 0.05 | 0 | 0 | Constrained, otherwise capacity available =49 kVA | --> | 0.048 | 0 | 0 | 0.048 | 0 |  | --> | C11 ex ATHENRY | Athenry [T41,T42] | GALWAY 110KV |  | 53.298 | -8.8449
MV/LV Substation SL***765X |  | 10 kV | _ | LV | 400 kVA :Kiosk Substation | 0.4 | --> | 0.4 | 0 | 0 | Constrained, otherwise capacity available =296 kVA | --> | 0.38 | 0 | 0.023 | 0 | 0 | Constrained, otherwise capacity available =377 kW | --> | C17 ex ATHENRY |  |  |  | 53.3029 | -8.7407
MV/LV Substation AS***767X |  | 20 kV | _ | LV | 400 kVA :Kiosk Substation | 0.4 | --> | 0.4 | 0 | 0 | Constrained, otherwise capacity available =361 kVA | --> | 0.38 | 0 | 0.051 | 0.348 | 0 |  | --> | E23 ex ATHENRY | Athenry [T423] | GALWAY 110KV |  | 53.2756 | -8.6405
MV/LV Substation CO***771 |  | 10 kV | _ | LV | 50 kVA :Pole Substation | 0.05 | --> | 0.05 | 0 | 0 | Constrained, otherwise capacity available =40 kVA | --> | 0.048 | 0 | 0.005 | 0.045 | 0 |  | --> | C11 ex ATHENRY | Athenry [T41,T42] | GALWAY 110KV |  | 53.2607 | -8.8605
MV/LV Substation BU***772 |  | 10 kV | _ | LV | 50 kVA :Pole Substation | 0.05 | --> | 0.05 | 0 | 0 | Constrained, otherwise capacity available =34 kVA | --> | 0.048 | 0 | 0.006 | 0.045 | 0 |  | --> | C11 ex ATHENRY | Athenry [T41,T42] | GALWAY 110KV |  | 53.2754 | -8.8653
MV/LV Substation RA***788X |  | 10 kV | _ | LV | 400 kVA :Kiosk Substation | 0.4 | --> | 0.4 | 0 | 0 |  | --> | 0.38 | 0 | 0.135 | 0.344 | 0 |  | --> | C16 ex ATHENRY | Athenry [T41,T42] | GALWAY 110KV |  | 53.301 | -8.7609
MV/LV Substation RA***789X |  | 10 kV | _ | LV | 200 kVA :Kiosk Substation | 0.2 | --> | 0.2 | 0 | 0 | Constrained, otherwise capacity available =176 kVA | --> | 0.19 | 0 | 0.009 | 0.186 | 0 |  | --> | C16 ex ATHENRY | Athenry [T41,T42] | GALWAY 110KV |  | 53.3018 | -8.7603
MV/LV Substation GA***792 |  | 20 kV | _ | LV | 200 kVA :Pole Substation | 0.2 | --> | 0.2 | 0 | 0 | Constrained, otherwise capacity available =94 kVA | --> | 0.19 | 0 | 0 | 0.204 | 0 |  | --> | E23 ex ATHENRY | Athenry [T423] | GALWAY 110KV |  | 53.2631 | -8.6254
MV/LV Substation CO***798X |  | 20 kV | _ | LV | 50 kVA :Pole Substation | 0.05 | --> | 0.05 | 0 | 0 | Constrained, otherwise capacity available =49 kVA | --> | 0.048 | 0 | 0 | 0.048 | 0 |  | --> | E21 ex ATHENRY | Athenry [T423] | GALWAY 110KV |  | 53.3956 | -8.6236
MV/LV Substation PR***811X |  | 10 kV | _ | LV | 630 kVA :Building Structure | 0.63 | --> | 0.63 | 0 | 0 | Constrained, otherwise capacity available =368 kVA | --> | 0.598 | 0 | 0 | 0.5 | 0 |  | --> | C16 ex ATHENRY | Athenry [T41,T42] | GALWAY 110KV |  | 53.2938 | -8.7501
MV/LV Substation PR***812X |  | 10 kV | _ | LV | 1000 kVA :Building Structure | 1 | --> | 1 | 0 | 0 | Constrained, otherwise capacity available =958 kVA | --> | 0.95 | 0 | 0 | 0.5 | 0 |  | --> | C16 ex ATHENRY | Athenry [T41,T42] | GALWAY 110KV |  | 53.2932 | -8.7495
MV/LV Substation BA***838 |  | 10 kV | _ | LV | 50 kVA :Pole Substation | 0.05 | --> | 0.05 | 0 | 0 | Constrained, otherwise capacity available =45 kVA | --> | 0.048 | 0 | 0.006 | 0 | 0 | Constrained, otherwise capacity available =44 kW | --> | C17 ex ATHENRY |  |  |  | 53.2886 | -8.7382
MV/LV Substation KI***852X |  | 20 kV | _ | LV | 50 kVA :Pole Substation | 0.05 | --> | 0.05 | 0 | 0 | Constrained, otherwise capacity available =47 kVA | --> | 0.048 | 0 | 0 | 0.048 | 0 |  | --> | E23 ex ATHENRY | Athenry [T423] | GALWAY 110KV |  | 53.3066 | -8.6041
MV/LV Substation KI***855X |  | 20 kV | _ | LV | 200 kVA :Pole Substation | 0.2 | --> | 0.2 | 0 | 0 | Constrained, otherwise capacity available =198 kVA | --> | 0.19 | 0 | 0 | 0.19 | 0 |  | --> | E23 ex ATHENRY | Athenry [T423] | GALWAY 110KV |  | 53.3096 | -8.5993
MV/LV Substation CO***862 |  | 20 kV | _ | LV | 200 kVA :Pole Substation | 0.2 | --> | 0.2 | 0 | 0 | Constrained, otherwise capacity available =158 kVA | --> | 0.19 | 0 | 0.023 | 0.178 | 0 |  | --> | E21 ex ATHENRY | Athenry [T423] | GALWAY 110KV |  | 53.3743 | -8.7083
MV/LV Substation TI***863 |  | 20 kV | _ | LV | 50 kVA :Pole Substation | 0.05 | --> | 0.05 | 0 | 0 | Constrained, otherwise capacity available =42 kVA | --> | 0.048 | 0 | 0 | 0.048 | 0 |  | --> | E21 ex ATHENRY | Athenry [T423] | GALWAY 110KV |  | 53.3484 | -8.7087
MV/LV Substation WI***882 |  | 10 kV | _ | LV | 50 kVA :Pole Substation | 0.05 | --> | 0.05 | 0 | 0 | Constrained, otherwise capacity available =38 kVA | --> | 0.048 | 0 | 0 | 0.049 | 0 |  | --> | C11 ex ATHENRY | Athenry [T41,T42] | GALWAY 110KV |  | 53.2714 | -8.7745
MV/LV Substation KI***899X |  | 20 kV | _ | LV | 100 kVA :Pole Substation | 0.1 | --> | 0.1 | 0 | 0 | Constrained, otherwise capacity available =78 kVA | --> | 0.095 | 0 | 0.006 | 0.094 | 0 |  | --> | E21 ex ATHENRY | Athenry [T423] | GALWAY 110KV |  | 53.4172 | -8.7246
MV/LV Substation LO***902X |  | 10 kV | _ | LV | 400 kVA :Kiosk Substation | 0.4 | --> | 0.4 | 0 | 0 | Constrained, otherwise capacity available =194 kVA | --> | 0.38 | 0 | 0 | 0.407 | 0 |  | --> | C16 ex ATHENRY | Athenry [T41,T42] | GALWAY 110KV |  | 53.2954 | -8.753
MV/LV Substation CA***918X |  | 10 kV | _ | LV | 200 kVA :Kiosk Substation | 0.2 | --> | 0.2 | 0 | 0 | Constrained, otherwise capacity available =143 kVA | --> | 0.19 | 0 | 0.006 | 0.193 | 0 |  | --> | C16 ex ATHENRY | Athenry [T41,T42] | GALWAY 110KV |  | 53.3071 | -8.7537
MV/LV Substation CA***922 |  | 20 kV | _ | LV | 100 kVA :Pole Substation | 0.1 | --> | 0.1 | 0 | 0 | Constrained, otherwise capacity available =76 kVA | --> | 0.095 | 0 | 0.03 | 0.076 | 0 |  | --> | E23 ex ATHENRY | Athenry [T423] | GALWAY 110KV |  | 53.2614 | -8.6638
MV/LV Substation BA***930 |  | 20 kV | _ | LV | 50 kVA :Pole Substation | 0.05 | --> | 0.05 | 0 | 0 | Constrained, otherwise capacity available =45 kVA | --> | 0.048 | 0 | 0 | 0.048 | 0 |  | --> | E21 ex ATHENRY | Athenry [T423] | GALWAY 110KV |  | 53.3248 | -8.7249
MV/LV Substation GR***944 |  | 10 kV | _ | LV | 50 kVA :Pole Substation | 0.05 | --> | 0.05 | 0 | 0 | Constrained, otherwise capacity available =40 kVA | --> | 0.048 | 0 | 0 | 0.049 | 0 |  | --> | C11 ex ATHENRY | Athenry [T41,T42] | GALWAY 110KV |  | 53.2646 | -8.8222
MV/LV Substation AG***970 |  | 10 kV | _ | LV | 100 kVA :Pole Substation | 0.1 | --> | 0.1 | 0 | 0 | Constrained, otherwise capacity available =99 kVA | --> | 0.095 | 0 | 0 | 0.095 | 0 |  | --> | C11 ex ATHENRY | Athenry [T41,T42] | GALWAY 110KV |  | 53.2892 | -8.7758
MV/LV Substation CR***974X |  | 20 kV | _ | LV | 100 kVA :Pole Substation | 0.1 | --> | 0.1 | 0 | 0 | Constrained, otherwise capacity available =64 kVA | --> | 0.095 | 0 | 0.05 | 0.063 | 0 |  | --> | E23 ex ATHENRY | Athenry [T423] | GALWAY 110KV |  | 53.2915 | -8.5478
MV/LV Substation CL***976X |  | 10 kV | _ | LV | 400 kVA :Kiosk Substation | 0.4 | --> | 0.4 | 0 | 0 | Constrained, otherwise capacity available =371 kVA | --> | 0.38 | 0 | 0 | 0 | 0 | Constrained, otherwise capacity available =384 kW | --> | C17 ex ATHENRY |  |  |  | 53.3099 | -8.7375
MV/LV Substation KN***979 |  | 20 kV | _ | LV | 50 kVA :Pole Substation | 0.05 | --> | 0.05 | 0 | 0 | Constrained, otherwise capacity available =46 kVA | --> | 0.048 | 0 | 0 | 0.048 | 0 |  | --> | E23 ex ATHENRY | Athenry [T423] | GALWAY 110KV |  | 53.2969 | -8.6001
MV/LV Substation GO***980X |  | 10 kV | _ | LV | 400 kVA :Kiosk Substation | 0.4 | --> | 0.4 | 0 | 0 | Constrained, otherwise capacity available =320 kVA | --> | 0.38 | 0 | 0.08 | 0.332 | 0 |  | --> | C16 ex ATHENRY | Athenry [T41,T42] | GALWAY 110KV |  | 53.2991 | -8.7566
MV/LV Substation BA***003Y |  | 10 kV | _ | LV | 50 kVA :Pole Substation | 0.05 | --> | 0.05 | 0 | 0 | Constrained, otherwise capacity available =50 kVA | --> | 0.048 | 0 | 0 | 0.048 | 0 |  | --> | C11 ex CASTLECOMER | Castlecomer [T41,T42] | BALLYRAGGET |  | 52.7913 | -7.2116
MV/LV Substation SU***004Y |  | 20 kV | _ | LV | 400 kVA :Kiosk Substation | 0.4 | --> | 0.4 | 0.346 | 2.78 |  | --> | 0.38 | 0 | 0 | 0.387 | 0 |  | --> | E13 ex BALLYRAGGET | Ballyragget [T421,T422] | BALLYRAGGET |  | 52.788 | -7.333
MV/LV Substation DE***005Y |  | 10 kV | _ | LV | 50 kVA :Pole Substation | 0.05 | --> | 0.05 | 0 | 0 | Constrained, otherwise capacity available =42 kVA | --> | 0.048 | 0 | 0 | 0.049 | 0 |  | --> | C11 ex CASTLECOMER | Castlecomer [T41,T42] | BALLYRAGGET |  | 52.8155 | -7.1956
MV/LV Substation CO***010Y |  | 10 kV | _ | LV | 50 kVA :Pole Substation | 0.05 | --> | 0.05 | 0 | 0 | Constrained, otherwise capacity available =48 kVA | --> | 0.048 | 0 | 0.002 | 0.046 | 0 |  | --> | C11 ex CASTLECOMER | Castlecomer [T41,T42] | BALLYRAGGET |  | 52.7876 | -7.1208
MV/LV Substation CA***014 |  | 10 kV | _ | LV | 630 kVA :Kiosk Substation | 0.63 | --> | 0.63 | 0 | 0 | Constrained, otherwise capacity available =337 kVA | --> | 0.598 | 0 | 0.016 | 0.5 | 0 |  | --> | C16 ex CASTLECOMER | Castlecomer [T41,T42] | BALLYRAGGET |  | 52.8056 | -7.2107
MV/LV Substation MO***015 |  | 20 kV | _ | LV | 200 kVA :Pole Substation | 0.2 | --> | 0.2 | 0.091 | 2.78 |  | --> | 0.19 | 0 | 0.005 | 0.201 | 0 |  | --> | E13 ex BALLYRAGGET | Ballyragget [T421,T422] | BALLYRAGGET |  | 52.7895 | -7.3363
MV/LV Substation DO***017 |  | 10 kV | _ | LV | 100 kVA :Pole Substation | 0.1 | --> | 0.1 | 0 | 0 | Constrained, otherwise capacity available =81 kVA | --> | 0.095 | 0 | 0 | 0.098 | 0 |  | --> | C16 ex CASTLECOMER | Castlecomer [T41,T42] | BALLYRAGGET |  | 52.7983 | -7.215
MV/LV Substation L/***020Y |  | 20 kV | _ | LV | 50 kVA :Pole Substation | 0.05 | --> | 0.05 | 0.045 | 2.78 |  | --> | 0.048 | 0 | 0 | 0.048 | 0 |  | --> | E13 ex BALLYRAGGET | Ballyragget [T421,T422] | BALLYRAGGET |  | 52.7483 | -7.3341
MV/LV Substation CO***023Y |  | 10 kV | _ | LV | 200 kVA :Kiosk Substation | 0.2 | --> | 0.2 | 0 | 0 | Constrained, otherwise capacity available =195 kVA | --> | 0.19 | 0 | 0 | 0.191 | 0 |  | --> | C11 ex CASTLECOMER | Castlecomer [T41,T42] | BALLYRAGGET |  | 52.7982 | -7.2104
MV/LV Substation GR***029 |  | 20 kV | _ | LV | 630 kVA :Kiosk Substation | 0.63 | --> | 0.63 | 0.447 | 2.78 |  | --> | 0.598 | 0 | 0.047 | 0.5 | 0 |  | --> | E13 ex BALLYRAGGET | Ballyragget [T421,T422] | BALLYRAGGET |  | 52.7866 | -7.3314
MV/LV Substation DI***030 |  | 10 kV | _ | LV | 200 kVA :Pole Substation | 0.2 | --> | 0.2 | 0 | 0 | Constrained, otherwise capacity available =148 kVA | --> | 0.19 | 0 | 0.011 | 0.189 | 0 |  | --> | C16 ex CASTLECOMER | Castlecomer [T41,T42] | BALLYRAGGET |  | 52.8003 | -7.2143
MV/LV Substation MU***032Y |  | 10 kV | _ | LV | 50 kVA :Pole Substation | 0.05 | --> | 0.05 | 0 | 0 | Constrained, otherwise capacity available =39 kVA | --> | 0.048 | 0 | 0.005 | 0.045 | 0 |  | --> | C11 ex CASTLECOMER | Castlecomer [T41,T42] | BALLYRAGGET |  | 52.7618 | -7.2002
MV/LV Substation NU***033 |  | 20 kV | _ | LV | 400 kVA :Kiosk Substation | 0.4 | --> | 0.4 | 0 | 0 | Constrained, otherwise capacity available =310 kVA | --> | 0.38 | 0 | 0 | 0 | 0 | Constrained, otherwise capacity available =392 kW | --> | E25 ex TALBOTS INCH | Talbots Inch [T41,T42] | KILKENNY |  | 52.7319 | -7.4046
MV/LV Substation CO***034 |  | 20 kV | _ | LV | 400 kVA :Kiosk Substation | 0.4 | --> | 0.4 | 0.345 | 2.78 |  | --> | 0.38 | 0 | 0.018 | 0.374 | 0 |  | --> | E13 ex BALLYRAGGET | Ballyragget [T421,T422] | BALLYRAGGET |  | 52.7889 | -7.3389
MV/LV Substation FR***035 |  | 20 kV | _ | LV | 200 kVA :Pole Substation | 0.2 | --> | 0.2 | 0.164 | 2.78 |  | --> | 0.19 | 0 | 0 | 0.195 | 0 |  | --> | E13 ex BALLYRAGGET | Ballyragget [T421,T422] | BALLYRAGGET |  | 52.7342 | -7.4007
MV/LV Substation CR***035Y |  | 10 kV | _ | LV | 50 kVA :Pole Substation | 0.05 | --> | 0.05 | 0 | 0 | Constrained, otherwise capacity available =50 kVA | --> | 0.048 | 0 | 0 | 0.048 | 0 |  | --> | C15 ex CASTLECOMER | Castlecomer [T41,T42] | BALLYRAGGET |  | 52.8451 | -7.1211
MV/LV Substation SA***038 |  | 10 kV | _ | LV | 200 kVA :Pole Substation | 0.2 | --> | 0.2 | 0 | 0 | Constrained, otherwise capacity available =162 kVA | --> | 0.19 | 0 | 0 | 0.195 | 0 |  | --> | C11 ex CASTLECOMER | Castlecomer [T41,T42] | BALLYRAGGET |  | 52.8078 | -7.202
MV/LV Substation MU***059Y |  | 10 kV | _ | LV | 50 kVA :Pole Substation | 0.05 | --> | 0.05 | 0 | 0 | Constrained, otherwise capacity available =48 kVA | --> | 0.048 | 0 | 0 | 0.048 | 0 |  | --> | C11 ex CASTLECOMER | Castlecomer [T41,T42] | BALLYRAGGET |  | 52.7437 | -7.2112
MV/LV Substation MA***060 |  | 10 kV | _ | LV | 100 kVA :Pole Substation | 0.1 | --> | 0.1 | 0 | 0 | Constrained, otherwise capacity available =37 kVA | --> | 0.095 | 0 | 0 | 0.103 | 0 |  | --> | C16 ex CASTLECOMER | Castlecomer [T41,T42] | BALLYRAGGET |  | 52.8048 | -7.2174
MV/LV Substation TH***065 |  | 20 kV | _ | LV | 50 kVA :Pole Substation | 0.05 | --> | 0.05 | 0.036 | 2.78 |  | --> | 0.048 | 0 | 0.005 | 0.046 | 0 |  | --> | E13 ex BALLYRAGGET | Ballyragget [T421,T422] | BALLYRAGGET |  | 52.7917 | -7.3326
MV/LV Substation BA***065Y |  | 10 kV | _ | LV | 400 kVA :Kiosk Substation | 0.4 | --> | 0.4 | 0 | 0 | Constrained, otherwise capacity available =387 kVA | --> | 0.38 | 0 | 0.03 | 0.36 | 0 |  | --> | C11 ex CASTLECOMER | Castlecomer [T41,T42] | BALLYRAGGET |  | 52.7878 | -7.2093
MV/LV Substation CR***067 |  | 10 kV | _ | LV | 200 kVA :Pole Substation | 0.2 | --> | 0.2 | 0 | 0 | Constrained, otherwise capacity available =199 kVA | --> | 0.19 | 0 | 0 | 0.19 | 0 |  | --> | C16 ex CASTLECOMER | Castlecomer [T41,T42] | BALLYRAGGET |  | 52.7572 | -7.2329
MV/LV Substation KI***070 |  | 20 kV | _ | LV | 200 kVA :Pole Substation | 0.2 | --> | 0.2 | 0.03 | 2.78 |  | --> | 0.19 | 0 | 0.071 | 0.159 | 0 |  | --> | E13 ex BALLYRAGGET | Ballyragget [T421,T422] | BALLYRAGGET |  | 52.733 | -7.3968
MV/LV Substation BR***071 |  | 20 kV | _ | LV | 50 kVA :Pole Substation | 0.05 | --> | 0.05 | 0.032 | 2.78 |  | --> | 0.048 | 0 | 0.025 | 0.031 | 0 |  | --> | E13 ex BALLYRAGGET | Ballyragget [T421,T422] | BALLYRAGGET |  | 52.7831 | -7.3308
MV/LV Substation SW***102X |  | 10 kV | _ | LV | 200 kVA :Pole Substation | 0.2 | --> | 0.2 | 0 | 0 | Constrained, otherwise capacity available =156 kVA | --> | 0.19 | 0 | 0.017 | 0.183 | 0 |  | --> | C15 ex CASTLECOMER | Castlecomer [T41,T42] | BALLYRAGGET |  | 52.8867 | -7.1578
MV/LV Substation CO***105X |  | 10 kV | _ | LV | 100 kVA :Pole Substation | 0.1 | --> | 0.1 | 0 | 0 | Constrained, otherwise capacity available =78 kVA | --> | 0.095 | 0 | 0 | 0.098 | 0 |  | --> | C15 ex CASTLECOMER | Castlecomer [T41,T42] | BALLYRAGGET |  | 52.8661 | -7.1651
MV/LV Substation QU***122X |  | 10 kV | _ | LV | 50 kVA :Pole Substation | 0.05 | --> | 0.05 | 0 | 0 | Constrained, otherwise capacity available =40 kVA | --> | 0.048 | 0 | 0 | 0.049 | 0 |  | --> | C16 ex CASTLECOMER | Castlecomer [T41,T42] | BALLYRAGGET |  | 52.811 | -7.2101
MV/LV Substation TA***131X |  | 20 kV | _ | LV | 100 kVA :Pole Substation | 0.1 | --> | 0.1 | 0.091 | 2.78 |  | --> | 0.095 | 0 | 0 | 0.096 | 0 |  | --> | E13 ex BALLYRAGGET | Ballyragget [T421,T422] | BALLYRAGGET |  | 52.7488 | -7.3984
MV/LV Substation GA***156X |  | 20 kV | _ | LV | 50 kVA :Pole Substation | 0.05 | --> | 0.05 | 0.038 | 2.78 |  | --> | 0.048 | 0 | 0.007 | 0.044 | 0 |  | --> | E13 ex BALLYRAGGET | Ballyragget [T421,T422] | BALLYRAGGET |  | 52.7682 | -7.4744
MV/LV Substation WO***169X |  | 20 kV | _ | LV | 200 kVA :Kiosk Substation | 0.2 | --> | 0.2 | 0 | 0 | Constrained, otherwise capacity available =169 kVA | --> | 0.19 | 0 | 0 | 0 | 0 | Constrained, otherwise capacity available =194 kW | --> | E25 ex TALBOTS INCH | Talbots Inch [T41,T42] | KILKENNY |  | 52.7306 | -7.4055
MV/LV Substation DR***170X |  | 10 kV | _ | LV | 100 kVA :Pole Substation | 0.1 | --> | 0.1 | 0 | 0 | Constrained, otherwise capacity available =69 kVA | --> | 0.095 | 0 | 0 | 0.099 | 0 |  | --> | C15 ex CASTLECOMER | Castlecomer [T41,T42] | BALLYRAGGET |  | 52.8775 | -7.0896
MV/LV Substation CO***192X |  | 10 kV | _ | LV | 50 kVA :Pole Substation | 0.05 | --> | 0.05 | 0 | 0 | Constrained, otherwise capacity available =39 kVA | --> | 0.048 | 0 | 0 | 0.049 | 0 |  | --> | C11 ex CASTLECOMER | Castlecomer [T41,T42] | BALLYRAGGET |  | 52.7858 | -7.1208
MV/LV Substation CO***215X |  | 10 kV | _ | LV | 50 kVA :Pole Substation | 0.05 | --> | 0.05 | 0 | 0 | Constrained, otherwise capacity available =47 kVA | --> | 0.048 | 0 | 0 | 0.048 | 0 |  | --> | C11 ex CASTLECOMER | Castlecomer [T41,T42] | BALLYRAGGET |  | 52.8231 | -7.1731
MV/LV Substation FR***240X |  | 20 kV | _ | LV | 200 kVA :Pole Substation | 0.2 | --> | 0.2 | 0.124 | 2.78 |  | --> | 0.19 | 0 | 0 | 0.2 | 0 |  | --> | E13 ex BALLYRAGGET | Ballyragget [T421,T422] | BALLYRAGGET |  | 52.7363 | -7.401
MV/LV Substation BA***261X |  | 10 kV | _ | LV | 200 kVA :Pole Substation | 0.2 | --> | 0.2 | 0 | 0 | Constrained, otherwise capacity available =57 kVA | --> | 0.19 | 0 | 0.005 | 0.205 | 0 |  | --> | C16 ex CASTLECOMER | Castlecomer [T41,T42] | BALLYRAGGET |  | 52.8053 | -7.2125
MV/LV Substation LI***266X |  | 20 kV | _ | LV | 50 kVA :Pole Substation | 0.05 | --> | 0.05 | 0.047 | 2.78 |  | --> | 0.048 | 0 | 0 | 0.048 | 0 |  | --> | E13 ex BALLYRAGGET | Ballyragget [T421,T422] | BALLYRAGGET |  | 52.7483 | -7.328
MV/LV Substation CH***267X |  | 10 kV | _ | LV | 100 kVA :Pole Substation | 0.1 | --> | 0.1 | 0 | 0 | Constrained, otherwise capacity available =76 kVA | --> | 0.095 | 0 | 0.003 | 0.096 | 0 |  | --> | C15 ex CASTLECOMER | Castlecomer [T41,T42] | BALLYRAGGET |  | 52.8711 | -7.1659
MV/LV Substation DO***278X |  | 10 kV | _ | LV | 200 kVA :Pole Substation | 0.2 | --> | 0.2 | 0 | 0 | Constrained, otherwise capacity available =188 kVA | --> | 0.19 | 0 | 0.015 | 0.18 | 0 |  | --> | C15 ex CASTLECOMER | Castlecomer [T41,T42] | BALLYRAGGET |  | 52.898 | -7.118
MV/LV Substation ST***279X |  | 20 kV | _ | LV | 50 kVA :Pole Substation | 0.05 | --> | 0.05 | 0.048 | 2.78 |  | --> | 0.048 | 0 | 0 | 0.048 | 0 |  | --> | E13 ex BALLYRAGGET | Ballyragget [T421,T422] | BALLYRAGGET |  | 52.7823 | -7.3352
MV/LV Substation CL***283X |  | 20 kV | _ | LV | 50 kVA :Pole Substation | 0.05 | --> | 0.05 | 0.046 | 2.78 |  | --> | 0.048 | 0 | 0.005 | 0.044 | 0 |  | --> | E13 ex BALLYRAGGET | Ballyragget [T421,T422] | BALLYRAGGET |  | 52.7557 | -7.4109
MV/LV Substation MA***295X |  | 10 kV | _ | LV | 200 kVA :Pole Substation | 0.2 | --> | 0.2 | 0 | 0 | Constrained, otherwise capacity available =77 kVA | --> | 0.19 | 0 | 0.031 | 0.183 | 0 |  | --> | C16 ex CASTLECOMER | Castlecomer [T41,T42] | BALLYRAGGET |  | 52.8006 | -7.212
MV/LV Substation MO***310X |  | 10 kV | _ | LV | 100 kVA :Pole Substation | 0.1 | --> | 0.1 | 0 | 0 | Constrained, otherwise capacity available =83 kVA | --> | 0.095 | 0 | 0.018 | 0.084 | 0 |  | --> | C11 ex CASTLECOMER | Castlecomer [T41,T42] | BALLYRAGGET |  | 52.8324 | -7.1621
MV/LV Substation MA***313X |  | 10 kV | _ | LV | 50 kVA :Pole Substation | 0.05 | --> | 0.05 | 0 | 0 | Constrained, otherwise capacity available =42 kVA | --> | 0.048 | 0 | 0 | 0.049 | 0 |  | --> | C15 ex CASTLECOMER | Castlecomer [T41,T42] | BALLYRAGGET |  | 52.8463 | -7.1673
MV/LV Substation MO***314X |  | 10 kV | _ | LV | 50 kVA :Pole Substation | 0.05 | --> | 0.05 | 0 | 0 | Constrained, otherwise capacity available =38 kVA | --> | 0.048 | 0 | 0 | 0.049 | 0 |  | --> | C11 ex CASTLECOMER | Castlecomer [T41,T42] | BALLYRAGGET |  | 52.8333 | -7.1855
MV/LV Substation LI***340X |  | 10 kV | _ | LV | 50 kVA :Pole Substation | 0.05 | --> | 0.05 | 0 | 0 | Constrained, otherwise capacity available =46 kVA | --> | 0.048 | 0 | 0 | 0.048 | 0 |  | --> | C16 ex CASTLECOMER | Castlecomer [T41,T42] | BALLYRAGGET |  | 52.7641 | -7.2309
MV/LV Substation CA***356X |  | 10 kV | _ | LV | 400 kVA :Kiosk Substation | 0.4 | --> | 0.4 | 0 | 0 | Constrained, otherwise capacity available =376 kVA | --> | 0.38 | 0 | 0.006 | 0.379 | 0 |  | --> | C16 ex CASTLECOMER | Castlecomer [T41,T42] | BALLYRAGGET |  | 52.8036 | -7.2151
MV/LV Substation CR***360X |  | 10 kV | _ | LV | 50 kVA :Pole Substation | 0.05 | --> | 0.05 | 0 | 0 | Constrained, otherwise capacity available =46 kVA | --> | 0.048 | 0 | 0 | 0.048 | 0 |  | --> | C15 ex CASTLECOMER | Castlecomer [T41,T42] | BALLYRAGGET |  | 52.8666 | -7.1049
MV/LV Substation BA***362X |  | 10 kV | _ | LV | 50 kVA :Pole Substation | 0.05 | --> | 0.05 | 0.042 | 2.78 |  | --> | 0.048 | 0 | 0 | 0.049 | 0 |  | --> | E16 ex BALLYRAGGET | Ballyragget [T421,T422] | BALLYRAGGET |  | 52.8067 | -7.3576
MV/LV Substation AV***375X |  | 10 kV | _ | LV | 50 kVA :Pole Substation | 0.05 | --> | 0.05 | 0.05 | 2.78 |  | --> | 0.048 | 0 | 0 | 0.048 | 0 |  | --> | E16 ex BALLYRAGGET | Ballyragget [T421,T422] | BALLYRAGGET |  | 52.7982 | -7.3605
MV/LV Substation AV***376X |  | 10 kV | _ | LV | 200 kVA :Pole Substation | 0.2 | --> | 0.2 | 0.16 | 2.78 |  | --> | 0.19 | 0 | 0 | 0.195 | 0 |  | --> | E16 ex BALLYRAGGET | Ballyragget [T421,T422] | BALLYRAGGET |  | 52.796 | -7.357
MV/LV Substation BA***377X |  | 10 kV | _ | LV | 100 kVA :Pole Substation | 0.1 | --> | 0.1 | 0.098 | 2.78 |  | --> | 0.095 | 0 | 0 | 0.095 | 0 |  | --> | E16 ex BALLYRAGGET | Ballyragget [T421,T422] | BALLYRAGGET |  | 52.7959 | -7.353
MV/LV Substation BR***379X |  | 10 kV | _ | LV | 50 kVA :Pole Substation | 0.05 | --> | 0.05 | 0.049 | 2.78 |  | --> | 0.048 | 0 | 0 | 0.048 | 0 |  | --> | E16 ex BALLYRAGGET | Ballyragget [T421,T422] | BALLYRAGGET |  | 52.8048 | -7.3411
MV/LV Substation BA***386X |  | 10 kV | _ | LV | 50 kVA :Pole Substation | 0.05 | --> | 0.05 | 0.049 | 2.78 |  | --> | 0.048 | 0 | 0 | 0.048 | 0 |  | --> | E16 ex BALLYRAGGET | Ballyragget [T421,T422] | BALLYRAGGET |  | 52.8189 | -7.3298
MV/LV Substation FO***4027 |  | 10 kV | _ | LV | 50 kVA :Pole Substation | 0.05 | --> | 0.05 | 0 | 0 | Constrained, otherwise capacity available =46 kVA | --> | 0.048 | 0 | 0 | 0.048 | 0 |  | --> | C16 ex CASTLECOMER | Castlecomer [T41,T42] | BALLYRAGGET |  | 52.7533 | -7.3073
MV/LV Substation AD***4038 |  | 20 kV | _ | LV | 50 kVA :Pole Substation | 0.05 | --> | 0.05 | 0.05 | 2.78 |  | --> | 0.048 | 0 | 0 | 0.048 | 0 |  | --> | E13 ex BALLYRAGGET | Ballyragget [T421,T422] | BALLYRAGGET |  | 52.7057 | -7.4333
MV/LV Substation SW***4041 |  | 10 kV | _ | LV | 50 kVA :Pole Substation | 0.05 | --> | 0.05 | 0 | 0 | Constrained, otherwise capacity available =45 kVA | --> | 0.048 | 0 | 0 | 0.048 | 0 |  | --> | C15 ex CASTLECOMER | Castlecomer [T41,T42] | BALLYRAGGET |  | 52.886 | -7.1547
MV/LV Substation DA***4070 |  | 10 kV | _ | LV | 50 kVA :Pole Substation | 0.05 | --> | 0.05 | 0 | 0 | Constrained, otherwise capacity available =47 kVA | --> | 0.048 | 0 | 0 | 0.048 | 0 |  | --> | C11 ex CASTLECOMER | Castlecomer [T41,T42] | BALLYRAGGET |  | 52.7696 | -7.2114
MV/LV Substation HO***4093 |  | 10 kV | _ | LV | 50 kVA :Pole Substation | 0.05 | --> | 0.05 | 0 | 0 | Constrained, otherwise capacity available =41 kVA | --> | 0.048 | 0 | 0 | 0.049 | 0 |  | --> | C15 ex CASTLECOMER | Castlecomer [T41,T42] | BALLYRAGGET |  | 52.8713 | -7.0967
MV/LV Substation FR***4096 |  | 20 kV | _ | LV | 100 kVA :Pole Substation | 0.1 | --> | 0.1 | 0.089 | 2.78 |  | --> | 0.095 | 0 | 0 | 0.096 | 0 |  | --> | E13 ex BALLYRAGGET | Ballyragget [T421,T422] | BALLYRAGGET |  | 52.7336 | -7.383
MV/LV Substation WI***4121 |  | 10 kV | _ | LV | 200 kVA :Pole Substation | 0.2 | --> | 0.2 | 0 | 0 | Constrained, otherwise capacity available =141 kVA | --> | 0.19 | 0 | 0 | 0.198 | 0 |  | --> | C15 ex CASTLECOMER | Castlecomer [T41,T42] | BALLYRAGGET |  | 52.8452 | -7.0838
MV/LV Substation LI***4125 |  | 10 kV | _ | LV | 50 kVA :Pole Substation | 0.05 | --> | 0.05 | 0 | 0 | Constrained, otherwise capacity available =42 kVA | --> | 0.048 | 0 | 0 | 0.048 | 0 |  | --> | C11 ex CASTLECOMER | Castlecomer [T41,T42] | BALLYRAGGET |  | 52.8214 | -7.1617
MV/LV Substation MO***4161 |  | 10 kV | _ | LV | 630 kVA :Building Structure | 0.63 | --> | 0.63 | 0 | 0 | Constrained, otherwise capacity available =585 kVA | --> | 0.598 | 0 | 0.1 | 0.5 | 0 |  | --> | C16 ex CASTLECOMER | Castlecomer [T41,T42] | BALLYRAGGET |  | 52.808 | -7.2053
MV/LV Substation AV***4168 |  | 10 kV | _ | LV | 200 kVA :Building Structure | 0.2 | --> | 0.2 | 0 | 0 | Constrained, otherwise capacity available =143 kVA | --> | 0.19 | 0 | 0 | 0.198 | 0 |  | --> | C16 ex CASTLECOMER | Castlecomer [T41,T42] | BALLYRAGGET |  | 52.8063 | -7.2066
MV/LV Substation OL***4176 |  | 10 kV | _ | LV | 50 kVA :Pole Substation | 0.05 | --> | 0.05 | 0.039 | 2.78 |  | --> | 0.048 | 0 | 0 | 0.049 | 0 |  | --> | E16 ex BALLYRAGGET | Ballyragget [T421,T422] | BALLYRAGGET |  | 52.8009 | -7.3676
MV/LV Substation GL***4181 |  | 10 kV | _ | LV | 200 kVA :Kiosk Substation | 0.2 | --> | 0.2 | 0 | 0 | Constrained, otherwise capacity available =164 kVA | --> | 0.19 | 0 | 0 | 0.195 | 0 |  | --> | C16 ex CASTLECOMER | Castlecomer [T41,T42] | BALLYRAGGET |  | 52.8053 | -7.2187
MV/LV Substation CR***4186 |  | 10 kV | _ | LV | 200 kVA :Pole Substation | 0.2 | --> | 0.2 | 0 | 0 | Constrained, otherwise capacity available =145 kVA | --> | 0.19 | 0 | 0 | 0.197 | 0 |  | --> | C15 ex CASTLECOMER | Castlecomer [T41,T42] | BALLYRAGGET |  | 52.8656 | -7.1151
MV/LV Substation CA***4188 |  | 10 kV | _ | LV | 50 kVA :Pole Substation | 0.05 | --> | 0.05 | 0 | 0 | Constrained, otherwise capacity available =50 kVA | --> | 0.048 | 0 | 0 | 0.048 | 0 |  | --> | C16 ex CASTLECOMER | Castlecomer [T41,T42] | BALLYRAGGET |  | 52.8104 | -7.2054
MV/LV Substation CL***418X |  | 10 kV | _ | LV | 50 kVA :Pole Substation | 0.05 | --> | 0.05 | 0 | 0 | Constrained, otherwise capacity available =34 kVA | --> | 0.048 | 0 | 0 | 0.05 | 0 |  | --> | C15 ex CASTLECOMER | Castlecomer [T41,T42] | BALLYRAGGET |  | 52.8619 | -7.1644
MV/LV Substation GA***4192 |  | 10 kV | _ | LV | 50 kVA :Pole Substation | 0.05 | --> | 0.05 | 0 | 0 | Constrained, otherwise capacity available =42 kVA | --> | 0.048 | 0 | 0.02 | 0.034 | 0 |  | --> | C15 ex CASTLECOMER | Castlecomer [T41,T42] | BALLYRAGGET |  | 52.8405 | -7.1123
MV/LV Substation DO***4193 |  | 10 kV | _ | LV | 50 kVA :Pole Substation | 0.05 | --> | 0.05 | 0 | 0 | Constrained, otherwise capacity available =50 kVA | --> | 0.048 | 0 | 0 | 0.048 | 0 |  | --> | C16 ex CASTLECOMER | Castlecomer [T41,T42] | BALLYRAGGET |  | 52.797 | -7.2289
MV/LV Substation BA***4203 |  | 10 kV | _ | LV | 50 kVA :Pole Substation | 0.05 | --> | 0.05 | 0 | 0 | Constrained, otherwise capacity available =48 kVA | --> | 0.048 | 0 | 0 | 0.048 | 0 |  | --> | C11 ex CASTLECOMER | Castlecomer [T41,T42] | BALLYRAGGET |  | 52.79 | -7.2119
MV/LV Substation CO***4204 |  | 20 kV | _ | LV | 50 kVA :Pole Substation | 0.05 | --> | 0.05 | 0.047 | 2.78 |  | --> | 0.048 | 0 | 0 | 0.048 | 0 |  | --> | E13 ex BALLYRAGGET | Ballyragget [T421,T422] | BALLYRAGGET |  | 52.7646 | -7.4637
MV/LV Substation CL***4234 |  | 20 kV | _ | LV | 50 kVA :Pole Substation | 0.05 | --> | 0.05 | 0.032 | 2.78 |  | --> | 0.048 | 0 | 0 | 0.05 | 0 |  | --> | E13 ex BALLYRAGGET | Ballyragget [T421,T422] | BALLYRAGGET |  | 52.7536 | -7.3823
MV/LV Substation BA***4239 |  | 10 kV | _ | LV | 50 kVA :Pole Substation | 0.05 | --> | 0.05 | 0 | 0 | Constrained, otherwise capacity available =50 kVA | --> | 0.048 | 0 | 0 | 0.048 | 0 |  | --> | C16 ex CASTLECOMER | Castlecomer [T41,T42] | BALLYRAGGET |  | 52.8344 | -7.2315
MV/LV Substation RA***4240 |  | 20 kV | _ | LV | 50 kVA :Pole Substation | 0.05 | --> | 0.05 | 0.04 | 2.78 |  | --> | 0.048 | 0 | 0.02 | 0.034 | 0 |  | --> | E13 ex BALLYRAGGET | Ballyragget [T421,T422] | BALLYRAGGET |  | 52.6952 | -7.4252
MV/LV Substation HO***4247 |  | 10 kV | _ | LV | 50 kVA :Pole Substation | 0.05 | --> | 0.05 | 0 | 0 | Constrained, otherwise capacity available =47 kVA | --> | 0.048 | 0 | 0 | 0.048 | 0 |  | --> | C15 ex CASTLECOMER | Castlecomer [T41,T42] | BALLYRAGGET |  | 52.8684 | -7.1026
MV/LV Substation B/***4271 |  | 20 kV | _ | LV | 50 kVA :Pole Substation | 0.05 | --> | 0.05 | 0.05 | 2.78 |  | --> | 0.048 | 0 | 0 | 0.048 | 0 |  | --> | E13 ex BALLYRAGGET | Ballyragget [T421,T422] | BALLYRAGGET |  | 52.7988 | -7.3415
MV/LV Substation 01***4274 |  | 10 kV | _ | LV | 100 kVA :Pole Substation | 0.1 | --> | 0.1 | 0 | 0 | Constrained, otherwise capacity available =100 kVA | --> | 0.095 | 0 | 0 | 0.095 | 0 |  | --> | C16 ex CASTLECOMER | Castlecomer [T41,T42] | BALLYRAGGET |  | 52.8039 | -7.2143
MV/LV Substation CO***4280 |  | 10 kV | _ | LV | 50 kVA :Pole Substation | 0.05 | --> | 0.05 | 0 | 0 | Constrained, otherwise capacity available =50 kVA | --> | 0.048 | 0 | 0 | 0.048 | 0 |  | --> | C11 ex CASTLECOMER | Castlecomer [T41,T42] | BALLYRAGGET |  | 52.8234 | -7.1746
MV/LV Substation LI***434X |  | 20 kV | _ | LV | 200 kVA :Pole Substation | 0.2 | --> | 0.2 | 0.192 | 2.78 |  | --> | 0.19 | 0 | 0 | 0.191 | 0 |  | --> | E13 ex BALLYRAGGET | Ballyragget [T421,T422] | BALLYRAGGET |  | 52.7491 | -7.3277
MV/LV Substation MO***455X |  | 10 kV | _ | LV | 50 kVA :Pole Substation | 0.05 | --> | 0.05 | 0 | 0 | Constrained, otherwise capacity available =38 kVA | --> | 0.048 | 0 | 0 | 0.049 | 0 |  | --> | C11 ex CASTLECOMER | Castlecomer [T41,T42] | BALLYRAGGET |  | 52.8371 | -7.1575
MV/LV Substation SW***460X |  | 10 kV | _ | LV | 50 kVA :Pole Substation | 0.05 | --> | 0.05 | 0 | 0 | Constrained, otherwise capacity available =46 kVA | --> | 0.048 | 0 | 0.005 | 0.044 | 0 |  | --> | C15 ex CASTLECOMER | Castlecomer [T41,T42] | BALLYRAGGET |  | 52.8746 | -7.1688
MV/LV Substation GR***464 |  | 20 kV | _ | LV | 50 kVA :Pole Substation | 0.05 | --> | 0.05 | 0.044 | 2.78 |  | --> | 0.048 | 0 | 0.003 | 0.046 | 0 |  | --> | E13 ex BALLYRAGGET | Ballyragget [T421,T422] | BALLYRAGGET |  | 52.7499 | -7.392
MV/LV Substation DO***468X |  | 10 kV | _ | LV | 50 kVA :Pole Substation | 0.05 | --> | 0.05 | 0 | 0 | Constrained, otherwise capacity available =35 kVA | --> | 0.048 | 0 | 0.007 | 0.044 | 0 |  | --> | C16 ex CASTLECOMER | Castlecomer [T41,T42] | BALLYRAGGET |  | 52.8014 | -7.2165
MV/LV Substation AR***480X |  | 10 kV | _ | LV | 100 kVA :Pole Substation | 0.1 | --> | 0.1 | 0 | 0 | Constrained, otherwise capacity available =98 kVA | --> | 0.095 | 0 | 0 | 0.095 | 0 |  | --> | C11 ex CASTLECOMER | Castlecomer [T41,T42] | BALLYRAGGET |  | 52.8123 | -7.1918
MV/LV Substation CL***494 |  | 20 kV | _ | LV | 100 kVA :Pole Substation | 0.1 | --> | 0.1 | 0 | 0 | Constrained, otherwise capacity available =97 kVA | --> | 0.095 | 0 | 0 | 0 | 0 | Constrained, otherwise capacity available =96 kW | --> | E25 ex TALBOTS INCH | Talbots Inch [T41,T42] | KILKENNY |  | 52.7184 | -7.3741
MV/LV Substation CO***508X |  | 10 kV | _ | LV | 50 kVA :Pole Substation | 0.05 | --> | 0.05 | 0.044 | 2.78 |  | --> | 0.048 | 0 | 0.016 | 0.036 | 0 |  | --> | E16 ex BALLYRAGGET | Ballyragget [T421,T422] | BALLYRAGGET |  | 52.813 | -7.3399
MV/LV Substation MU***514 |  | 10 kV | _ | LV | 50 kVA :Pole Substation | 0.05 | --> | 0.05 | 0 | 0 | Constrained, otherwise capacity available =38 kVA | --> | 0.048 | 0 | 0 | 0.049 | 0 |  | --> | C11 ex CASTLECOMER | Castlecomer [T41,T42] | BALLYRAGGET |  | 52.745 | -7.2074
MV/LV Substation SE***519X |  | 10 kV | _ | LV | 50 kVA :Pole Substation | 0.05 | --> | 0.05 | 0.037 | 2.78 |  | --> | 0.048 | 0 | 0 | 0.049 | 0 |  | --> | E16 ex BALLYRAGGET | Ballyragget [T421,T422] | BALLYRAGGET |  | 52.814 | -7.3611
MV/LV Substation RE***527X |  | 10 kV | _ | LV | 50 kVA :Pole Substation | 0.05 | --> | 0.05 | 0 | 0 | Constrained, otherwise capacity available =33 kVA | --> | 0.048 | 0 | 0 | 0.05 | 0 |  | --> | C15 ex CASTLECOMER | Castlecomer [T41,T42] | BALLYRAGGET |  | 52.8676 | -7.1657
MV/LV Substation AI***532X |  | 20 kV | _ | LV | 200 kVA :Pole Substation | 0.2 | --> | 0.2 | 0.164 | 2.78 |  | --> | 0.19 | 0 | 0 | 0.195 | 0 |  | --> | E13 ex BALLYRAGGET | Ballyragget [T421,T422] | BALLYRAGGET |  | 52.7848 | -7.3373
MV/LV Substation KN***537 |  | 10 kV | _ | LV | 50 kVA :Pole Substation | 0.05 | --> | 0.05 | 0 | 0 | Constrained, otherwise capacity available =48 kVA | --> | 0.048 | 0 | 0.004 | 0.045 | 0 |  | --> | C11 ex CASTLECOMER | Castlecomer [T41,T42] | BALLYRAGGET |  | 52.788 | -7.1725
MV/LV Substation BA***551X |  | 20 kV | _ | LV | 50 kVA :Pole Substation | 0.05 | --> | 0.05 | 0.032 | 2.78 |  | --> | 0.048 | 0 | 0 | 0.05 | 0 |  | --> | E13 ex BALLYRAGGET | Ballyragget [T421,T422] | BALLYRAGGET |  | 52.7832 | -7.3655
MV/LV Substation CO***554X |  | 10 kV | _ | LV | 100 kVA :Pole Substation | 0.1 | --> | 0.1 | 0 | 0 | Constrained, otherwise capacity available =56 kVA | --> | 0.095 | 0 | 0 | 0.101 | 0 |  | --> | C11 ex CASTLECOMER | Castlecomer [T41,T42] | BALLYRAGGET |  | 52.8012 | -7.121
MV/LV Substation CO***566 |  | 10 kV | _ | LV | 50 kVA :Pole Substation | 0.05 | --> | 0.05 | 0 | 0 | Constrained, otherwise capacity available =41 kVA | --> | 0.048 | 0 | 0 | 0.049 | 0 |  | --> | C11 ex CASTLECOMER | Castlecomer [T41,T42] | BALLYRAGGET |  | 52.7867 | -7.1162
MV/LV Substation NE***573 |  | 10 kV | _ | LV | 50 kVA :Pole Substation | 0.05 | --> | 0.05 | 0 | 0 | Constrained, otherwise capacity available =37 kVA | --> | 0.048 | 0 | 0 | 0.049 | 0 |  | --> | C15 ex CASTLECOMER | Castlecomer [T41,T42] | BALLYRAGGET |  | 52.863 | -7.1085
MV/LV Substation BO***579 |  | 20 kV | _ | LV | 200 kVA :Pole Substation | 0.2 | --> | 0.2 | 0.173 | 2.78 |  | --> | 0.19 | 0 | 0 | 0.194 | 0 |  | --> | E13 ex BALLYRAGGET | Ballyragget [T421,T422] | BALLYRAGGET |  | 52.7356 | -7.3997
MV/LV Substation MO***581 |  | 20 kV | _ | LV | 50 kVA :Pole Substation | 0.05 | --> | 0.05 | 0.032 | 2.78 |  | --> | 0.048 | 0 | 0 | 0.05 | 0 |  | --> | E13 ex BALLYRAGGET | Ballyragget [T421,T422] | BALLYRAGGET |  | 52.7354 | -7.3899
MV/LV Substation AG***604 |  | 10 kV | _ | LV | 50 kVA :Pole Substation | 0.05 | --> | 0.05 | 0 | 0 | Constrained, otherwise capacity available =35 kVA | --> | 0.048 | 0 | 0.004 | 0.046 | 0 |  | --> | C11 ex CASTLECOMER | Castlecomer [T41,T42] | BALLYRAGGET |  | 52.8089 | -7.1897
MV/LV Substation SE***618X |  | 10 kV | _ | LV | 200 kVA :Pole Substation | 0.2 | --> | 0.2 | 0 | 0 | Constrained, otherwise capacity available =178 kVA | --> | 0.19 | 0 | 0 | 0.193 | 0 |  | --> | C11 ex CASTLECOMER | Castlecomer [T41,T42] | BALLYRAGGET |  | 52.7949 | -7.2073
MV/LV Substation GO***621 |  | 10 kV | _ | LV | 100 kVA :Pole Substation | 0.1 | --> | 0.1 | 0 | 0 | Constrained, otherwise capacity available =87 kVA | --> | 0.095 | 0 | 0 | 0.097 | 0 |  | --> | C15 ex CASTLECOMER | Castlecomer [T41,T42] | BALLYRAGGET |  | 52.8267 | -7.1306
MV/LV Substation CR***626 |  | 10 kV | _ | LV | 50 kVA :Pole Substation | 0.05 | --> | 0.05 | 0 | 0 | Constrained, otherwise capacity available =35 kVA | --> | 0.048 | 0 | 0 | 0.05 | 0 |  | --> | C15 ex CASTLECOMER | Castlecomer [T41,T42] | BALLYRAGGET |  | 52.8454 | -7.1272
MV/LV Substation BA***631X |  | 20 kV | _ | LV | 100 kVA :Pole Substation | 0.1 | --> | 0.1 | 0 | 0 | Constrained, otherwise capacity available =85 kVA | --> | 0.095 | 0 | 0 | 0 | 0 | Constrained, otherwise capacity available =97 kW | --> | E25 ex TALBOTS INCH | Talbots Inch [T41,T42] | KILKENNY |  | 52.6886 | -7.3747
MV/LV Substation MO***638X |  | 10 kV | _ | LV | 50 kVA :Pole Substation | 0.05 | --> | 0.05 | 0 | 0 | Constrained, otherwise capacity available =40 kVA | --> | 0.048 | 0 | 0.005 | 0.045 | 0 |  | --> | C11 ex CASTLECOMER | Castlecomer [T41,T42] | BALLYRAGGET |  | 52.839 | -7.072
MV/LV Substation OA***641X |  | 10 kV | _ | LV | 200 kVA :Kiosk Substation | 0.2 | --> | 0.2 | 0 | 0 | Constrained, otherwise capacity available =146 kVA | --> | 0.19 | 0 | 0.006 | 0.193 | 0 |  | --> | C11 ex CASTLECOMER | Castlecomer [T41,T42] | BALLYRAGGET |  | 52.796 | -7.2129
MV/LV Substation JU***652X |  | 10 kV | _ | LV | 50 kVA :Pole Substation | 0.05 | --> | 0.05 | 0 | 0 | Constrained, otherwise capacity available =40 kVA | --> | 0.048 | 0 | 0 | 0.049 | 0 |  | --> | C11 ex CASTLECOMER | Castlecomer [T41,T42] | BALLYRAGGET |  | 52.7586 | -7.2233
MV/LV Substation KK***669X |  | 20 kV | _ | LV | 400 kVA :Building Structure | 0.4 | --> | 0.4 | 0.389 | 2.78 |  | --> | 0.38 | 0 | 0 | 0.382 | 0 |  | --> | E13 ex BALLYRAGGET | Ballyragget [T421,T422] | BALLYRAGGET |  | 52.741 | -7.3494
MV/LV Substation CO***687X |  | 10 kV | _ | LV | 50 kVA :Pole Substation | 0.05 | --> | 0.05 | 0 | 0 | Constrained, otherwise capacity available =41 kVA | --> | 0.048 | 0 | 0 | 0.049 | 0 |  | --> | C11 ex CASTLECOMER | Castlecomer [T41,T42] | BALLYRAGGET |  | 52.7891 | -7.1424
MV/LV Substation CL***692 |  | 10 kV | _ | LV | 100 kVA :Pole Substation | 0.1 | --> | 0.1 | 0 | 0 | Constrained, otherwise capacity available =58 kVA | --> | 0.095 | 0 | 0.002 | 0.099 | 0 |  | --> | C11 ex CASTLECOMER | Castlecomer [T41,T42] | BALLYRAGGET |  | 52.8331 | -7.1914
MV/LV Substation KI***694 |  | 10 kV | _ | LV | 50 kVA :Pole Substation | 0.05 | --> | 0.05 | 0 | 0 | Constrained, otherwise capacity available =38 kVA | --> | 0.048 | 0 | 0 | 0.049 | 0 |  | --> | C16 ex CASTLECOMER | Castlecomer [T41,T42] | BALLYRAGGET |  | 52.8194 | -7.229
MV/LV Substation TO***707 |  | 20 kV | _ | LV | 50 kVA :Pole Substation | 0.05 | --> | 0.05 | 0.035 | 2.78 |  | --> | 0.048 | 0 | 0 | 0.049 | 0 |  | --> | E13 ex BALLYRAGGET | Ballyragget [T421,T422] | BALLYRAGGET |  | 52.7346 | -7.426
MV/LV Substation BA***726X |  | 10 kV | _ | LV | 50 kVA :Pole Substation | 0.05 | --> | 0.05 | 0 | 0 | Constrained, otherwise capacity available =49 kVA | --> | 0.048 | 0 | 0 | 0.048 | 0 |  | --> | C15 ex CASTLECOMER | Castlecomer [T41,T42] | BALLYRAGGET |  | 52.8965 | -7.1219
MV/LV Substation GO***731X |  | 10 kV | _ | LV | 100 kVA :Pole Substation | 0.1 | --> | 0.1 | 0 | 0 | Constrained, otherwise capacity available =83 kVA | --> | 0.095 | 0 | 0 | 0.097 | 0 |  | --> | C15 ex CASTLECOMER | Castlecomer [T41,T42] | BALLYRAGGET |  | 52.8258 | -7.1364
MV/LV Substation WO***736 |  | 20 kV | _ | LV | 50 kVA :Pole Substation | 0.05 | --> | 0.05 | 0.021 | 2.78 |  | --> | 0.048 | 0 | 0 | 0.051 | 0 |  | --> | E13 ex BALLYRAGGET | Ballyragget [T421,T422] | BALLYRAGGET |  | 52.7198 | -7.5108
MV/LV Substation GO***751X |  | 10 kV | _ | LV | 100 kVA :Pole Substation | 0.1 | --> | 0.1 | 0 | 0 | Constrained, otherwise capacity available =100 kVA | --> | 0.095 | 0 | 0 | 0.095 | 0 |  | --> | C15 ex CASTLECOMER | Castlecomer [T41,T42] | BALLYRAGGET |  | 52.8202 | -7.1315
MV/LV Substation MU***762 |  | 10 kV | _ | LV | 100 kVA :Pole Substation | 0.1 | --> | 0.1 | 0 | 0 | Constrained, otherwise capacity available =90 kVA | --> | 0.095 | 0 | 0 | 0.096 | 0 |  | --> | C11 ex CASTLECOMER | Castlecomer [T41,T42] | BALLYRAGGET |  | 52.7568 | -7.1937
MV/LV Substation TH***770X |  | 10 kV | _ | LV | 200 kVA :Kiosk Substation | 0.2 | --> | 0.2 | 0 | 0 | Constrained, otherwise capacity available =169 kVA | --> | 0.19 | 0 | 0.015 | 0.183 | 0 |  | --> | C11 ex CASTLECOMER | Castlecomer [T41,T42] | BALLYRAGGET |  | 52.7978 | -7.2138
MV/LV Substation DO***780X |  | 10 kV | _ | LV | 100 kVA :Pole Substation | 0.1 | --> | 0.1 | 0 | 0 | Constrained, otherwise capacity available =93 kVA | --> | 0.095 | 0 | 0 | 0.096 | 0 |  | --> | C15 ex CASTLECOMER | Castlecomer [T41,T42] | BALLYRAGGET |  | 52.8664 | -7.1234
MV/LV Substation SE***783 |  | 20 kV | _ | LV | 50 kVA :Pole Substation | 0.05 | --> | 0.05 | 0.033 | 2.78 |  | --> | 0.048 | 0 | 0 | 0.05 | 0 |  | --> | E13 ex BALLYRAGGET | Ballyragget [T421,T422] | BALLYRAGGET |  | 52.786 | -7.3747
MV/LV Substation MO***783X |  | 20 kV | _ | LV | 50 kVA :Pole Substation | 0.05 | --> | 0.05 | 0.041 | 2.78 |  | --> | 0.048 | 0 | 0 | 0.049 | 0 |  | --> | E13 ex BALLYRAGGET | Ballyragget [T421,T422] | BALLYRAGGET |  | 52.7924 | -7.34
MV/LV Substation OL***788X |  | 20 kV | _ | LV | 50 kVA :Pole Substation | 0.05 | --> | 0.05 | 0.031 | 2.78 |  | --> | 0.048 | 0 | 0 | 0.05 | 0 |  | --> | E13 ex BALLYRAGGET | Ballyragget [T421,T422] | BALLYRAGGET |  | 52.7811 | -7.3393
MV/LV Substation ER***795X |  | 10 kV | _ | LV | 100 kVA :Pole Substation | 0.1 | --> | 0.1 | 0 | 0 | Constrained, otherwise capacity available =97 kVA | --> | 0.095 | 0 | 0 | 0.095 | 0 |  | --> | C11 ex CASTLECOMER | Castlecomer [T41,T42] | BALLYRAGGET |  | 52.7851 | -7.2121
MV/LV Substation TO***807X |  | 10 kV | _ | LV | 50 kVA :Pole Substation | 0.05 | --> | 0.05 | 0 | 0 | Constrained, otherwise capacity available =41 kVA | --> | 0.048 | 0 | 0 | 0.049 | 0 |  | --> | C15 ex CASTLECOMER | Castlecomer [T41,T42] | BALLYRAGGET |  | 52.8566 | -7.0703
MV/LV Substation MA***821X |  | 10 kV | _ | LV | 100 kVA :Pole Substation | 0.1 | --> | 0.1 | 0 | 0 | Constrained, otherwise capacity available =91 kVA | --> | 0.095 | 0 | 0.011 | 0.088 | 0 |  | --> | C15 ex CASTLECOMER | Castlecomer [T41,T42] | BALLYRAGGET |  | 52.8469 | -7.0887
MV/LV Substation CO***829 |  | 10 kV | _ | LV | 400 kVA :Building Structure | 0.4 | --> | 0.4 | 0 | 0 | Constrained, otherwise capacity available =389 kVA | --> | 0.38 | 0 | 0 | 0.382 | 0 |  | --> | C11 ex CASTLECOMER | Castlecomer [T41,T42] | BALLYRAGGET |  | 52.7865 | -7.2104
MV/LV Substation GA***834 |  | 10 kV | _ | LV | 200 kVA :Pole Substation | 0.2 | --> | 0.2 | 0 | 0 | Constrained, otherwise capacity available =163 kVA | --> | 0.19 | 0 | 0.019 | 0.181 | 0 |  | --> | C15 ex CASTLECOMER | Castlecomer [T41,T42] | BALLYRAGGET |  | 52.8404 | -7.1535
MV/LV Substation SY***836 |  | 10 kV | _ | LV | 200 kVA :Pole Substation | 0.2 | --> | 0.2 | 0 | 0 | Constrained, otherwise capacity available =182 kVA | --> | 0.19 | 0 | 0 | 0.192 | 0 |  | --> | C11 ex CASTLECOMER | Castlecomer [T41,T42] | BALLYRAGGET |  | 52.8251 | -7.168
MV/LV Substation OA***840 |  | 10 kV | _ | LV | 200 kVA :Kiosk Substation | 0.2 | --> | 0.2 | 0 | 0 | Constrained, otherwise capacity available =95 kVA | --> | 0.19 | 0 | 0.029 | 0.182 | 0 |  | --> | C11 ex CASTLECOMER | Castlecomer [T41,T42] | BALLYRAGGET |  | 52.7974 | -7.2117
MV/LV Substation MU***848 |  | 10 kV | _ | LV | 100 kVA :Pole Substation | 0.1 | --> | 0.1 | 0 | 0 | Constrained, otherwise capacity available =85 kVA | --> | 0.095 | 0 | 0 | 0.097 | 0 |  | --> | C11 ex CASTLECOMER | Castlecomer [T41,T42] | BALLYRAGGET |  | 52.7476 | -7.1755
MV/LV Substation SW***850X |  | 10 kV | _ | LV | 50 kVA :Pole Substation | 0.05 | --> | 0.05 | 0.039 | 2.78 |  | --> | 0.048 | 0 | 0 | 0.049 | 0 |  | --> | E13 ex BALLYRAGGET | Ballyragget [T421,T422] | BALLYRAGGET |  | 52.745 | -7.3186
MV/LV Substation ST***869 |  | 20 kV | _ | LV | 630 kVA :Building Structure | 0.63 | --> | 0.63 | 0 | 0 | Constrained, otherwise capacity available =137 kVA | --> | 0.598 | 0 | 0 | 0 | 0 | Constrained, otherwise capacity available =607 kW | --> | E25 ex TALBOTS INCH | Talbots Inch [T41,T42] | KILKENNY |  | 52.7253 | -7.4048
MV/LV Substation BA***870X |  | 10 kV | _ | LV | 50 kVA :Pole Substation | 0.05 | --> | 0.05 | 0 | 0 | Constrained, otherwise capacity available =49 kVA | --> | 0.048 | 0 | 0 | 0.048 | 0 |  | --> | C11 ex CASTLECOMER | Castlecomer [T41,T42] | BALLYRAGGET |  | 52.7833 | -7.2111
MV/LV Substation FR***872X |  | 20 kV | _ | LV | 50 kVA :Pole Substation | 0.05 | --> | 0.05 | 0.044 | 2.78 |  | --> | 0.048 | 0 | 0 | 0.048 | 0 |  | --> | E13 ex BALLYRAGGET | Ballyragget [T421,T422] | BALLYRAGGET |  | 52.7347 | -7.4023
MV/LV Substation PA***875 |  | 20 kV | _ | LV | 50 kVA :Pole Substation | 0.05 | --> | 0.05 | 0.044 | 2.78 |  | --> | 0.048 | 0 | 0 | 0.048 | 0 |  | --> | E13 ex BALLYRAGGET | Ballyragget [T421,T422] | BALLYRAGGET |  | 52.7897 | -7.3532
MV/LV Substation TH***875X |  | 10 kV | _ | LV | 200 kVA :Pole Substation | 0.2 | --> | 0.2 | 0 | 0 | Constrained, otherwise capacity available =162 kVA | --> | 0.19 | 0 | 0.003 | 0.193 | 0 |  | --> | C15 ex CASTLECOMER | Castlecomer [T41,T42] | BALLYRAGGET |  | 52.885 | -7.1577
MV/LV Substation FA***879 |  | 10 kV | _ | LV | 50 kVA :Pole Substation | 0.05 | --> | 0.05 | 0 | 0 | Constrained, otherwise capacity available =36 kVA | --> | 0.048 | 0 | 0 | 0.049 | 0 |  | --> | C15 ex CASTLECOMER | Castlecomer [T41,T42] | BALLYRAGGET |  | 52.8669 | -7.1282
MV/LV Substation KI***880 |  | 20 kV | _ | LV | 50 kVA :Pole Substation | 0.05 | --> | 0.05 | 0.048 | 2.78 |  | --> | 0.048 | 0 | 0 | 0.048 | 0 |  | --> | E13 ex BALLYRAGGET | Ballyragget [T421,T422] | BALLYRAGGET |  | 52.7295 | -7.4385
MV/LV Substation CO***882X |  | 10 kV | _ | LV | 630 kVA :Kiosk Substation | 0.63 | --> | 0.63 | 0 | 0 | Constrained, otherwise capacity available =611 kVA | --> | 0.598 | 0 | 0 | 0.5 | 0 |  | --> | C11 ex CASTLECOMER | Castlecomer [T41,T42] | BALLYRAGGET |  | 52.7875 | -7.2098
MV/LV Substation FR***892X |  | 20 kV | _ | LV | 400 kVA :Kiosk Substation | 0.4 | --> | 0.4 | 0 | 0 | Constrained, otherwise capacity available =393 kVA | --> | 0.38 | 0 | 0 | 0 | 0 | Constrained, otherwise capacity available =381 kW | --> | E25 ex TALBOTS INCH | Talbots Inch [T41,T42] | KILKENNY |  | 52.7322 | -7.4016
MV/LV Substation MC***900 |  | 10 kV | _ | LV | 200 kVA :Pole Substation | 0.2 | --> | 0.2 | 0 | 0 | Constrained, otherwise capacity available =197 kVA | --> | 0.19 | 0 | 0 | 0.19 | 0 |  | --> | C15 ex CASTLECOMER | Castlecomer [T41,T42] | BALLYRAGGET |  | 52.8639 | -7.1064
MV/LV Substation CL***901 |  | 10 kV | _ | LV | 100 kVA :Pole Substation | 0.1 | --> | 0.1 | 0 | 0 | Constrained, otherwise capacity available =79 kVA | --> | 0.095 | 0 | 0.005 | 0.094 | 0 |  | --> | C15 ex CASTLECOMER | Castlecomer [T41,T42] | BALLYRAGGET |  | 52.8601 | -7.1639
MV/LV Substation CR***901X |  | 10 kV | _ | LV | 200 kVA :Kiosk Substation | 0.2 | --> | 0.2 | 0 | 0 | Constrained, otherwise capacity available =162 kVA | --> | 0.19 | 0 | 0.017 | 0.183 | 0 |  | --> | C15 ex CASTLECOMER | Castlecomer [T41,T42] | BALLYRAGGET |  | 52.8641 | -7.1153
MV/LV Substation LO***902 |  | 20 kV | _ | LV | 50 kVA :Pole Substation | 0.05 | --> | 0.05 | 0.046 | 2.78 |  | --> | 0.048 | 0 | 0 | 0.048 | 0 |  | --> | E13 ex BALLYRAGGET | Ballyragget [T421,T422] | BALLYRAGGET |  | 52.7497 | -7.4101
MV/LV Substation CL***902X |  | 10 kV | _ | LV | 50 kVA :Pole Substation | 0.05 | --> | 0.05 | 0.05 | 2.78 |  | --> | 0.048 | 0 | 0 | 0.048 | 0 |  | --> | E13 ex BALLYRAGGET | Ballyragget [T421,T422] | BALLYRAGGET |  | 52.738 | -7.3211
MV/LV Substation DO***904X |  | 20 kV | _ | LV | 100 kVA :Pole Substation | 0.1 | --> | 0.1 | 0.063 | 2.78 |  | --> | 0.095 | 0 | 0.019 | 0.086 | 0 |  | --> | E13 ex BALLYRAGGET | Ballyragget [T421,T422] | BALLYRAGGET |  | 52.7817 | -7.3317
MV/LV Substation KI***905 |  | 10 kV | _ | LV | 50 kVA :Pole Substation | 0.05 | --> | 0.05 | 0 | 0 | Constrained, otherwise capacity available =41 kVA | --> | 0.048 | 0 | 0 | 0.049 | 0 |  | --> | C15 ex CASTLECOMER | Castlecomer [T41,T42] | BALLYRAGGET |  | 52.8286 | -7.1131
MV/LV Substation DO***933 |  | 10 kV | _ | LV | 50 kVA :Pole Substation | 0.05 | --> | 0.05 | 0 | 0 | Constrained, otherwise capacity available =20 kVA | --> | 0.048 | 0 | 0 | 0.051 | 0 |  | --> | C15 ex CASTLECOMER | Castlecomer [T41,T42] | BALLYRAGGET |  | 52.8635 | -7.119
MV/LV Substation CR***945 |  | 10 kV | _ | LV | 50 kVA :Pole Substation | 0.05 | --> | 0.05 | 0 | 0 | Constrained, otherwise capacity available =42 kVA | --> | 0.048 | 0 | 0 | 0.049 | 0 |  | --> | C15 ex CASTLECOMER | Castlecomer [T41,T42] | BALLYRAGGET |  | 52.8442 | -7.1315
MV/LV Substation MU***947X |  | 10 kV | _ | LV | 50 kVA :Pole Substation | 0.05 | --> | 0.05 | 0 | 0 | Constrained, otherwise capacity available =46 kVA | --> | 0.048 | 0 | 0 | 0.048 | 0 |  | --> | C11 ex CASTLECOMER | Castlecomer [T41,T42] | BALLYRAGGET |  | 52.7561 | -7.175
MV/LV Substation TH***952X |  | 10 kV | _ | LV | 50 kVA :Pole Substation | 0.05 | --> | 0.05 | 0 | 0 | Constrained, otherwise capacity available =43 kVA | --> | 0.048 | 0 | 0 | 0.048 | 0 |  | --> | C15 ex CASTLECOMER | Castlecomer [T41,T42] | BALLYRAGGET |  | 52.8842 | -7.1526
MV/LV Substation MA***954X |  | 10 kV | _ | LV | 50 kVA :Pole Substation | 0.05 | --> | 0.05 | 0 | 0 | Constrained, otherwise capacity available =48 kVA | --> | 0.048 | 0 | 0.015 | 0.037 | 0 |  | --> | C16 ex CASTLECOMER | Castlecomer [T41,T42] | BALLYRAGGET |  | 52.7741 | -7.2485
MV/LV Substation ST***970 |  | 20 kV | _ | LV | 200 kVA :Pole Substation | 0.2 | --> | 0.2 | 0.14 | 2.78 |  | --> | 0.19 | 0 | 0.005 | 0.194 | 0 |  | --> | E13 ex BALLYRAGGET | Ballyragget [T421,T422] | BALLYRAGGET |  | 52.7918 | -7.3309
MV/LV Substation ES***972X |  | 20 kV | _ | LV | 100 kVA :Pole Substation | 0.1 | --> | 0.1 | 0.087 | 2.78 |  | --> | 0.095 | 0 | 0 | 0.097 | 0 |  | --> | E13 ex BALLYRAGGET | Ballyragget [T421,T422] | BALLYRAGGET |  | 52.7985 | -7.3421
MV/LV Substation GO***984X |  | 20 kV | _ | LV | 50 kVA :Pole Substation | 0.05 | --> | 0.05 | 0.045 | 2.78 |  | --> | 0.048 | 0 | 0 | 0.048 | 0 |  | --> | E13 ex BALLYRAGGET | Ballyragget [T421,T422] | BALLYRAGGET |  | 52.7704 | -7.4927
MV/LV Substation DO***006X |  | 10 kV | _ | LV | 100 kVA :Pole Substation | 0.1 | --> | 0.1 | 0 | 0 | Constrained, otherwise capacity available =86 kVA | --> | 0.095 | 0 | 0.01 | 0 | 0 | Constrained, otherwise capacity available =90 kW | --> | C13 ex DONEGAL | Donegal [T41,T42] | CATHALEENS FALL |  | 54.641 | -8.1109
MV/LV Substation MI***012X |  | 10 kV | _ | LV | 200 kVA :Building Structure | 0.2 | --> | 0.2 | 0 | 0 | Constrained, otherwise capacity available =103 kVA | --> | 0.19 | 0 | 0 | 0 | 0 | Constrained, otherwise capacity available =203 kW | --> | C11 ex DONEGAL | Donegal [T41,T42] | CATHALEENS FALL |  | 54.6588 | -8.1193
MV/LV Substation BY***014X |  | 10 kV | _ | LV | 200 kVA :Pole Substation | 0.2 | --> | 0.2 | 0 | 0 | Constrained, otherwise capacity available =144 kVA | --> | 0.19 | 0 | 0.005 | 0 | 0 | Constrained, otherwise capacity available =194 kW | --> | C14 ex DONEGAL | Donegal [T41,T42] | CATHALEENS FALL |  | 54.6607 | -8.1015
MV/LV Substation MC***031X |  | 20 kV | _ | LV | 50 kVA :Pole Substation | 0.05 | --> | 0.05 | 0 | 0 | Constrained, otherwise capacity available =14 kVA | --> | 0.048 | 0 | 0 | 0 | 0 | Constrained, otherwise capacity available =52 kW | --> | C13 ex DONEGAL | Donegal [T41,T42] | CATHALEENS FALL |  | 54.6344 | -8.0751
MV/LV Substation BY***037X |  | 10 kV | _ | LV | 50 kVA :Pole Substation | 0.05 | --> | 0.05 | 0 | 0 | Constrained, otherwise capacity available =49 kVA | --> | 0.048 | 0 | 0 | 0 | 0 | Constrained, otherwise capacity available =48 kW | --> | C11 ex DONEGAL | Donegal [T41,T42] | CATHALEENS FALL |  | 54.6482 | -8.1938
MV/LV Substation WI***040X |  | 10 kV | _ | LV | 50 kVA :Pole Substation | 0.05 | --> | 0.05 | 0 | 0 | Constrained, otherwise capacity available =41 kVA | --> | 0.048 | 0 | 0 | 0 | 0 | Constrained, otherwise capacity available =49 kW | --> | C11 ex DONEGAL | Donegal [T41,T42] | CATHALEENS FALL |  | 54.6504 | -8.1407
MV/LV Substation IR***054X |  | 10 kV | _ | LV | 50 kVA :Pole Substation | 0.05 | --> | 0.05 | 0 | 0 | Constrained, otherwise capacity available =47 kVA | --> | 0.048 | 0 | 0 | 0 | 0 | Constrained, otherwise capacity available =48 kW | --> | C13 ex DONEGAL | Donegal [T41,T42] | CATHALEENS FALL |  | 54.7088 | -7.9745
MV/LV Substation PI***063X |  | 10 kV | _ | LV | 630 kVA :Building Structure | 0.63 | --> | 0.63 | 0 | 0 | Constrained, otherwise capacity available =478 kVA | --> | 0.598 | 0 | 0 | 0 | 0 | Constrained, otherwise capacity available =619 kW | --> | C14 ex DONEGAL | Donegal [T41,T42] | CATHALEENS FALL |  | 54.6533 | -8.1118
MV/LV Substation AQ***071X |  | 10 kV | _ | LV | 50 kVA :Pole Substation | 0.05 | --> | 0.05 | 0 | 0 | Constrained, otherwise capacity available =48 kVA | --> | 0.048 | 0 | 0 | 0 | 0 | Constrained, otherwise capacity available =48 kW | --> | C11 ex DONEGAL | Donegal [T41,T42] | CATHALEENS FALL |  | 54.6462 | -8.14
MV/LV Substation RA***074X |  | 10 kV | _ | LV | 400 kVA :Kiosk Substation | 0.4 | --> | 0.4 | 0 | 0 | Constrained, otherwise capacity available =288 kVA | --> | 0.38 | 0 | 0.008 | 0 | 0 | Constrained, otherwise capacity available =389 kW | --> | C14 ex DONEGAL | Donegal [T41,T42] | CATHALEENS FALL |  | 54.6593 | -8.1034
MV/LV Substation CI***094X |  | 10 kV | _ | LV | 400 kVA :Building Structure | 0.4 | --> | 0.4 | 0 | 0 | Constrained, otherwise capacity available =375 kVA | --> | 0.38 | 0 | 0.021 | 0 | 0 | Constrained, otherwise capacity available =368 kW | --> | C11 ex DONEGAL | Donegal [T41,T42] | CATHALEENS FALL |  | 54.6592 | -8.0877
MV/LV Substation KE***109X |  | 20 kV | _ | LV | 400 kVA :Kiosk Substation | 0.4 | --> | 0.4 | 0 | 0 | Constrained, otherwise capacity available =238 kVA | --> | 0.38 | 0 | 0.01 | 0 | 0 | Constrained, otherwise capacity available =394 kW | --> | C13 ex DONEGAL | Donegal [T41,T42] | CATHALEENS FALL |  | 54.6149 | -8.0883
MV/LV Substation AR***112X |  | 10 kV | _ | LV | 50 kVA :Pole Substation | 0.05 | --> | 0.05 | 0 | 0 | Constrained, otherwise capacity available =41 kVA | --> | 0.048 | 0 | 0 | 0 | 0 | Constrained, otherwise capacity available =49 kW | --> | C13 ex DONEGAL | Donegal [T41,T42] | CATHALEENS FALL |  | 54.6527 | -8.1001
MV/LV Substation WA***129X |  | 10 kV | _ | LV | 630 kVA :Kiosk Substation | 0.63 | --> | 0.63 | 0 | 0 | Constrained, otherwise capacity available =598 kVA | --> | 0.598 | 0 | 0 | 0 | 0 | Constrained, otherwise capacity available =603 kW | --> | C13 ex DONEGAL | Donegal [T41,T42] | CATHALEENS FALL |  | 54.6546 | -8.107
MV/LV Substation CA***164X |  | 10 kV | _ | LV | 400 kVA :Kiosk Substation | 0.4 | --> | 0.4 | 0 | 0 | Constrained, otherwise capacity available =265 kVA | --> | 0.38 | 0 | 0 | 0 | 0 | Constrained, otherwise capacity available =398 kW | --> | C11 ex DONEGAL | Donegal [T41,T42] | CATHALEENS FALL |  | 54.6476 | -8.1962
MV/LV Substation CL***165X |  | 10 kV | _ | LV | 50 kVA :Pole Substation | 0.05 | --> | 0.05 | 0 | 0 | Constrained, otherwise capacity available =47 kVA | --> | 0.048 | 0 | 0 | 0 | 0 | Constrained, otherwise capacity available =48 kW | --> | C13 ex DONEGAL | Donegal [T41,T42] | CATHALEENS FALL |  | 54.6612 | -8.0789
MV/LV Substation S ***173X |  | 10 kV | _ | LV | 630 kVA :Kiosk Substation | 0.63 | --> | 0.63 | 0 | 0 | Constrained, otherwise capacity available =603 kVA | --> | 0.598 | 0 | 0 | 0 | 0 | Constrained, otherwise capacity available =602 kW | --> | C14 ex DONEGAL | Donegal [T41,T42] | CATHALEENS FALL |  | 54.6568 | -8.0954
MV/LV Substation CU***200X |  | 10 kV | _ | LV | 400 kVA :Kiosk Substation | 0.4 | --> | 0.4 | 0 | 0 | Constrained, otherwise capacity available =331 kVA | --> | 0.38 | 0 | 0.015 | 0 | 0 | Constrained, otherwise capacity available =378 kW | --> | C13 ex DONEGAL | Donegal [T41,T42] | CATHALEENS FALL |  | 54.6434 | -8.0932
MV/LV Substation FA***211X |  | 10 kV | _ | LV | 400 kVA :Kiosk Substation | 0.4 | --> | 0.4 | 0 | 0 | Constrained, otherwise capacity available =360 kVA | --> | 0.38 | 0 | 0.02 | 0 | 0 | Constrained, otherwise capacity available =371 kW | --> | C13 ex DONEGAL | Donegal [T41,T42] | CATHALEENS FALL |  | 54.653 | -8.0967
MV/LV Substation BR***215X |  | 10 kV | _ | LV | 400 kVA :Kiosk Substation | 0.4 | --> | 0.4 | 0 | 0 | Constrained, otherwise capacity available =357 kVA | --> | 0.38 | 0 | 0.016 | 0 | 0 | Constrained, otherwise capacity available =374 kW | --> | C13 ex DONEGAL | Donegal [T41,T42] | CATHALEENS FALL |  | 54.6492 | -8.0949
MV/LV Substation AR***217X |  | 10 kV | _ | LV | 400 kVA :Kiosk Substation | 0.4 | --> | 0.4 | 0 | 0 | Constrained, otherwise capacity available =358 kVA | --> | 0.38 | 0 | 0.025 | 0 | 0 | Constrained, otherwise capacity available =367 kW | --> | C13 ex DONEGAL | Donegal [T41,T42] | CATHALEENS FALL |  | 54.6505 | -8.0982
MV/LV Substation DR***224X |  | 20 kV | _ | LV | 50 kVA :Pole Substation | 0.05 | --> | 0.05 | 0 | 0 | Constrained, otherwise capacity available =45 kVA | --> | 0.048 | 0 | 0 | 0 | 0 | Constrained, otherwise capacity available =48 kW | --> | C13 ex DONEGAL | Donegal [T41,T42] | CATHALEENS FALL |  | 54.6027 | -8.1379
MV/LV Substation RI***229X |  | 20 kV | _ | LV | 100 kVA :Pole Substation | 0.1 | --> | 0.1 | 0 | 0 | Constrained, otherwise capacity available =92 kVA | --> | 0.095 | 0 | 0 | 0 | 0 | Constrained, otherwise capacity available =96 kW | --> | C13 ex DONEGAL | Donegal [T41,T42] | CATHALEENS FALL |  | 54.6218 | -8.0893
MV/LV Substation DR***241X |  | 10 kV | _ | LV | 100 kVA :Pole Substation | 0.1 | --> | 0.1 | 0 | 0 | Constrained, otherwise capacity available =100 kVA | --> | 0.095 | 0 | 0 | 0 | 0 | Constrained, otherwise capacity available =95 kW | --> | C11 ex DONEGAL | Donegal [T41,T42] | CATHALEENS FALL |  | 54.6564 | -8.1596
MV/LV Substation TO***242X |  | 10 kV | _ | LV | 100 kVA :Pole Substation | 0.1 | --> | 0.1 | 0 | 0 | Constrained, otherwise capacity available =88 kVA | --> | 0.095 | 0 | 0 | 0 | 0 | Constrained, otherwise capacity available =97 kW | --> | C13 ex DONEGAL | Donegal [T41,T42] | CATHALEENS FALL |  | 54.697 | -8.0539
MV/LV Substation DR***257X |  | 10 kV | _ | LV | 50 kVA :Pole Substation | 0.05 | --> | 0.05 | 0 | 0 | Constrained, otherwise capacity available =44 kVA | --> | 0.048 | 0 | 0 | 0 | 0 | Constrained, otherwise capacity available =48 kW | --> | C11 ex DONEGAL | Donegal [T41,T42] | CATHALEENS FALL |  | 54.6623 | -8.112
MV/LV Substation LA***274X |  | 20 kV | _ | LV | 50 kVA :Pole Substation | 0.05 | --> | 0.05 | 0 | 0 | Constrained, otherwise capacity available =50 kVA | --> | 0.048 | 0 | 0 | 0 | 0 | Constrained, otherwise capacity available =48 kW | --> | C13 ex DONEGAL | Donegal [T41,T42] | CATHALEENS FALL |  | 54.6179 | -8.0928
MV/LV Substation SA***275X |  | 10 kV | _ | LV | 200 kVA :Pole Substation | 0.2 | --> | 0.2 | 0 | 0 | Constrained, otherwise capacity available =198 kVA | --> | 0.19 | 0 | 0 | 0 | 0 | Constrained, otherwise capacity available =190 kW | --> | C13 ex DONEGAL | Donegal [T41,T42] | CATHALEENS FALL |  | 54.6597 | -8.0473
MV/LV Substation IR***276X |  | 10 kV | _ | LV | 50 kVA :Pole Substation | 0.05 | --> | 0.05 | 0 | 0 | Constrained, otherwise capacity available =50 kVA | --> | 0.048 | 0 | 0 | 0 | 0 | Constrained, otherwise capacity available =48 kW | --> | C13 ex DONEGAL | Donegal [T41,T42] | CATHALEENS FALL |  | 54.6802 | -8.0112
MV/LV Substation CA***286X |  | 10 kV | _ | LV | 400 kVA :Building Structure | 0.4 | --> | 0.4 | 0 | 0 | Constrained, otherwise capacity available =137 kVA | --> | 0.38 | 0 | 0 | 0 | 0 | Constrained, otherwise capacity available =414 kW | --> | C13 ex DONEGAL | Donegal [T41,T42] | CATHALEENS FALL |  | 54.6882 | -8.0674
MV/LV Substation RO***290X |  | 10 kV | _ | LV | 400 kVA :Kiosk Substation | 0.4 | --> | 0.4 | 0 | 0 | Constrained, otherwise capacity available =333 kVA | --> | 0.38 | 0 | 0 | 0 | 0 | Constrained, otherwise capacity available =389 kW | --> | C11 ex DONEGAL | Donegal [T41,T42] | CATHALEENS FALL |  | 54.6613 | -8.1084
MV/LV Substation AR***296X |  | 10 kV | _ | LV | 50 kVA :Pole Substation | 0.05 | --> | 0.05 | 0 | 0 | Constrained, otherwise capacity available =40 kVA | --> | 0.048 | 0 | 0 | 0 | 0 | Constrained, otherwise capacity available =49 kW | --> | C13 ex DONEGAL | Donegal [T41,T42] | CATHALEENS FALL |  | 54.6921 | -8.012
MV/LV Substation CH***297X |  | 10 kV | _ | LV | 630 kVA :Building Structure | 0.63 | --> | 0.63 | 0 | 0 | Constrained, otherwise capacity available =557 kVA | --> | 0.598 | 0 | 0.2 | 0 | 0 | Constrained, otherwise capacity available =455 kW | --> | C13 ex DONEGAL | Donegal [T41,T42] | CATHALEENS FALL |  | 54.6353 | -8.1181
MV/LV Substation WA***298X |  | 10 kV | _ | LV | 50 kVA :Pole Substation | 0.05 | --> | 0.05 | 0 | 0 | Constrained, otherwise capacity available =40 kVA | --> | 0.048 | 0 | 0 | 0 | 0 | Constrained, otherwise capacity available =49 kW | --> | C11 ex DONEGAL | Donegal [T41,T42] | CATHALEENS FALL |  | 54.6674 | -8.1285
MV/LV Substation LI***299X |  | 20 kV | _ | LV | 50 kVA :Pole Substation | 0.05 | --> | 0.05 | 0 | 0 | Constrained, otherwise capacity available =47 kVA | --> | 0.048 | 0 | 0 | 0 | 0 | Constrained, otherwise capacity available =48 kW | --> | C13 ex DONEGAL | Donegal [T41,T42] | CATHALEENS FALL |  | 54.5998 | -8.078
MV/LV Substation QU***301X |  | 20 kV | _ | LV | 50 kVA :Pole Substation | 0.05 | --> | 0.05 | 0 | 0 | Constrained, otherwise capacity available =49 kVA | --> | 0.048 | 0 | 0 | 0 | 0 | Constrained, otherwise capacity available =48 kW | --> | C13 ex DONEGAL | Donegal [T41,T42] | CATHALEENS FALL |  | 54.5979 | -8.0907
MV/LV Substation TA***302X |  | 10 kV | _ | LV | 50 kVA :Pole Substation | 0.05 | --> | 0.05 | 0 | 0 | Constrained, otherwise capacity available =36 kVA | --> | 0.048 | 0 | 0.005 | 0 | 0 | Constrained, otherwise capacity available =46 kW | --> | C13 ex DONEGAL | Donegal [T41,T42] | CATHALEENS FALL |  | 54.6393 | -8.1068
MV/LV Substation LE***304X |  | 20 kV | _ | LV | 50 kVA :Pole Substation | 0.05 | --> | 0.05 | 0 | 0 | Constrained, otherwise capacity available =45 kVA | --> | 0.048 | 0 | 0.01 | 0 | 0 | Constrained, otherwise capacity available =41 kW | --> | C13 ex DONEGAL | Donegal [T41,T42] | CATHALEENS FALL |  | 54.6264 | -8.1179
MV/LV Substation SE***305X |  | 10 kV | _ | LV | 400 kVA :Kiosk Substation | 0.4 | --> | 0.4 | 0 | 0 | Constrained, otherwise capacity available =321 kVA | --> | 0.38 | 0 | 0.01 | 0 | 0 | Constrained, otherwise capacity available =383 kW | --> | C14 ex DONEGAL | Donegal [T41,T42] | CATHALEENS FALL |  | 54.6521 | -8.1107
MV/LV Substation BI***307X |  | 10 kV | _ | LV | 50 kVA :Pole Substation | 0.05 | --> | 0.05 | 0 | 0 | Constrained, otherwise capacity available =50 kVA | --> | 0.048 | 0 | 0 | 0 | 0 | Constrained, otherwise capacity available =48 kW | --> | C13 ex DONEGAL | Donegal [T41,T42] | CATHALEENS FALL |  | 54.6766 | -8.0421
MV/LV Substation KI***316 |  | 10 kV | _ | LV | 200 kVA :Pole Substation | 0.2 | --> | 0.2 | 0 | 0 | Constrained, otherwise capacity available =151 kVA | --> | 0.19 | 0 | 0.009 | 0 | 0 | Constrained, otherwise capacity available =190 kW | --> | C14 ex DONEGAL | Donegal [T41,T42] | CATHALEENS FALL |  | 54.6569 | -8.1183
MV/LV Substation K ***333 |  | 10 kV | _ | LV | 400 kVA :Kiosk Substation | 0.4 | --> | 0.4 | 0 | 0 | Constrained, otherwise capacity available =372 kVA | --> | 0.38 | 0 | 0 | 0 | 0 | Constrained, otherwise capacity available =384 kW | --> | C13 ex DONEGAL | Donegal [T41,T42] | CATHALEENS FALL |  | 54.6563 | -8.0906
MV/LV Substation MC***354 |  | 10 kV | _ | LV | 630 kVA :Building Structure | 0.63 | --> | 0.63 | 0 | 0 | Constrained, otherwise capacity available =456 kVA | --> | 0.598 | 0 | 0 | 0 | 0 | Constrained, otherwise capacity available =608 kW | --> | C11 ex DONEGAL | Donegal [T41,T42] | CATHALEENS FALL |  | 54.6489 | -8.2164
MV/LV Substation SU***358 |  | 10 kV | _ | LV | 630 kVA :Building Structure | 0.63 | --> | 0.63 | 0 | 0 | Constrained, otherwise capacity available =514 kVA | --> | 0.598 | 0 | 0 | 0 | 0 | Constrained, otherwise capacity available =614 kW | --> | C14 ex DONEGAL | Donegal [T41,T42] | CATHALEENS FALL |  | 54.6505 | -8.1109
MV/LV Substation SE***364 |  | 20 kV | _ | LV | 200 kVA :Pole Substation | 0.2 | --> | 0.2 | 0 | 0 | Constrained, otherwise capacity available =192 kVA | --> | 0.19 | 0 | 0 | 0 | 0 | Constrained, otherwise capacity available =191 kW | --> | C13 ex DONEGAL | Donegal [T41,T42] | CATHALEENS FALL |  | 54.6285 | -8.1189
MV/LV Substation SE***378 |  | 10 kV | _ | LV | 200 kVA :Pole Substation | 0.2 | --> | 0.2 | 0 | 0 | Constrained, otherwise capacity available =124 kVA | --> | 0.19 | 0 | 0 | 0 | 0 | Constrained, otherwise capacity available =200 kW | --> | C11 ex DONEGAL | Donegal [T41,T42] | CATHALEENS FALL |  | 54.6518 | -8.143
MV/LV Substation FR***379 |  | 10 kV | _ | LV | 50 kVA :Pole Substation | 0.05 | --> | 0.05 | 0 | 0 | Constrained, otherwise capacity available =46 kVA | --> | 0.048 | 0 | 0 | 0 | 0 | Constrained, otherwise capacity available =48 kW | --> | C13 ex DONEGAL | Donegal [T41,T42] | CATHALEENS FALL |  | 54.682 | -8.0869
MV/LV Substation NE***398 |  | 10 kV | _ | LV | 50 kVA :Pole Substation | 0.05 | --> | 0.05 | 0 | 0 | Constrained, otherwise capacity available =12 kVA | --> | 0.048 | 0 | 0 | 0 | 0 | Constrained, otherwise capacity available =52 kW | --> | C14 ex DONEGAL | Donegal [T41,T42] | CATHALEENS FALL |  | 54.6565 | -8.1131
MV/LV Substation TU***4005 |  | 10 kV | _ | LV | 50 kVA :Pole Substation | 0.05 | --> | 0.05 | 0 | 0 | Constrained, otherwise capacity available =47 kVA | --> | 0.048 | 0 | 0.006 | 0 | 0 | Constrained, otherwise capacity available =44 kW | --> | C13 ex DONEGAL | Donegal [T41,T42] | CATHALEENS FALL |  | 54.6447 | -8.0893
MV/LV Substation TA***4011 |  | 10 kV | _ | LV | 50 kVA :Pole Substation | 0.05 | --> | 0.05 | 0 | 0 | Constrained, otherwise capacity available =49 kVA | --> | 0.048 | 0 | 0 | 0 | 0 | Constrained, otherwise capacity available =48 kW | --> | C13 ex DONEGAL | Donegal [T41,T42] | CATHALEENS FALL |  | 54.698 | -8.0595
MV/LV Substation TI***4015 |  | 10 kV | _ | LV | 50 kVA :Pole Substation | 0.05 | --> | 0.05 | 0 | 0 | Constrained, otherwise capacity available =50 kVA | --> | 0.048 | 0 | 0 | 0 | 0 | Constrained, otherwise capacity available =48 kW | --> | C13 ex DONEGAL | Donegal [T41,T42] | CATHALEENS FALL |  | 54.6619 | -8.0788
MV/LV Substation GO***4023 |  | 10 kV | _ | LV | 50 kVA :Pole Substation | 0.05 | --> | 0.05 | 0 | 0 | Constrained, otherwise capacity available =49 kVA | --> | 0.048 | 0 | 0 | 0 | 0 | Constrained, otherwise capacity available =48 kW | --> | C13 ex DONEGAL | Donegal [T41,T42] | CATHALEENS FALL |  | 54.6967 | -7.9459
MV/LV Substation GL***4032 |  | 10 kV | _ | LV | 50 kVA :Pole Substation | 0.05 | --> | 0.05 | 0 | 0 | Constrained, otherwise capacity available =50 kVA | --> | 0.048 | 0 | 0 | 0 | 0 | Constrained, otherwise capacity available =48 kW | --> | C11 ex DONEGAL | Donegal [T41,T42] | CATHALEENS FALL |  | 54.6453 | -8.1904
MV/LV Substation MA***405 |  | 20 kV | _ | LV | 50 kVA :Pole Substation | 0.05 | --> | 0.05 | 0 | 0 | Constrained, otherwise capacity available =45 kVA | --> | 0.048 | 0 | 0 | 0 | 0 | Constrained, otherwise capacity available =48 kW | --> | C13 ex DONEGAL | Donegal [T41,T42] | CATHALEENS FALL |  | 54.6043 | -8.088
MV/LV Substation LU***4052 |  | 10 kV | _ | LV | 200 kVA :Pole Substation | 0.2 | --> | 0.2 | 0 | 0 | Constrained, otherwise capacity available =190 kVA | --> | 0.19 | 0 | 0.005 | 0 | 0 | Constrained, otherwise capacity available =188 kW | --> | C13 ex DONEGAL | Donegal [T41,T42] | CATHALEENS FALL |  | 54.6392 | -8.1143
MV/LV Substation TH***4054 |  | 10 kV | _ | LV | 50 kVA :Pole Substation | 0.05 | --> | 0.05 | 0 | 0 | Constrained, otherwise capacity available =39 kVA | --> | 0.048 | 0 | 0 | 0 | 0 | Constrained, otherwise capacity available =49 kW | --> | C11 ex DONEGAL | Donegal [T41,T42] | CATHALEENS FALL |  | 54.6807 | -8.2192
MV/LV Substation LA***406 |  | 20 kV | _ | LV | 200 kVA :Pole Substation | 0.2 | --> | 0.2 | 0 | 0 | Constrained, otherwise capacity available =117 kVA | --> | 0.19 | 0 | 0.017 | 0 | 0 | Constrained, otherwise capacity available =188 kW | --> | C13 ex DONEGAL | Donegal [T41,T42] | CATHALEENS FALL |  | 54.6182 | -8.0875
MV/LV Substation SP***4086 |  | 10 kV | _ | LV | 100 kVA :Pole Substation | 0.1 | --> | 0.1 | 0 | 0 | Constrained, otherwise capacity available =95 kVA | --> | 0.095 | 0 | 0 | 0 | 0 | Constrained, otherwise capacity available =96 kW | --> | C11 ex DONEGAL | Donegal [T41,T42] | CATHALEENS FALL |  | 54.681 | -8.1457
MV/LV Substation GL***4087 |  | 10 kV | _ | LV | 50 kVA :Pole Substation | 0.05 | --> | 0.05 | 0 | 0 | Constrained, otherwise capacity available =48 kVA | --> | 0.048 | 0 | 0 | 0 | 0 | Constrained, otherwise capacity available =48 kW | --> | C11 ex DONEGAL | Donegal [T41,T42] | CATHALEENS FALL |  | 54.6779 | -8.1466
MV/LV Substation AR***4090 |  | 10 kV | _ | LV | 50 kVA :Pole Substation | 0.05 | --> | 0.05 | 0 | 0 | Constrained, otherwise capacity available =44 kVA | --> | 0.048 | 0 | 0 | 0 | 0 | Constrained, otherwise capacity available =48 kW | --> | C13 ex DONEGAL | Donegal [T41,T42] | CATHALEENS FALL |  | 54.6348 | -8.1144
MV/LV Substation WI***4094 |  | 10 kV | _ | LV | 50 kVA :Pole Substation | 0.05 | --> | 0.05 | 0 | 0 | Constrained, otherwise capacity available =50 kVA | --> | 0.048 | 0 | 0 | 0 | 0 | Constrained, otherwise capacity available =48 kW | --> | C11 ex DONEGAL | Donegal [T41,T42] | CATHALEENS FALL |  | 54.6504 | -8.2213
MV/LV Substation SU***4095 |  | 10 kV | _ | LV | 630 kVA :Building Structure | 0.63 | --> | 0.63 | 0 | 0 | Constrained, otherwise capacity available =484 kVA | --> | 0.598 | 0 | 0 | 0 | 0 | Constrained, otherwise capacity available =618 kW | --> | C11 ex DONEGAL | Donegal [T41,T42] | CATHALEENS FALL |  | 54.659 | -8.0889
MV/LV Substation DR***4105 |  | 10 kV | _ | LV | 50 kVA :Pole Substation | 0.05 | --> | 0.05 | 0 | 0 | Constrained, otherwise capacity available =48 kVA | --> | 0.048 | 0 | 0.011 | 0 | 0 | Constrained, otherwise capacity available =40 kW | --> | C11 ex DONEGAL | Donegal [T41,T42] | CATHALEENS FALL |  | 54.6634 | -8.2056
MV/LV Substation TH***4113 |  | 10 kV | _ | LV | 200 kVA :Pole Substation | 0.2 | --> | 0.2 | 0 | 0 | Constrained, otherwise capacity available =150 kVA | --> | 0.19 | 0 | 0.012 | 0 | 0 | Constrained, otherwise capacity available =188 kW | --> | C13 ex DONEGAL | Donegal [T41,T42] | CATHALEENS FALL |  | 54.6396 | -8.1103
MV/LV Substation PC***4116 |  | 10 kV | _ | LV | 630 kVA :Kiosk Substation | 0.63 | --> | 0.63 | 0 | 0 | Constrained, otherwise capacity available =630 kVA | --> | 0.598 | 0 | 0 | 0 | 0 | Constrained, otherwise capacity available =598 kW | --> | C11 ex DONEGAL | Donegal [T41,T42] | CATHALEENS FALL |  | 54.6603 | -8.091
MV/LV Substation O ***4117 |  | 10 kV | _ | LV | 50 kVA :Pole Substation | 0.05 | --> | 0.05 | 0 | 0 | Constrained, otherwise capacity available =50 kVA | --> | 0.048 | 0 | 0 | 0 | 0 | Constrained, otherwise capacity available =48 kW | --> | C11 ex DONEGAL | Donegal [T41,T42] | CATHALEENS FALL |  | 54.6898 | -8.182
MV/LV Substation RO***4125 |  | 10 kV | _ | LV | 50 kVA :Pole Substation | 0.05 | --> | 0.05 | 0 | 0 | Constrained, otherwise capacity available =45 kVA | --> | 0.048 | 0 | 0 | 0 | 0 | Constrained, otherwise capacity available =48 kW | --> | C11 ex DONEGAL | Donegal [T41,T42] | CATHALEENS FALL |  | 54.682 | -8.2181
MV/LV Substation FA***4131 |  | 10 kV | _ | LV | 400 kVA :Kiosk Substation | 0.4 | --> | 0.4 | 0 | 0 | Constrained, otherwise capacity available =400 kVA | --> | 0.38 | 0 | 0 | 0 | 0 | Constrained, otherwise capacity available =380 kW | --> | C13 ex DONEGAL | Donegal [T41,T42] | CATHALEENS FALL |  | 54.6541 | -8.0927
MV/LV Substation ST***4133 |  | 10 kV | _ | LV | 50 kVA :Pole Substation | 0.05 | --> | 0.05 | 0 | 0 | Constrained, otherwise capacity available =49 kVA | --> | 0.048 | 0 | 0.005 | 0 | 0 | Constrained, otherwise capacity available =44 kW | --> | C11 ex DONEGAL | Donegal [T41,T42] | CATHALEENS FALL |  | 54.6458 | -8.2216
MV/LV Substation WE***4134 |  | 10 kV | _ | LV | 400 kVA :Kiosk Substation | 0.4 | --> | 0.4 | 0 | 0 | Constrained, otherwise capacity available =370 kVA | --> | 0.38 | 0 | 0 | 0 | 0 | Constrained, otherwise capacity available =384 kW | --> | C14 ex DONEGAL | Donegal [T41,T42] | CATHALEENS FALL |  | 54.6585 | -8.1159
MV/LV Substation SP***4137 |  | 10 kV | _ | LV | 100 kVA :Pole Substation | 0.1 | --> | 0.1 | 0 | 0 | Constrained, otherwise capacity available =71 kVA | --> | 0.095 | 0 | 0.011 | 0 | 0 | Constrained, otherwise capacity available =91 kW | --> | C13 ex DONEGAL | Donegal [T41,T42] | CATHALEENS FALL |  | 54.6709 | -8.0586
MV/LV Substation E ***4157 |  | 10 kV | _ | LV | 400 kVA :Kiosk Substation | 0.4 | --> | 0.4 | 0 | 0 | Constrained, otherwise capacity available =400 kVA | --> | 0.38 | 0 | 0 | 0 | 0 | Constrained, otherwise capacity available =380 kW | --> | C11 ex DONEGAL | Donegal [T41,T42] | CATHALEENS FALL |  | 54.6593 | -8.0896
MV/LV Substation TU***419 |  | 20 kV | _ | LV | 50 kVA :Pole Substation | 0.05 | --> | 0.05 | 0 | 0 | Constrained, otherwise capacity available =38 kVA | --> | 0.048 | 0 | 0 | 0 | 0 | Constrained, otherwise capacity available =49 kW | --> | C13 ex DONEGAL | Donegal [T41,T42] | CATHALEENS FALL |  | 54.6298 | -8.0978
MV/LV Substation CL***433 |  | 10 kV | _ | LV | 100 kVA :Pole Substation | 0.1 | --> | 0.1 | 0 | 0 | Constrained, otherwise capacity available =99 kVA | --> | 0.095 | 0 | 0 | 0 | 0 | Constrained, otherwise capacity available =95 kW | --> | C13 ex DONEGAL | Donegal [T41,T42] | CATHALEENS FALL |  | 54.6679 | -8.059
MV/LV Substation FI***436 |  | 10 kV | _ | LV | 33 kVA :Pole Substation | 0.033 | --> | 0.033 | 0 | 0 | Constrained, otherwise capacity available =19 kVA | --> | 0.031 | 0 | 0.005 | 0 | 0 | Constrained, otherwise capacity available =30 kW | --> | C13 ex DONEGAL | Donegal [T41,T42] | CATHALEENS FALL |  | 54.6698 | -8.0353
MV/LV Substation FO***441 |  | 10 kV | _ | LV | 100 kVA :Pole Substation | 0.1 | --> | 0.1 | 0 | 0 | Constrained, otherwise capacity available =90 kVA | --> | 0.095 | 0 | 0 | 0 | 0 | Constrained, otherwise capacity available =96 kW | --> | C11 ex DONEGAL | Donegal [T41,T42] | CATHALEENS FALL |  | 54.6552 | -8.1243
MV/LV Substation C ***442 |  | 10 kV | _ | LV | 100 kVA :Pole Substation | 0.1 | --> | 0.1 | 0 | 0 | Constrained, otherwise capacity available =72 kVA | --> | 0.095 | 0 | 0.015 | 0 | 0 | Constrained, otherwise capacity available =88 kW | --> | C11 ex DONEGAL | Donegal [T41,T42] | CATHALEENS FALL |  | 54.6544 | -8.1386
MV/LV Substation MO***448 |  | 10 kV | _ | LV | 200 kVA :Pole Substation | 0.2 | --> | 0.2 | 0 | 0 | Constrained, otherwise capacity available =151 kVA | --> | 0.19 | 0 | 0.005 | 0 | 0 | Constrained, otherwise capacity available =193 kW | --> | C11 ex DONEGAL | Donegal [T41,T42] | CATHALEENS FALL |  | 54.6455 | -8.1932
MV/LV Substation GL***451 |  | 10 kV | _ | LV | 50 kVA :Pole Substation | 0.05 | --> | 0.05 | 0 | 0 | Constrained, otherwise capacity available =35 kVA | --> | 0.048 | 0 | 0.005 | 0 | 0 | Constrained, otherwise capacity available =46 kW | --> | C11 ex DONEGAL | Donegal [T41,T42] | CATHALEENS FALL |  | 54.6502 | -8.2
MV/LV Substation FR***459 |  | 10 kV | _ | LV | 50 kVA :Pole Substation | 0.05 | --> | 0.05 | 0 | 0 | Constrained, otherwise capacity available =20 kVA | --> | 0.048 | 0 | 0.021 | 0 | 0 | Constrained, otherwise capacity available =36 kW | --> | C11 ex DONEGAL | Donegal [T41,T42] | CATHALEENS FALL |  | 54.6672 | -8.2426
MV/LV Substation NB***465 |  | 10 kV | _ | LV | 400 kVA :Kiosk Substation | 0.4 | --> | 0.4 | 0 | 0 | Constrained, otherwise capacity available =304 kVA | --> | 0.38 | 0 | 0 | 0 | 0 | Constrained, otherwise capacity available =393 kW | --> | C14 ex DONEGAL | Donegal [T41,T42] | CATHALEENS FALL |  | 54.6573 | -8.0929
MV/LV Substation MA***528 |  | 10 kV | _ | LV | 630 kVA :Kiosk Substation | 0.63 | --> | 0.63 | 0 | 0 | Constrained, otherwise capacity available =454 kVA | --> | 0.598 | 0 | 0 | 0 | 0 | Constrained, otherwise capacity available =622 kW | --> | C13 ex DONEGAL | Donegal [T41,T42] | CATHALEENS FALL |  | 54.6532 | -8.1079
MV/LV Substation WA***529 |  | 10 kV | _ | LV | 200 kVA :Pole Substation | 0.2 | --> | 0.2 | 0 | 0 | Constrained, otherwise capacity available =79 kVA | --> | 0.19 | 0 | 0.023 | 0 | 0 | Constrained, otherwise capacity available =189 kW | --> | C14 ex DONEGAL | Donegal [T41,T42] | CATHALEENS FALL |  | 54.6562 | -8.1121
MV/LV Substation BI***535 |  | 10 kV | _ | LV | 50 kVA :Pole Substation | 0.05 | --> | 0.05 | 0 | 0 | Constrained, otherwise capacity available =22 kVA | --> | 0.048 | 0 | 0.005 | 0 | 0 | Constrained, otherwise capacity available =48 kW | --> | C13 ex DONEGAL | Donegal [T41,T42] | CATHALEENS FALL |  | 54.7104 | -7.9713
MV/LV Substation OL***563 |  | 10 kV | _ | LV | 50 kVA :Pole Substation | 0.05 | --> | 0.05 | 0 | 0 | Constrained, otherwise capacity available =39 kVA | --> | 0.048 | 0 | 0.004 | 0 | 0 | Constrained, otherwise capacity available =46 kW | --> | C11 ex DONEGAL | Donegal [T41,T42] | CATHALEENS FALL |  | 54.6723 | -8.1032
MV/LV Substation FU***576 |  | 10 kV | _ | LV | 100 kVA :Pole Substation | 0.1 | --> | 0.1 | 0 | 0 | Constrained, otherwise capacity available =93 kVA | --> | 0.095 | 0 | 0 | 0 | 0 | Constrained, otherwise capacity available =96 kW | --> | C11 ex DONEGAL | Donegal [T41,T42] | CATHALEENS FALL |  | 54.6388 | -8.2048
MV/LV Substation MA***577 |  | 20 kV | _ | LV | 630 kVA :Building Structure | 0.63 | --> | 0.63 | 0 | 0 | Constrained, otherwise capacity available =610 kVA | --> | 0.598 | 0 | 0 | 0 | 0 | Constrained, otherwise capacity available =601 kW | --> | C13 ex DONEGAL | Donegal [T41,T42] | CATHALEENS FALL |  | 54.6136 | -8.091
MV/LV Substation TW***608 |  | 10 kV | _ | LV | 630 kVA :Building Structure | 0.63 | --> | 0.63 | 0 | 0 | Constrained, otherwise capacity available =551 kVA | --> | 0.598 | 0 | 0 | 0 | 0 | Constrained, otherwise capacity available =609 kW | --> | C13 ex DONEGAL | Donegal [T41,T42] | CATHALEENS FALL |  | 54.6558 | -8.1052
MV/LV Substation HO***609 |  | 10 kV | _ | LV | 200 kVA :Kiosk Substation | 0.2 | --> | 0.2 | 0 | 0 | Constrained, otherwise capacity available =85 kVA | --> | 0.19 | 0 | 0.03 | 0 | 0 | Constrained, otherwise capacity available =183 kW | --> | C13 ex DONEGAL | Donegal [T41,T42] | CATHALEENS FALL |  | 54.6548 | -8.0994
MV/LV Substation FI***614 |  | 10 kV | _ | LV | 200 kVA :Pole Substation | 0.2 | --> | 0.2 | 0 | 0 | Constrained, otherwise capacity available =153 kVA | --> | 0.19 | 0 | 0 | 0 | 0 | Constrained, otherwise capacity available =196 kW | --> | C11 ex DONEGAL | Donegal [T41,T42] | CATHALEENS FALL |  | 54.6562 | -8.2231
MV/LV Substation OC***615 |  | 10 kV | _ | LV | 630 kVA :Kiosk Substation | 0.63 | --> | 0.63 | 0 | 0 | Constrained, otherwise capacity available =601 kVA | --> | 0.598 | 0 | 0.005 | 0 | 0 | Constrained, otherwise capacity available =599 kW | --> | C14 ex DONEGAL | Donegal [T41,T42] | CATHALEENS FALL |  | 54.6587 | -8.1094
MV/LV Substation HA***619 |  | 10 kV | _ | LV | 400 kVA :Building Structure | 0.4 | --> | 0.4 | 0 | 0 | Constrained, otherwise capacity available =272 kVA | --> | 0.38 | 0 | 0 | 0 | 0 | Constrained, otherwise capacity available =397 kW | --> | C13 ex DONEGAL | Donegal [T41,T42] | CATHALEENS FALL |  | 54.6967 | -8.0556
MV/LV Substation PO***623 |  | 10 kV | _ | LV | 400 kVA :Building Structure | 0.4 | --> | 0.4 | 0 | 0 | Constrained, otherwise capacity available =101 kVA | --> | 0.38 | 0 | 0 | 0 | 0 | Constrained, otherwise capacity available =419 kW | --> | C14 ex DONEGAL | Donegal [T41,T42] | CATHALEENS FALL |  | 54.6557 | -8.1099
MV/LV Substation PU***640 |  | 20 kV | _ | LV | 50 kVA :Pole Substation | 0.05 | --> | 0.05 | 0 | 0 | Constrained, otherwise capacity available =43 kVA | --> | 0.048 | 0 | 0 | 0 | 0 | Constrained, otherwise capacity available =48 kW | --> | C13 ex DONEGAL | Donegal [T41,T42] | CATHALEENS FALL |  | 54.6111 | -8.0879
MV/LV Substation NA***653 |  | 20 kV | _ | LV | 50 kVA :Pole Substation | 0.05 | --> | 0.05 | 0 | 0 | Constrained, otherwise capacity available =48 kVA | --> | 0.048 | 0 | 0 | 0 | 0 | Constrained, otherwise capacity available =48 kW | --> | C13 ex DONEGAL | Donegal [T41,T42] | CATHALEENS FALL |  | 54.599 | -8.1019
MV/LV Substation BA***654 |  | 10 kV | _ | LV | 100 kVA :Pole Substation | 0.1 | --> | 0.1 | 0 | 0 | Constrained, otherwise capacity available =73 kVA | --> | 0.095 | 0 | 0.005 | 0 | 0 | Constrained, otherwise capacity available =95 kW | --> | C11 ex DONEGAL | Donegal [T41,T42] | CATHALEENS FALL |  | 54.6418 | -8.1991
MV/LV Substation TA***657 |  | 20 kV | _ | LV | 100 kVA :Pole Substation | 0.1 | --> | 0.1 | 0 | 0 | Constrained, otherwise capacity available =41 kVA | --> | 0.095 | 0 | 0.01 | 0 | 0 | Constrained, otherwise capacity available =95 kW | --> | C13 ex DONEGAL | Donegal [T41,T42] | CATHALEENS FALL |  | 54.6075 | -8.0802
MV/LV Substation DR***675 |  | 10 kV | _ | LV | 50 kVA :Pole Substation | 0.05 | --> | 0.05 | 0 | 0 | Constrained, otherwise capacity available =40 kVA | --> | 0.048 | 0 | 0.005 | 0 | 0 | Constrained, otherwise capacity available =45 kW | --> | C11 ex DONEGAL | Donegal [T41,T42] | CATHALEENS FALL |  | 54.6924 | -8.1896
MV/LV Substation CL***714 |  | 10 kV | _ | LV | 200 kVA :Pole Substation | 0.2 | --> | 0.2 | 0 | 0 | Constrained, otherwise capacity available =151 kVA | --> | 0.19 | 0 | 0.006 | 0 | 0 | Constrained, otherwise capacity available =192 kW | --> | C13 ex DONEGAL | Donegal [T41,T42] | CATHALEENS FALL |  | 54.6775 | -8.0464
MV/LV Substation TU***735 |  | 10 kV | _ | LV | 100 kVA :Pole Substation | 0.1 | --> | 0.1 | 0 | 0 | Constrained, otherwise capacity available =61 kVA | --> | 0.095 | 0 | 0.028 | 0 | 0 | Constrained, otherwise capacity available =79 kW | --> | C13 ex DONEGAL | Donegal [T41,T42] | CATHALEENS FALL |  | 54.6458 | -8.1134
MV/LV Substation T/***771 |  | 10 kV | _ | LV | 50 kVA :Pole Substation | 0.05 | --> | 0.05 | 0 | 0 | Constrained, otherwise capacity available =44 kVA | --> | 0.048 | 0 | 0 | 0 | 0 | Constrained, otherwise capacity available =48 kW | --> | C13 ex DONEGAL | Donegal [T41,T42] | CATHALEENS FALL |  | 54.6996 | -8.0224
MV/LV Substation SE***783 |  | 10 kV | _ | LV | 100 kVA :Pole Substation | 0.1 | --> | 0.1 | 0 | 0 | Constrained, otherwise capacity available =93 kVA | --> | 0.095 | 0 | 0.005 | 0 | 0 | Constrained, otherwise capacity available =92 kW | --> | C13 ex DONEGAL | Donegal [T41,T42] | CATHALEENS FALL |  | 54.6445 | -8.1153
MV/LV Substation KE***805 |  | 10 kV | _ | LV | 100 kVA :Pole Substation | 0.1 | --> | 0.1 | 0 | 0 | Constrained, otherwise capacity available =80 kVA | --> | 0.095 | 0 | 0.006 | 0 | 0 | Constrained, otherwise capacity available =93 kW | --> | C11 ex DONEGAL | Donegal [T41,T42] | CATHALEENS FALL |  | 54.6504 | -8.2259
MV/LV Substation MU***809 |  | 20 kV | _ | LV | 100 kVA :Pole Substation | 0.1 | --> | 0.1 | 0 | 0 | Constrained, otherwise capacity available =78 kVA | --> | 0.095 | 0 | 0 | 0 | 0 | Constrained, otherwise capacity available =98 kW | --> | C13 ex DONEGAL | Donegal [T41,T42] | CATHALEENS FALL |  | 54.6126 | -8.1584
MV/LV Substation TH***811 |  | 10 kV | _ | LV | 200 kVA :Pole Substation | 0.2 | --> | 0.2 | 0 | 0 | Constrained, otherwise capacity available =126 kVA | --> | 0.19 | 0 | 0.024 | 0 | 0 | Constrained, otherwise capacity available =182 kW | --> | C13 ex DONEGAL | Donegal [T41,T42] | CATHALEENS FALL |  | 54.6498 | -8.1088
MV/LV Substation MI***813 |  | 10 kV | _ | LV | 50 kVA :Pole Substation | 0.05 | --> | 0.05 | 0 | 0 | Constrained, otherwise capacity available =41 kVA | --> | 0.048 | 0 | 0 | 0 | 0 | Constrained, otherwise capacity available =49 kW | --> | C11 ex DONEGAL | Donegal [T41,T42] | CATHALEENS FALL |  | 54.6526 | -8.2557
MV/LV Substation VO***818 |  | 10 kV | _ | LV | 200 kVA :Pole Substation | 0.2 | --> | 0.2 | 0 | 0 | Constrained, otherwise capacity available =145 kVA | --> | 0.19 | 0 | 0.005 | 0 | 0 | Constrained, otherwise capacity available =194 kW | --> | C13 ex DONEGAL | Donegal [T41,T42] | CATHALEENS FALL |  | 54.648 | -8.1136
MV/LV Substation DR***821 |  | 10 kV | _ | LV | 100 kVA :Pole Substation | 0.1 | --> | 0.1 | 0 | 0 | Constrained, otherwise capacity available =71 kVA | --> | 0.095 | 0 | 0.005 | 0 | 0 | Constrained, otherwise capacity available =95 kW | --> | C14 ex DONEGAL | Donegal [T41,T42] | CATHALEENS FALL |  | 54.6596 | -8.1069
MV/LV Substation RU***828 |  | 10 kV | _ | LV | 50 kVA :Pole Substation | 0.05 | --> | 0.05 | 0 | 0 | Constrained, otherwise capacity available =44 kVA | --> | 0.048 | 0 | 0.02 | 0 | 0 | Constrained, otherwise capacity available =34 kW | --> | C11 ex DONEGAL | Donegal [T41,T42] | CATHALEENS FALL |  | 54.6413 | -8.1632
MV/LV Substation DR***829 |  | 10 kV | _ | LV | 50 kVA :Pole Substation | 0.05 | --> | 0.05 | 0 | 0 | Constrained, otherwise capacity available =49 kVA | --> | 0.048 | 0 | 0.004 | 0 | 0 | Constrained, otherwise capacity available =45 kW | --> | C11 ex DONEGAL | Donegal [T41,T42] | CATHALEENS FALL |  | 54.6618 | -8.2074
MV/LV Substation DI***838 |  | 10 kV | _ | LV | 630 kVA :Kiosk Substation | 0.63 | --> | 0.63 | 0 | 0 | Constrained, otherwise capacity available =373 kVA | --> | 0.598 | 0 | 0.01 | 0 | 0 | Constrained, otherwise capacity available =625 kW | --> | C14 ex DONEGAL | Donegal [T41,T42] | CATHALEENS FALL |  | 54.6538 | -8.1099
MV/LV Substation I ***839 |  | 10 kV | _ | LV | 200 kVA :Pole Substation | 0.2 | --> | 0.2 | 0 | 0 | Constrained, otherwise capacity available =65 kVA | --> | 0.19 | 0 | 0.004 | 0 | 0 | Constrained, otherwise capacity available =205 kW | --> | C13 ex DONEGAL | Donegal [T41,T42] | CATHALEENS FALL |  | 54.6414 | -8.1149
MV/LV Substation WA***864 |  | 10 kV | _ | LV | 200 kVA :Pole Substation | 0.2 | --> | 0.2 | 0 | 0 | Constrained, otherwise capacity available =119 kVA | --> | 0.19 | 0 | 0 | 0 | 0 | Constrained, otherwise capacity available =201 kW | --> | C14 ex DONEGAL | Donegal [T41,T42] | CATHALEENS FALL |  | 54.662 | -8.0931
MV/LV Substation KI***885 |  | 10 kV | _ | LV | 50 kVA :Pole Substation | 0.05 | --> | 0.05 | 0 | 0 | Constrained, otherwise capacity available =36 kVA | --> | 0.048 | 0 | 0.005 | 0 | 0 | Constrained, otherwise capacity available =46 kW | --> | C11 ex DONEGAL | Donegal [T41,T42] | CATHALEENS FALL |  | 54.6704 | -8.1034
MV/LV Substation GO***898 |  | 10 kV | _ | LV | 200 kVA :Pole Substation | 0.2 | --> | 0.2 | 0 | 0 | Constrained, otherwise capacity available =157 kVA | --> | 0.19 | 0 | 0.034 | 0 | 0 | Constrained, otherwise capacity available =171 kW | --> | C13 ex DONEGAL | Donegal [T41,T42] | CATHALEENS FALL |  | 54.6453 | -8.1171
MV/LV Substation TE***904 |  | 10 kV | _ | LV | 50 kVA :Pole Substation | 0.05 | --> | 0.05 | 0 | 0 | Constrained, otherwise capacity available =35 kVA | --> | 0.048 | 0 | 0 | 0 | 0 | Constrained, otherwise capacity available =50 kW | --> | C13 ex DONEGAL | Donegal [T41,T42] | CATHALEENS FALL |  | 54.6554 | -8.094
MV/LV Substation DI***910 |  | 10 kV | _ | LV | 630 kVA :Kiosk Substation | 0.63 | --> | 0.63 | 0 | 0 | Constrained, otherwise capacity available =377 kVA | --> | 0.598 | 0 | 0 | 0 | 0 | Constrained, otherwise capacity available =632 kW | --> | C14 ex DONEGAL | Donegal [T41,T42] | CATHALEENS FALL |  | 54.6538 | -8.1105
MV/LV Substation EU***913 |  | 10 kV | _ | LV | 1000 kVA :Building Structure | 1 | --> | 1 | 0 | 0 | Constrained, otherwise capacity available =996 kVA | --> | 0.95 | 0 | 0 | 0 | 0 | Constrained, otherwise capacity available =951 kW | --> | C13 ex DONEGAL | Donegal [T41,T42] | CATHALEENS FALL |  | 54.6806 | -8.0875
MV/LV Substation R/***918 |  | 10 kV | _ | LV | 100 kVA :Pole Substation | 0.1 | --> | 0.1 | 0 | 0 | Constrained, otherwise capacity available =94 kVA | --> | 0.095 | 0 | 0 | 0 | 0 | Constrained, otherwise capacity available =96 kW | --> | C11 ex DONEGAL | Donegal [T41,T42] | CATHALEENS FALL |  | 54.6467 | -8.1434
MV/LV Substation GR***922 |  | 10 kV | _ | LV | 50 kVA :Pole Substation | 0.05 | --> | 0.05 | 0 | 0 | Constrained, otherwise capacity available =49 kVA | --> | 0.048 | 0 | 0 | 0 | 0 | Constrained, otherwise capacity available =48 kW | --> | C13 ex DONEGAL | Donegal [T41,T42] | CATHALEENS FALL |  | 54.7239 | -8.0482
MV/LV Substation FR***923 |  | 10 kV | _ | LV | 50 kVA :Pole Substation | 0.05 | --> | 0.05 | 0 | 0 | Constrained, otherwise capacity available =47 kVA | --> | 0.048 | 0 | 0 | 0 | 0 | Constrained, otherwise capacity available =48 kW | --> | C11 ex DONEGAL | Donegal [T41,T42] | CATHALEENS FALL |  | 54.6687 | -8.2445
MV/LV Substation LI***931 |  | 10 kV | _ | LV | 200 kVA :Pole Substation | 0.2 | --> | 0.2 | 0 | 0 | Constrained, otherwise capacity available =89 kVA | --> | 0.19 | 0 | 0 | 0 | 0 | Constrained, otherwise capacity available =204 kW | --> | C13 ex DONEGAL | Donegal [T41,T42] | CATHALEENS FALL |  | 54.6577 | -8.0874
MV/LV Substation EN***937 |  | 10 kV | _ | LV | 200 kVA :Pole Substation | 0.2 | --> | 0.2 | 0 | 0 | Constrained, otherwise capacity available =153 kVA | --> | 0.19 | 0 | 0 | 0 | 0 | Constrained, otherwise capacity available =196 kW | --> | C14 ex DONEGAL | Donegal [T41,T42] | CATHALEENS FALL |  | 54.6592 | -8.1118
MV/LV Substation SA***944 |  | 20 kV | _ | LV | 100 kVA :Pole Substation | 0.1 | --> | 0.1 | 0 | 0 | Constrained, otherwise capacity available =89 kVA | --> | 0.095 | 0 | 0.005 | 0 | 0 | Constrained, otherwise capacity available =93 kW | --> | C13 ex DONEGAL | Donegal [T41,T42] | CATHALEENS FALL |  | 54.6056 | -8.1314
MV/LV Substation M ***946 |  | 20 kV | _ | LV | 100 kVA :Pole Substation | 0.1 | --> | 0.1 | 0 | 0 | Constrained, otherwise capacity available =70 kVA | --> | 0.095 | 0 | 0 | 0 | 0 | Constrained, otherwise capacity available =99 kW | --> | C13 ex DONEGAL | Donegal [T41,T42] | CATHALEENS FALL |  | 54.6044 | -8.1298
MV/LV Substation FI***965 |  | 10 kV | _ | LV | 200 kVA :Pole Substation | 0.2 | --> | 0.2 | 0 | 0 | Constrained, otherwise capacity available =156 kVA | --> | 0.19 | 0 | 0.015 | 0 | 0 | Constrained, otherwise capacity available =185 kW | --> | C13 ex DONEGAL | Donegal [T41,T42] | CATHALEENS FALL |  | 54.6541 | -8.104
MV/LV Substation PR***983 |  | 10 kV | _ | LV | 50 kVA :Pole Substation | 0.05 | --> | 0.05 | 0 | 0 | Constrained, otherwise capacity available =50 kVA | --> | 0.048 | 0 | 0 | 0 | 0 | Constrained, otherwise capacity available =48 kW | --> | C13 ex DONEGAL | Donegal [T41,T42] | CATHALEENS FALL |  | 54.6623 | -8.0794
MV/LV Substation PU***993 |  | 10 kV | _ | LV | 50 kVA :Pole Substation | 0.05 | --> | 0.05 | 0 | 0 | Constrained, otherwise capacity available =27 kVA | --> | 0.048 | 0 | 0 | 0 | 0 | Constrained, otherwise capacity available =50 kW | --> | C13 ex DONEGAL | Donegal [T41,T42] | CATHALEENS FALL |  | 54.6827 | -8.0292
MV/LV Substation GA***005X |  | 20 kV | _ | LV | 50 kVA :Pole Substation | 0.05 | --> | 0.05 | 0.044 | 3.96 |  | --> | 0.048 | 0 | 0 | 0 | 0 | Constrained, otherwise capacity available =48 kW | --> | E19 ex STRANORLAR | Stranorlar [T421,T422] | LETTERKENNY |  | 54.8068 | -7.7866
MV/LV Substation GL***015X |  | 20 kV | _ | LV | 200 kVA :Kiosk Substation | 0.2 | --> | 0.2 | 0.094 | 3.96 |  | --> | 0.19 | 0 | 0.004 | 0 | 0 | Constrained, otherwise capacity available =201 kW | --> | E20 ex STRANORLAR | Stranorlar [T421,T422] | LETTERKENNY |  | 54.8029 | -7.7584
MV/LV Substation MA***030X |  | 20 kV | _ | LV | 50 kVA :Pole Substation | 0.05 | --> | 0.05 | 0.046 | 3.96 |  | --> | 0.048 | 0 | 0 | 0 | 0 | Constrained, otherwise capacity available =48 kW | --> | E19 ex STRANORLAR | Stranorlar [T421,T422] | LETTERKENNY |  | 54.826 | -7.9296
MV/LV Substation BL***039X |  | 20 kV | _ | LV | 200 kVA :Kiosk Substation | 0.2 | --> | 0.2 | 0.037 | 3.96 |  | --> | 0.19 | 0 | 0.038 | 0 | 0 | Constrained, otherwise capacity available =183 kW | --> | E19 ex STRANORLAR | Stranorlar [T421,T422] | LETTERKENNY |  | 54.8011 | -7.8017
MV/LV Substation SE***053X |  | 20 kV | _ | LV | 400 kVA :Building Structure | 0.4 | --> | 0.4 | 0.315 | 3.96 |  | --> | 0.38 | 0 | 0 | 0 | 0 | Constrained, otherwise capacity available =392 kW | --> | E21 ex STRANORLAR | Stranorlar [T421,T422] | LETTERKENNY |  | 54.8002 | -7.7737
MV/LV Substation KI***061X |  | 20 kV | _ | LV | 50 kVA :Pole Substation | 0.05 | --> | 0.05 | 0.036 | 3.96 |  | --> | 0.048 | 0 | 0 | 0 | 0 | Constrained, otherwise capacity available =49 kW | --> | E19 ex STRANORLAR | Stranorlar [T421,T422] | LETTERKENNY |  | 54.898 | -8.0472
MV/LV Substation MC***064X |  | 20 kV | _ | LV | 50 kVA :Pole Substation | 0.05 | --> | 0.05 | 0.048 | 3.96 |  | --> | 0.048 | 0 | 0 | 0 | 0 | Constrained, otherwise capacity available =48 kW | --> | E18 ex STRANORLAR | Stranorlar [T421,T422] | LETTERKENNY |  | 54.7647 | -7.7081
MV/LV Substation DR***065X |  | 20 kV | _ | LV | 200 kVA :Pole Substation | 0.2 | --> | 0.2 | 0.151 | 3.96 |  | --> | 0.19 | 0 | 0.013 | 0 | 0 | Constrained, otherwise capacity available =187 kW | --> | E18 ex STRANORLAR | Stranorlar [T421,T422] | LETTERKENNY |  | 54.7917 | -7.6847
MV/LV Substation MI***077X |  | 20 kV | _ | LV | 50 kVA :Pole Substation | 0.05 | --> | 0.05 | 0.032 | 3.96 |  | --> | 0.048 | 0 | 0.005 | 0 | 0 | Constrained, otherwise capacity available =46 kW | --> | E20 ex STRANORLAR | Stranorlar [T421,T422] | LETTERKENNY |  | 54.7856 | -7.7746
MV/LV Substation CR***078X |  | 20 kV | _ | LV | 100 kVA :Pole Substation | 0.1 | --> | 0.1 | 0.099 | 3.96 |  | --> | 0.095 | 0 | 0 | 0 | 0 | Constrained, otherwise capacity available =95 kW | --> | E19 ex STRANORLAR | Stranorlar [T421,T422] | LETTERKENNY |  | 54.788 | -7.8223
MV/LV Substation MA***083X |  | 20 kV | _ | LV | 200 kVA :Pole Substation | 0.2 | --> | 0.2 | 0.2 | 3.96 |  | --> | 0.19 | 0 | 0 | 0 | 0 | Constrained, otherwise capacity available =190 kW | --> | E18 ex STRANORLAR | Stranorlar [T421,T422] | LETTERKENNY |  | 54.7588 | -7.7238
MV/LV Substation MC***111X |  | 20 kV | _ | LV | 200 kVA :Pole Substation | 0.2 | --> | 0.2 | 0.169 | 3.96 |  | --> | 0.19 | 0 | 0 | 0 | 0 | Constrained, otherwise capacity available =192 kW | --> | E19 ex STRANORLAR | Stranorlar [T421,T422] | LETTERKENNY |  | 54.7939 | -7.8147
MV/LV Substation LE***113X |  | 20 kV | _ | LV | 50 kVA :Pole Substation | 0.05 | --> | 0.05 | 0.047 | 3.96 |  | --> | 0.048 | 0 | 0 | 0 | 0 | Constrained, otherwise capacity available =48 kW | --> | E19 ex STRANORLAR | Stranorlar [T421,T422] | LETTERKENNY |  | 54.8582 | -7.9805
MV/LV Substation TH***116X |  | 20 kV | _ | LV | 630 kVA :Kiosk Substation | 0.63 | --> | 0.63 | 0.49 | 3.96 |  | --> | 0.598 | 0 | 0.031 | 0 | 0 | Constrained, otherwise capacity available =594 kW | --> | E20 ex STRANORLAR | Stranorlar [T421,T422] | LETTERKENNY |  | 54.7931 | -7.7706
MV/LV Substation TH***123X |  | 20 kV | _ | LV | 200 kVA :Kiosk Substation | 0.2 | --> | 0.2 | 0.181 | 3.96 |  | --> | 0.19 | 0 | 0 | 0 | 0 | Constrained, otherwise capacity available =193 kW | --> | E21 ex STRANORLAR | Stranorlar [T421,T422] | LETTERKENNY |  | 54.7942 | -7.7831
MV/LV Substation CA***125X |  | 20 kV | _ | LV | 50 kVA :Pole Substation | 0.05 | --> | 0.05 | 0.043 | 3.96 |  | --> | 0.048 | 0 | 0 | 0 | 0 | Constrained, otherwise capacity available =48 kW | --> | E19 ex STRANORLAR | Stranorlar [T421,T422] | LETTERKENNY |  | 54.8024 | -7.8096
MV/LV Substation MI***131X |  | 20 kV | _ | LV | 50 kVA :Pole Substation | 0.05 | --> | 0.05 | 0.026 | 3.96 |  | --> | 0.048 | 0 | 0.01 | 0 | 0 | Constrained, otherwise capacity available =43 kW | --> | E20 ex STRANORLAR | Stranorlar [T421,T422] | LETTERKENNY |  | 54.8023 | -7.7613
MV/LV Substation RO***164X |  | 20 kV | _ | LV | 50 kVA :Pole Substation | 0.05 | --> | 0.05 | 0.037 | 3.96 |  | --> | 0.048 | 0 | 0.011 | 0 | 0 | Constrained, otherwise capacity available =41 kW | --> | E18 ex STRANORLAR | Stranorlar [T421,T422] | LETTERKENNY |  | 54.7873 | -7.6913
MV/LV Substation DO***166X |  | 20 kV | _ | LV | 100 kVA :Pole Substation | 0.1 | --> | 0.1 | 0.092 | 3.96 |  | --> | 0.095 | 0 | 0 | 0 | 0 | Constrained, otherwise capacity available =96 kW | --> | E19 ex STRANORLAR | Stranorlar [T421,T422] | LETTERKENNY |  | 54.7943 | -7.7996
MV/LV Substation MC***169X |  | 20 kV | _ | LV | 630 kVA :Building Structure | 0.63 | --> | 0.63 | 0.5 | 3.96 |  | --> | 0.598 | 0 | 0 | 0 | 0 | Constrained, otherwise capacity available =601 kW | --> | E19 ex STRANORLAR | Stranorlar [T421,T422] | LETTERKENNY |  | 54.8058 | -7.7745
MV/LV Substation CL***186X |  | 20 kV | _ | LV | 50 kVA :Pole Substation | 0.05 | --> | 0.05 | 0.048 | 3.96 |  | --> | 0.048 | 0 | 0 | 0 | 0 | Constrained, otherwise capacity available =48 kW | --> | E19 ex STRANORLAR | Stranorlar [T421,T422] | LETTERKENNY |  | 54.8391 | -7.9318
MV/LV Substation GL***205X |  | 20 kV | _ | LV | 200 kVA :Kiosk Substation | 0.2 | --> | 0.2 | 0.161 | 3.96 |  | --> | 0.19 | 0 | 0 | 0 | 0 | Constrained, otherwise capacity available =195 kW | --> | E19 ex STRANORLAR | Stranorlar [T421,T422] | LETTERKENNY |  | 54.7998 | -7.7994
MV/LV Substation CA***213X |  | 20 kV | _ | LV | 630 kVA :Kiosk Substation | 0.63 | --> | 0.63 | 0.478 | 3.96 |  | --> | 0.598 | 0 | 0 | 0 | 0 | Constrained, otherwise capacity available =619 kW | --> | E19 ex STRANORLAR | Stranorlar [T421,T422] | LETTERKENNY |  | 54.7941 | -7.7969
MV/LV Substation EN***222X |  | 20 kV | _ | LV | 200 kVA :Pole Substation | 0.2 | --> | 0.2 | 0.125 | 3.96 |  | --> | 0.19 | 0 | 0.09 | 0 | 0 | Constrained, otherwise capacity available =127 kW | --> | E18 ex STRANORLAR | Stranorlar [T421,T422] | LETTERKENNY |  | 54.795 | -7.6816
MV/LV Substation JC***241X |  | 20 kV | _ | LV | 50 kVA :Pole Substation | 0.05 | --> | 0.05 | 0.047 | 3.96 |  | --> | 0.048 | 0 | 0 | 0 | 0 | Constrained, otherwise capacity available =48 kW | --> | E19 ex STRANORLAR | Stranorlar [T421,T422] | LETTERKENNY |  | 54.8287 | -7.9577
MV/LV Substation AI***255X |  | 20 kV | _ | LV | 400 kVA :Kiosk Substation | 0.4 | --> | 0.4 | 0.364 | 3.96 |  | --> | 0.38 | 0 | 0.005 | 0 | 0 | Constrained, otherwise capacity available =381 kW | --> | E19 ex STRANORLAR | Stranorlar [T421,T422] | LETTERKENNY |  | 54.7931 | -7.8028
MV/LV Substation LA***256X |  | 20 kV | _ | LV | 200 kVA :Kiosk Substation | 0.2 | --> | 0.2 | 0.122 | 3.96 |  | --> | 0.19 | 0 | 0.005 | 0 | 0 | Constrained, otherwise capacity available =197 kW | --> | E20 ex STRANORLAR | Stranorlar [T421,T422] | LETTERKENNY |  | 54.7916 | -7.7777
MV/LV Substation DR***266X |  | 20 kV | _ | LV | 50 kVA :Pole Substation | 0.05 | --> | 0.05 | 0.045 | 3.96 |  | --> | 0.048 | 0 | 0 | 0 | 0 | Constrained, otherwise capacity available =48 kW | --> | E19 ex STRANORLAR | Stranorlar [T421,T422] | LETTERKENNY |  | 54.8158 | -7.7824
MV/LV Substation ME***272X |  | 20 kV | _ | LV | 50 kVA :Pole Substation | 0.05 | --> | 0.05 | 0.047 | 3.96 |  | --> | 0.048 | 0 | 0 | 0 | 0 | Constrained, otherwise capacity available =48 kW | --> | E19 ex STRANORLAR | Stranorlar [T421,T422] | LETTERKENNY |  | 54.8658 | -8.0433
MV/LV Substation DO***274 |  | 20 kV | _ | LV | 200 kVA :Kiosk Substation | 0.2 | --> | 0.2 | 0.137 | 3.96 |  | --> | 0.19 | 0 | 0.016 | 0 | 0 | Constrained, otherwise capacity available =187 kW | --> | E20 ex STRANORLAR | Stranorlar [T421,T422] | LETTERKENNY |  | 54.7978 | -7.7874
MV/LV Substation ST***275 |  | 20 kV | _ | LV | 200 kVA :Pole Substation | 0.2 | --> | 0.2 | 0.157 | 3.96 |  | --> | 0.19 | 0 | 0 | 0 | 0 | Constrained, otherwise capacity available =196 kW | --> | E19 ex STRANORLAR | Stranorlar [T421,T422] | LETTERKENNY |  | 54.8043 | -7.7758
MV/LV Substation GO***279X |  | 20 kV | _ | LV | 50 kVA :Pole Substation | 0.05 | --> | 0.05 | 0.05 | 3.96 |  | --> | 0.048 | 0 | 0 | 0 | 0 | Constrained, otherwise capacity available =48 kW | --> | E18 ex STRANORLAR | Stranorlar [T421,T422] | LETTERKENNY |  | 54.7578 | -7.7472
MV/LV Substation SA***282 |  | 20 kV | _ | LV | 200 kVA :Pole Substation | 0.2 | --> | 0.2 | 0.192 | 3.96 |  | --> | 0.19 | 0 | 0.005 | 0 | 0 | Constrained, otherwise capacity available =187 kW | --> | E19 ex STRANORLAR | Stranorlar [T421,T422] | LETTERKENNY |  | 54.8664 | -8.0473
MV/LV Substation FO***285X |  | 20 kV | _ | LV | 200 kVA :Kiosk Substation | 0.2 | --> | 0.2 | 0.165 | 3.96 |  | --> | 0.19 | 0 | 0 | 0 | 0 | Constrained, otherwise capacity available =195 kW | --> | E18 ex STRANORLAR | Stranorlar [T421,T422] | LETTERKENNY |  | 54.798 | -7.6873
MV/LV Substation JA***293X |  | 20 kV | _ | LV | 630 kVA :Building Structure | 0.63 | --> | 0.63 | 0.473 | 3.96 |  | --> | 0.598 | 0 | 0 | 0 | 0 | Constrained, otherwise capacity available =620 kW | --> | E21 ex STRANORLAR | Stranorlar [T421,T422] | LETTERKENNY |  | 54.8006 | -7.7826
MV/LV Substation CR***300 |  | 20 kV | _ | LV | 200 kVA :Pole Substation | 0.2 | --> | 0.2 | 0.162 | 3.96 |  | --> | 0.19 | 0 | 0 | 0 | 0 | Constrained, otherwise capacity available =195 kW | --> | E18 ex STRANORLAR | Stranorlar [T421,T422] | LETTERKENNY |  | 54.7855 | -7.6909
MV/LV Substation CO***308X |  | 20 kV | _ | LV | 50 kVA :Pole Substation | 0.05 | --> | 0.05 | 0.05 | 3.96 |  | --> | 0.048 | 0 | 0 | 0 | 0 | Constrained, otherwise capacity available =48 kW | --> | E20 ex STRANORLAR | Stranorlar [T421,T422] | LETTERKENNY |  | 54.7884 | -7.7585
MV/LV Substation BO***310X |  | 20 kV | _ | LV | 630 kVA :Building Structure | 0.63 | --> | 0.63 | 0.5 | 3.96 |  | --> | 0.598 | 0 | 0 | 0 | 0 | Constrained, otherwise capacity available =606 kW | --> | E21 ex STRANORLAR | Stranorlar [T421,T422] | LETTERKENNY |  | 54.7993 | -7.781
MV/LV Substation DO***312 |  | 20 kV | _ | LV | 100 kVA :Pole Substation | 0.1 | --> | 0.1 | 0.083 | 3.96 |  | --> | 0.095 | 0 | 0 | 0 | 0 | Constrained, otherwise capacity available =97 kW | --> | E19 ex STRANORLAR | Stranorlar [T421,T422] | LETTERKENNY |  | 54.7954 | -7.7977
MV/LV Substation SH***325 |  | 20 kV | _ | LV | 630 kVA :Kiosk Substation | 0.63 | --> | 0.63 | 0.382 | 3.96 |  | --> | 0.598 | 0 | 0.011 | 0 | 0 | Constrained, otherwise capacity available =623 kW | --> | E21 ex STRANORLAR | Stranorlar [T421,T422] | LETTERKENNY |  | 54.7989 | -7.7787
MV/LV Substation MC***326X |  | 20 kV | _ | LV | 50 kVA :Pole Substation | 0.05 | --> | 0.05 | 0.046 | 3.96 |  | --> | 0.048 | 0 | 0 | 0 | 0 | Constrained, otherwise capacity available =48 kW | --> | E19 ex STRANORLAR | Stranorlar [T421,T422] | LETTERKENNY |  | 54.7811 | -7.8131
MV/LV Substation WO***336 |  | 20 kV | _ | LV | 50 kVA :Pole Substation | 0.05 | --> | 0.05 | 0.05 | 3.96 |  | --> | 0.048 | 0 | 0 | 0 | 0 | Constrained, otherwise capacity available =48 kW | --> | E19 ex STRANORLAR | Stranorlar [T421,T422] | LETTERKENNY |  | 54.864 | -8.0336
MV/LV Substation VO***345X |  | 20 kV | _ | LV | 400 kVA :Kiosk Substation | 0.4 | --> | 0.4 | 0.361 | 3.96 |  | --> | 0.38 | 0 | 0 | 0 | 0 | Constrained, otherwise capacity available =385 kW | --> | E19 ex STRANORLAR | Stranorlar [T421,T422] | LETTERKENNY |  | 54.807 | -7.7737
MV/LV Substation GO***346 |  | 20 kV | _ | LV | 50 kVA :Pole Substation | 0.05 | --> | 0.05 | 0.042 | 3.96 |  | --> | 0.048 | 0 | 0 | 0 | 0 | Constrained, otherwise capacity available =48 kW | --> | E19 ex STRANORLAR | Stranorlar [T421,T422] | LETTERKENNY |  | 54.7827 | -7.8147
MV/LV Substation BU***349X |  | 20 kV | _ | LV | 1000 kVA :Building Structure | 1 | --> | 1 | 0.5 | 3.96 |  | --> | 0.95 | 0 | 0 | 0 | 0 | Constrained, otherwise capacity available =960 kW | --> | E21 ex STRANORLAR | Stranorlar [T421,T422] | LETTERKENNY |  | 54.8004 | -7.7794
MV/LV Substation SA***358 |  | 20 kV | _ | LV | 200 kVA :Pole Substation | 0.2 | --> | 0.2 | 0.19 | 3.96 |  | --> | 0.19 | 0 | 0 | 0 | 0 | Constrained, otherwise capacity available =191 kW | --> | E19 ex STRANORLAR | Stranorlar [T421,T422] | LETTERKENNY |  | 54.8055 | -7.7737
MV/LV Substation NA***360X |  | 20 kV | _ | LV | 1000 kVA :Building Structure | 1 | --> | 1 | 0.5 | 3.96 |  | --> | 0.95 | 0 | 0 | 0 | 0 | Constrained, otherwise capacity available =976 kW | --> | E21 ex STRANORLAR | Stranorlar [T421,T422] | LETTERKENNY |  | 54.7954 | -7.7821
MV/LV Substation HE***365X |  | 20 kV | _ | LV | 200 kVA :Pole Substation | 0.2 | --> | 0.2 | 0.172 | 3.96 |  | --> | 0.19 | 0 | 0.005 | 0 | 0 | Constrained, otherwise capacity available =190 kW | --> | E19 ex STRANORLAR | Stranorlar [T421,T422] | LETTERKENNY |  | 54.8381 | -7.9311
MV/LV Substation VI***366X |  | 20 kV | _ | LV | 630 kVA :Building Structure | 0.63 | --> | 0.63 | 0.5 | 3.96 |  | --> | 0.598 | 0 | 0.03 | 0 | 0 | Constrained, otherwise capacity available =588 kW | --> | E21 ex STRANORLAR | Stranorlar [T421,T422] | LETTERKENNY |  | 54.8007 | -7.7812
MV/LV Substation MI***372X |  | 20 kV | _ | LV | 50 kVA :Pole Substation | 0.05 | --> | 0.05 | 0.045 | 3.96 |  | --> | 0.048 | 0 | 0 | 0 | 0 | Constrained, otherwise capacity available =48 kW | --> | E18 ex STRANORLAR | Stranorlar [T421,T422] | LETTERKENNY |  | 54.7995 | -7.6788
MV/LV Substation LO***382 |  | 20 kV | _ | LV | 50 kVA :Pole Substation | 0.05 | --> | 0.05 | 0.05 | 3.96 |  | --> | 0.048 | 0 | 0 | 0 | 0 | Constrained, otherwise capacity available =48 kW | --> | E19 ex STRANORLAR | Stranorlar [T421,T422] | LETTERKENNY |  | 54.8555 | -8.1304
MV/LV Substation IR***383X |  | 20 kV | _ | LV | 50 kVA :Pole Substation | 0.05 | --> | 0.05 | 0.05 | 3.96 |  | --> | 0.048 | 0 | 0 | 0 | 0 | Constrained, otherwise capacity available =48 kW | --> | E18 ex STRANORLAR | Stranorlar [T421,T422] | LETTERKENNY |  | 54.756 | -7.7343
MV/LV Substation JO***392X |  | 20 kV | _ | LV | 630 kVA :Kiosk Substation | 0.63 | --> | 0.63 | 0.5 | 3.96 |  | --> | 0.598 | 0 | 0 | 0 | 0 | Constrained, otherwise capacity available =600 kW | --> | E21 ex STRANORLAR | Stranorlar [T421,T422] | LETTERKENNY |  | 54.8054 | -7.7679
MV/LV Substation ST***4020 |  | 20 kV | _ | LV | 200 kVA :Kiosk Substation | 0.2 | --> | 0.2 | 0.2 | 3.96 |  | --> | 0.19 | 0 | 0 | 0 | 0 | Constrained, otherwise capacity available =190 kW | --> | E18 ex STRANORLAR | Stranorlar [T421,T422] | LETTERKENNY |  | 54.8044 | -7.755
MV/LV Substation ST***4025 |  | 20 kV | _ | LV | 400 kVA :Kiosk Substation | 0.4 | --> | 0.4 | 0.4 | 3.96 |  | --> | 0.38 | 0 | 0 | 0 | 0 | Constrained, otherwise capacity available =380 kW | --> | E21 ex STRANORLAR | Stranorlar [T421,T422] | LETTERKENNY |  | 54.8034 | -7.7712
MV/LV Substation BU***4041 |  | 20 kV | _ | LV | 50 kVA :Pole Substation | 0.05 | --> | 0.05 | 0.049 | 3.96 |  | --> | 0.048 | 0 | 0 | 0 | 0 | Constrained, otherwise capacity available =48 kW | --> | E20 ex STRANORLAR | Stranorlar [T421,T422] | LETTERKENNY |  | 54.7895 | -7.7647
MV/LV Substation CO***404X |  | 20 kV | _ | LV | 50 kVA :Pole Substation | 0.05 | --> | 0.05 | 0.047 | 3.96 |  | --> | 0.048 | 0 | 0 | 0 | 0 | Constrained, otherwise capacity available =48 kW | --> | E18 ex STRANORLAR | Stranorlar [T421,T422] | LETTERKENNY |  | 54.8043 | -7.6531
MV/LV Substation PR***4074 |  | 20 kV | _ | LV | 50 kVA :Pole Substation | 0.05 | --> | 0.05 | 0.05 | 3.96 |  | --> | 0.048 | 0 | 0 | 0 | 0 | Constrained, otherwise capacity available =48 kW | --> | E18 ex STRANORLAR | Stranorlar [T421,T422] | LETTERKENNY |  | 54.7967 | -7.7198
MV/LV Substation MU***409 |  | 20 kV | _ | LV | 50 kVA :Pole Substation | 0.05 | --> | 0.05 | 0.045 | 3.96 |  | --> | 0.048 | 0 | 0 | 0 | 0 | Constrained, otherwise capacity available =48 kW | --> | E19 ex STRANORLAR | Stranorlar [T421,T422] | LETTERKENNY |  | 54.7959 | -7.8128
MV/LV Substation RU***4114 |  | 20 kV | _ | LV | 200 kVA :Pole Substation | 0.2 | --> | 0.2 | 0.194 | 3.96 |  | --> | 0.19 | 0 | 0 | 0 | 0 | Constrained, otherwise capacity available =191 kW | --> | E18 ex STRANORLAR | Stranorlar [T421,T422] | LETTERKENNY |  | 54.8151 | -7.7139
MV/LV Substation FI***412 |  | 20 kV | _ | LV | 400 kVA :Kiosk Substation | 0.4 | --> | 0.4 | 0.31 | 3.96 |  | --> | 0.38 | 0 | 0.15 | 0 | 0 | Constrained, otherwise capacity available =281 kW | --> | E20 ex STRANORLAR | Stranorlar [T421,T422] | LETTERKENNY |  | 54.8017 | -7.7647
MV/LV Substation MC***4124 |  | 20 kV | _ | LV | 400 kVA :Kiosk Substation | 0.4 | --> | 0.4 | 0.304 | 3.96 |  | --> | 0.38 | 0 | 0 | 0 | 0 | Constrained, otherwise capacity available =393 kW | --> | E18 ex STRANORLAR | Stranorlar [T421,T422] | LETTERKENNY |  | 54.759 | -7.7248
MV/LV Substation CA***4135 |  | 20 kV | _ | LV | 50 kVA :Pole Substation | 0.05 | --> | 0.05 | 0.049 | 3.96 |  | --> | 0.048 | 0 | 0 | 0 | 0 | Constrained, otherwise capacity available =48 kW | --> | E19 ex STRANORLAR | Stranorlar [T421,T422] | LETTERKENNY |  | 54.7939 | -7.8127
MV/LV Substation BA***4140 |  | 20 kV | _ | LV | 50 kVA :Pole Substation | 0.05 | --> | 0.05 | 0.046 | 3.96 |  | --> | 0.048 | 0 | 0 | 0 | 0 | Constrained, otherwise capacity available =48 kW | --> | E18 ex STRANORLAR | Stranorlar [T421,T422] | LETTERKENNY |  | 54.7806 | -7.7073
MV/LV Substation LO***4144 |  | 10 kV | _ | LV | 50 kVA :Pole Substation | 0.05 | --> | 0.05 | 0.049 | 3.96 |  | --> | 0.048 | 0 | 0 | 0 | 0 | Constrained, otherwise capacity available =48 kW | --> | E19 ex STRANORLAR | Stranorlar [T421,T422] | LETTERKENNY |  | 54.8651 | -8.1125
MV/LV Substation TR***4171 |  | 20 kV | _ | LV | 400 kVA :Kiosk Substation | 0.4 | --> | 0.4 | 0.371 | 3.96 |  | --> | 0.38 | 0 | 0 | 0 | 0 | Constrained, otherwise capacity available =384 kW | --> | E20 ex STRANORLAR | Stranorlar [T421,T422] | LETTERKENNY |  | 54.7945 | -7.7853
MV/LV Substation LO***421X |  | 20 kV | _ | LV | 400 kVA :Building Structure | 0.4 | --> | 0.4 | 0.346 | 3.96 |  | --> | 0.38 | 0 | 0 | 0 | 0 | Constrained, otherwise capacity available =387 kW | --> | E19 ex STRANORLAR | Stranorlar [T421,T422] | LETTERKENNY |  | 54.7663 | -7.8671
MV/LV Substation GO***426 |  | 20 kV | _ | LV | 50 kVA :Pole Substation | 0.05 | --> | 0.05 | 0.044 | 3.96 |  | --> | 0.048 | 0 | 0 | 0 | 0 | Constrained, otherwise capacity available =48 kW | --> | E21 ex STRANORLAR | Stranorlar [T421,T422] | LETTERKENNY |  | 54.8014 | -7.7717
MV/LV Substation ID***452 |  | 20 kV | _ | LV | 400 kVA :Building Structure | 0.4 | --> | 0.4 | 0.332 | 3.96 |  | --> | 0.38 | 0 | 0.015 | 0 | 0 | Constrained, otherwise capacity available =378 kW | --> | E21 ex STRANORLAR | Stranorlar [T421,T422] | LETTERKENNY |  | 54.8068 | -7.7674
MV/LV Substation MA***484 |  | 20 kV | _ | LV | 50 kVA :Pole Substation | 0.05 | --> | 0.05 | 0.044 | 3.96 |  | --> | 0.048 | 0 | 0 | 0 | 0 | Constrained, otherwise capacity available =48 kW | --> | E18 ex STRANORLAR | Stranorlar [T421,T422] | LETTERKENNY |  | 54.798 | -7.6819
MV/LV Substation MA***495 |  | 20 kV | _ | LV | 33 kVA :Pole Substation | 0.033 | --> | 0.033 | 0.02 | 3.96 |  | --> | 0.031 | 0 | 0.016 | 0 | 0 | Constrained, otherwise capacity available =21 kW | --> | E18 ex STRANORLAR | Stranorlar [T421,T422] | LETTERKENNY |  | 54.8039 | -7.649
MV/LV Substation ST***536 |  | 20 kV | _ | LV | 200 kVA :Pole Substation | 0.2 | --> | 0.2 | 0.153 | 3.96 |  | --> | 0.19 | 0 | 0.011 | 0 | 0 | Constrained, otherwise capacity available =188 kW | --> | E18 ex STRANORLAR | Stranorlar [T421,T422] | LETTERKENNY |  | 54.8064 | -7.7503
MV/LV Substation AR***537 |  | 20 kV | _ | LV | 400 kVA :Kiosk Substation | 0.4 | --> | 0.4 | 0.225 | 3.96 |  | --> | 0.38 | 0 | 0 | 0 | 0 | Constrained, otherwise capacity available =400 kW | --> | E21 ex STRANORLAR | Stranorlar [T421,T422] | LETTERKENNY |  | 54.8039 | -7.7703
MV/LV Substation MC***538 |  | 20 kV | _ | LV | 1000 kVA :Building Structure | 1 | --> | 1 | 0.5 | 3.96 |  | --> | 0.95 | 0 | 0.02 | 0 | 0 | Constrained, otherwise capacity available =983 kW | --> | E21 ex STRANORLAR | Stranorlar [T421,T422] | LETTERKENNY |  | 54.7994 | -7.7801
MV/LV Substation NA***539 |  | 20 kV | _ | LV | 100 kVA :Pole Substation | 0.1 | --> | 0.1 | 0.088 | 3.96 |  | --> | 0.095 | 0 | 0 | 0 | 0 | Constrained, otherwise capacity available =97 kW | --> | E20 ex STRANORLAR | Stranorlar [T421,T422] | LETTERKENNY |  | 54.7959 | -7.7733
MV/LV Substation PO***540 |  | 20 kV | _ | LV | 400 kVA :Kiosk Substation | 0.4 | --> | 0.4 | 0.3 | 3.96 |  | --> | 0.38 | 0 | 0.039 | 0 | 0 | Constrained, otherwise capacity available =364 kW | --> | E21 ex STRANORLAR | Stranorlar [T421,T422] | LETTERKENNY |  | 54.8044 | -7.765
MV/LV Substation FI***543 |  | 20 kV | _ | LV | 100 kVA :Pole Substation | 0.1 | --> | 0.1 | 0.096 | 3.96 |  | --> | 0.095 | 0 | 0 | 0 | 0 | Constrained, otherwise capacity available =96 kW | --> | E18 ex STRANORLAR | Stranorlar [T421,T422] | LETTERKENNY |  | 54.8049 | -7.7315
MV/LV Substation KI***548 |  | 20 kV | _ | LV | 200 kVA :Pole Substation | 0.2 | --> | 0.2 | 0.119 | 3.96 |  | --> | 0.19 | 0 | 0.016 | 0 | 0 | Constrained, otherwise capacity available =189 kW | --> | E18 ex STRANORLAR | Stranorlar [T421,T422] | LETTERKENNY |  | 54.7982 | -7.6846
MV/LV Substation BA***554 |  | 20 kV | _ | LV | 100 kVA :Pole Substation | 0.1 | --> | 0.1 | 0.075 | 3.96 |  | --> | 0.095 | 0 | 0.016 | 0 | 0 | Constrained, otherwise capacity available =86 kW | --> | E18 ex STRANORLAR | Stranorlar [T421,T422] | LETTERKENNY |  | 54.7899 | -7.657
MV/LV Substation NE***555 |  | 20 kV | _ | LV | 50 kVA :Pole Substation | 0.05 | --> | 0.05 | 0.039 | 3.96 |  | --> | 0.048 | 0 | 0 | 0 | 0 | Constrained, otherwise capacity available =49 kW | --> | E18 ex STRANORLAR | Stranorlar [T421,T422] | LETTERKENNY |  | 54.7928 | -7.6444
MV/LV Substation LI***568 |  | 20 kV | _ | LV | 50 kVA :Pole Substation | 0.05 | --> | 0.05 | 0.036 | 3.96 |  | --> | 0.048 | 0 | 0.015 | 0 | 0 | Constrained, otherwise capacity available =38 kW | --> | E18 ex STRANORLAR | Stranorlar [T421,T422] | LETTERKENNY |  | 54.8017 | -7.6422
MV/LV Substation RE***575 |  | 20 kV | _ | LV | 50 kVA :Pole Substation | 0.05 | --> | 0.05 | 0.048 | 3.96 |  | --> | 0.048 | 0 | 0 | 0 | 0 | Constrained, otherwise capacity available =48 kW | --> | E19 ex STRANORLAR | Stranorlar [T421,T422] | LETTERKENNY |  | 54.8576 | -8.1223
MV/LV Substation MU***580 |  | 20 kV | _ | LV | 50 kVA :Pole Substation | 0.05 | --> | 0.05 | 0.025 | 3.96 |  | --> | 0.048 | 0 | 0 | 0 | 0 | Constrained, otherwise capacity available =51 kW | --> | E18 ex STRANORLAR | Stranorlar [T421,T422] | LETTERKENNY |  | 54.7985 | -7.682
MV/LV Substation HE***583 |  | 20 kV | _ | LV | 400 kVA :Building Structure | 0.4 | --> | 0.4 | 0.385 | 3.96 |  | --> | 0.38 | 0 | 0.005 | 0 | 0 | Constrained, otherwise capacity available =378 kW | --> | E19 ex STRANORLAR | Stranorlar [T421,T422] | LETTERKENNY |  | 54.8699 | -8.116
MV/LV Substation MU***584 |  | 20 kV | _ | LV | 200 kVA :Pole Substation | 0.2 | --> | 0.2 | 0.132 | 3.96 |  | --> | 0.19 | 0 | 0 | 0 | 0 | Constrained, otherwise capacity available =199 kW | --> | E18 ex STRANORLAR | Stranorlar [T421,T422] | LETTERKENNY |  | 54.8045 | -7.7521
MV/LV Substation IN***585 |  | 20 kV | _ | LV | 50 kVA :Pole Substation | 0.05 | --> | 0.05 | 0.046 | 3.96 |  | --> | 0.048 | 0 | 0 | 0 | 0 | Constrained, otherwise capacity available =48 kW | --> | E19 ex STRANORLAR | Stranorlar [T421,T422] | LETTERKENNY |  | 54.8687 | -8.1225
MV/LV Substation BO***590 |  | 20 kV | _ | LV | 100 kVA :Pole Substation | 0.1 | --> | 0.1 | 0.099 | 3.96 |  | --> | 0.095 | 0 | 0 | 0 | 0 | Constrained, otherwise capacity available =95 kW | --> | E19 ex STRANORLAR | Stranorlar [T421,T422] | LETTERKENNY |  | 54.8715 | -8.1615
MV/LV Substation AR***604 |  | 20 kV | _ | LV | 200 kVA :Pole Substation | 0.2 | --> | 0.2 | 0.126 | 3.96 |  | --> | 0.19 | 0 | 0 | 0 | 0 | Constrained, otherwise capacity available =200 kW | --> | E19 ex STRANORLAR | Stranorlar [T421,T422] | LETTERKENNY |  | 54.8097 | -7.7679
MV/LV Substation GO***608 |  | 20 kV | _ | LV | 50 kVA :Pole Substation | 0.05 | --> | 0.05 | 0.033 | 3.96 |  | --> | 0.048 | 0 | 0 | 0 | 0 | Constrained, otherwise capacity available =50 kW | --> | E19 ex STRANORLAR | Stranorlar [T421,T422] | LETTERKENNY |  | 54.8092 | -7.7598
MV/LV Substation DO***621 |  | 20 kV | _ | LV | 200 kVA :Kiosk Substation | 0.2 | --> | 0.2 | 0.149 | 3.96 |  | --> | 0.19 | 0 | 0.005 | 0 | 0 | Constrained, otherwise capacity available =193 kW | --> | E20 ex STRANORLAR | Stranorlar [T421,T422] | LETTERKENNY |  | 54.7972 | -7.7923
MV/LV Substation RO***635 |  | 20 kV | _ | LV | 50 kVA :Pole Substation | 0.05 | --> | 0.05 | 0.04 | 3.96 |  | --> | 0.048 | 0 | 0.004 | 0 | 0 | Constrained, otherwise capacity available =46 kW | --> | E20 ex STRANORLAR | Stranorlar [T421,T422] | LETTERKENNY |  | 54.7934 | -7.7671
MV/LV Substation LO***656 |  | 20 kV | _ | LV | 100 kVA :Pole Substation | 0.1 | --> | 0.1 | 0.068 | 3.96 |  | --> | 0.095 | 0 | 0 | 0 | 0 | Constrained, otherwise capacity available =99 kW | --> | E19 ex STRANORLAR | Stranorlar [T421,T422] | LETTERKENNY |  | 54.7603 | -7.8804
MV/LV Substation DO***661 |  | 20 kV | _ | LV | 50 kVA :Pole Substation | 0.05 | --> | 0.05 | 0.032 | 3.96 |  | --> | 0.048 | 0 | 0.015 | 0 | 0 | Constrained, otherwise capacity available =39 kW | --> | E19 ex STRANORLAR | Stranorlar [T421,T422] | LETTERKENNY |  | 54.8091 | -7.8469
MV/LV Substation CA***697 |  | 20 kV | _ | LV | 50 kVA :Pole Substation | 0.05 | --> | 0.05 | 0.048 | 3.96 |  | --> | 0.048 | 0 | 0 | 0 | 0 | Constrained, otherwise capacity available =48 kW | --> | E18 ex STRANORLAR | Stranorlar [T421,T422] | LETTERKENNY |  | 54.7967 | -7.7341
MV/LV Substation JA***711 |  | 20 kV | _ | LV | 400 kVA :Kiosk Substation | 0.4 | --> | 0.4 | 0.293 | 3.96 |  | --> | 0.38 | 0 | 0.027 | 0 | 0 | Constrained, otherwise capacity available =374 kW | --> | E20 ex STRANORLAR | Stranorlar [T421,T422] | LETTERKENNY |  | 54.7996 | -7.7851
MV/LV Substation MA***712 |  | 20 kV | _ | LV | 200 kVA :Pole Substation | 0.2 | --> | 0.2 | 0.178 | 3.96 |  | --> | 0.19 | 0 | 0.012 | 0 | 0 | Constrained, otherwise capacity available =184 kW | --> | E21 ex STRANORLAR | Stranorlar [T421,T422] | LETTERKENNY |  | 54.8015 | -7.7698
MV/LV Substation NA***718 |  | 20 kV | _ | LV | 200 kVA :Pole Substation | 0.2 | --> | 0.2 | 0.09 | 3.96 |  | --> | 0.19 | 0 | 0.015 | 0 | 0 | Constrained, otherwise capacity available =193 kW | --> | E19 ex STRANORLAR | Stranorlar [T421,T422] | LETTERKENNY |  | 54.8028 | -7.7752
MV/LV Substation TR***729 |  | 20 kV | _ | LV | 50 kVA :Pole Substation | 0.05 | --> | 0.05 | 0.047 | 3.96 |  | --> | 0.048 | 0 | 0 | 0 | 0 | Constrained, otherwise capacity available =48 kW | --> | E18 ex STRANORLAR | Stranorlar [T421,T422] | LETTERKENNY |  | 54.8083 | -7.7394
MV/LV Substation AS***758 |  | 20 kV | _ | LV | 400 kVA :Kiosk Substation | 0.4 | --> | 0.4 | 0.329 | 3.96 |  | --> | 0.38 | 0 | 0.005 | 0 | 0 | Constrained, otherwise capacity available =386 kW | --> | E19 ex STRANORLAR | Stranorlar [T421,T422] | LETTERKENNY |  | 54.8087 | -7.7778
MV/LV Substation DR***759 |  | 20 kV | _ | LV | 200 kVA :Kiosk Substation | 0.2 | --> | 0.2 | 0.162 | 3.96 |  | --> | 0.19 | 0 | 0 | 0 | 0 | Constrained, otherwise capacity available =195 kW | --> | E19 ex STRANORLAR | Stranorlar [T421,T422] | LETTERKENNY |  | 54.8073 | -7.7808
MV/LV Substation IR***760 |  | 20 kV | _ | LV | 50 kVA :Pole Substation | 0.05 | --> | 0.05 | 0.045 | 3.96 |  | --> | 0.048 | 0 | 0 | 0 | 0 | Constrained, otherwise capacity available =48 kW | --> | E19 ex STRANORLAR | Stranorlar [T421,T422] | LETTERKENNY |  | 54.8047 | -7.8054
MV/LV Substation CA***763 |  | 20 kV | _ | LV | 50 kVA :Pole Substation | 0.05 | --> | 0.05 | 0.044 | 3.96 |  | --> | 0.048 | 0 | 0 | 0 | 0 | Constrained, otherwise capacity available =48 kW | --> | E19 ex STRANORLAR | Stranorlar [T421,T422] | LETTERKENNY |  | 54.7945 | -7.8186
MV/LV Substation KI***765 |  | 20 kV | _ | LV | 50 kVA :Pole Substation | 0.05 | --> | 0.05 | 0.033 | 3.96 |  | --> | 0.048 | 0 | 0 | 0 | 0 | Constrained, otherwise capacity available =50 kW | --> | E19 ex STRANORLAR | Stranorlar [T421,T422] | LETTERKENNY |  | 54.7901 | -7.8215
MV/LV Substation CL***814 |  | 20 kV | _ | LV | 50 kVA :Pole Substation | 0.05 | --> | 0.05 | 0.008 | 3.96 |  | --> | 0.048 | 0 | 0 | 0 | 0 | Constrained, otherwise capacity available =53 kW | --> | E19 ex STRANORLAR | Stranorlar [T421,T422] | LETTERKENNY |  | 54.8424 | -7.9348
MV/LV Substation DU***832 |  | 20 kV | _ | LV | 50 kVA :Pole Substation | 0.05 | --> | 0.05 | 0.028 | 3.96 |  | --> | 0.048 | 0 | 0.01 | 0 | 0 | Constrained, otherwise capacity available =43 kW | --> | E19 ex STRANORLAR | Stranorlar [T421,T422] | LETTERKENNY |  | 54.8117 | -7.7751
MV/LV Substation BE***885 |  | 20 kV | _ | LV | 50 kVA :Pole Substation | 0.05 | --> | 0.05 | 0.029 | 3.96 |  | --> | 0.048 | 0 | 0.01 | 0 | 0 | Constrained, otherwise capacity available =43 kW | --> | E19 ex STRANORLAR | Stranorlar [T421,T422] | LETTERKENNY |  | 54.8662 | -8.0454
MV/LV Substation L ***890 |  | 20 kV | _ | LV | 50 kVA :Pole Substation | 0.05 | --> | 0.05 | 0.05 | 3.96 |  | --> | 0.048 | 0 | 0.006 | 0 | 0 | Constrained, otherwise capacity available =43 kW | --> | E19 ex STRANORLAR | Stranorlar [T421,T422] | LETTERKENNY |  | 54.7664 | -7.8664
MV/LV Substation TH***907 |  | 20 kV | _ | LV | 50 kVA :Pole Substation | 0.05 | --> | 0.05 | 0.028 | 3.96 |  | --> | 0.048 | 0 | 0 | 0 | 0 | Constrained, otherwise capacity available =50 kW | --> | E18 ex STRANORLAR | Stranorlar [T421,T422] | LETTERKENNY |  | 54.7949 | -7.6779
MV/LV Substation HE***919 |  | 20 kV | _ | LV | 400 kVA :Kiosk Substation | 0.4 | --> | 0.4 | 0.377 | 3.96 |  | --> | 0.38 | 0 | 0.01 | 0 | 0 | Constrained, otherwise capacity available =376 kW | --> | E20 ex STRANORLAR | Stranorlar [T421,T422] | LETTERKENNY |  | 54.7907 | -7.7897
MV/LV Substation BO***920 |  | 20 kV | _ | LV | 630 kVA :Kiosk Substation | 0.63 | --> | 0.63 | 0.315 | 3.96 |  | --> | 0.598 | 0 | 0.017 | 0 | 0 | Constrained, otherwise capacity available =623 kW | --> | E21 ex STRANORLAR | Stranorlar [T421,T422] | LETTERKENNY |  | 54.7973 | -7.7824
MV/LV Substation ST***921 |  | 20 kV | _ | LV | 200 kVA :Kiosk Substation | 0.2 | --> | 0.2 | 0.136 | 3.96 |  | --> | 0.19 | 0 | 0 | 0 | 0 | Constrained, otherwise capacity available =199 kW | --> | E21 ex STRANORLAR | Stranorlar [T421,T422] | LETTERKENNY |  | 54.8031 | -7.7677
MV/LV Substation BR***005 |  | 20 kV | _ | LV | 200 kVA :Pole Substation | 0.2 | --> | 0.2 | 0 | 0 | Constrained, otherwise capacity available =164 kVA | --> | 0.19 | 0 | 0.005 | 0.191 | 0 |  | --> | E17 ex BRUFF | Bruff [T42,T421] | LIMERICK |  | 52.4786 | -8.5462
MV/LV Substation BR***006 |  | 20 kV | _ | LV | 200 kVA :Pole Substation | 0.2 | --> | 0.2 | 0 | 0 | Constrained, otherwise capacity available =24 kVA | --> | 0.19 | 0 | 0.024 | 0.195 | 0 |  | --> | E17 ex BRUFF | Bruff [T42,T421] | LIMERICK |  | 52.4751 | -8.5449
MV/LV Substation BR***007 |  | 20 kV | _ | LV | 100 kVA :Pole Substation | 0.1 | --> | 0.1 | 0 | 0 |  | --> | 0.095 | 0 | 0.024 | 0.091 | 0 |  | --> | E17 ex BRUFF | Bruff [T42,T421] | LIMERICK |  | 52.4731 | -8.55
MV/LV Substation HO***011 |  | 10 kV | _ | LV | 100 kVA :Pole Substation | 0.1 | --> | 0.1 | 0 | 0 | Constrained, otherwise capacity available =79 kVA | --> | 0.095 | 0 | 0.01 | 0.09 | 0 |  | --> | C12 ex BRUFF | Bruff [T42,T421] | LIMERICK |  | 52.4776 | -8.4315
MV/LV Substation HO***013X |  | 20 kV | _ | LV | 100 kVA :Pole Substation | 0.1 | --> | 0.1 | 0 | 0 | Constrained, otherwise capacity available =65 kVA | --> | 0.095 | 0 | 0 | 0.1 | 0 |  | --> | E17 ex BRUFF | Bruff [T42,T421] | LIMERICK |  | 52.5058 | -8.5395
MV/LV Substation KI***021 |  | 10 kV | _ | LV | 200 kVA :Pole Substation | 0.2 | --> | 0.2 | 0 | 0 | Constrained, otherwise capacity available =174 kVA | --> | 0.19 | 0 | 0 | 0 | 0 | Constrained, otherwise capacity available =194 kW | --> | C16 ex GARRYSPILLANE | Garryspillane [T41] | TIPPERARY |  | 52.3611 | -8.4675
MV/LV Substation CA***023 |  | 10 kV | _ | LV | 400 kVA :Kiosk Substation | 0.4 | --> | 0.4 | 0 | 0 | Constrained, otherwise capacity available =256 kVA | --> | 0.38 | 0 | 0.009 | 0 | 0 | Constrained, otherwise capacity available =392 kW | --> | C16 ex GARRYSPILLANE | Garryspillane [T41] | TIPPERARY |  | 52.36 | -8.4683
MV/LV Substation RA***029X |  | 20 kV | _ | LV | 100 kVA :Pole Substation | 0.1 | --> | 0.1 | 0 | 0 | Constrained, otherwise capacity available =90 kVA | --> | 0.095 | 0 | 0 | 0 | 0 | Constrained, otherwise capacity available =96 kW | --> | E09 ex BRUFF |  |  |  | 52.5333 | -8.5148
MV/LV Substation KI***032 |  | 10 kV | _ | LV | 200 kVA :Pole Substation | 0.2 | --> | 0.2 | 0 | 0 | Constrained, otherwise capacity available =179 kVA | --> | 0.19 | 0 | 0.012 | 0 | 0 | Constrained, otherwise capacity available =184 kW | --> | C16 ex GARRYSPILLANE | Garryspillane [T41] | TIPPERARY |  | 52.3607 | -8.4627
MV/LV Substation CA***032X |  | 20 kV | _ | LV | 50 kVA :Pole Substation | 0.05 | --> | 0.05 | 0 | 0 | Constrained, otherwise capacity available =28 kVA | --> | 0.048 | 0 | 0.01 | 0.043 | 0 |  | --> | E15 ex BRUFF | Bruff [T42,T421] | LIMERICK |  | 52.5686 | -8.4551
MV/LV Substation VA***033 |  | 10 kV | _ | LV | 50 kVA :Pole Substation | 0.05 | --> | 0.05 | 0 | 0 | Constrained, otherwise capacity available =33 kVA | --> | 0.048 | 0 | 0.005 | 0 | 0 | Constrained, otherwise capacity available =46 kW | --> | C16 ex GARRYSPILLANE | Garryspillane [T41] | TIPPERARY |  | 52.3621 | -8.4693
MV/LV Substation KN***034 |  | 10 kV | _ | LV | 400 kVA :Building Structure | 0.4 | --> | 0.4 | 0 | 0 | Constrained, otherwise capacity available =389 kVA | --> | 0.38 | 0 | 0 | 0 | 0 | Constrained, otherwise capacity available =382 kW | --> | C25 ex GARRYSPILLANE | Garryspillane [T41] | TIPPERARY |  | 52.4341 | -8.4116
MV/LV Substation KI***036 |  | 10 kV | _ | LV | 50 kVA :Pole Substation | 0.05 | --> | 0.05 | 0 | 0 | Constrained, otherwise capacity available =24 kVA | --> | 0.048 | 0 | 0 | 0.051 | 0 |  | --> | C30 ex BRUFF | Bruff [T42,T421] | LIMERICK |  | 52.4822 | -8.5027
MV/LV Substation GA***039Y |  | 10 kV | _ | LV | 100 kVA :Pole Substation | 0.1 | --> | 0.1 | 0 | 0 | Constrained, otherwise capacity available =54 kVA | --> | 0.095 | 0 | 0.011 | 0 | 0 | Constrained, otherwise capacity available =93 kW | --> | C25 ex GARRYSPILLANE | Garryspillane [T41] | TIPPERARY |  | 52.412 | -8.3771
MV/LV Substation BR***043 |  | 20 kV | _ | LV | 200 kVA :Pole Substation | 0.2 | --> | 0.2 | 0 | 0 | Constrained, otherwise capacity available =160 kVA | --> | 0.19 | 0 | 0 | 0.195 | 0 |  | --> | E17 ex BRUFF | Bruff [T42,T421] | LIMERICK |  | 52.4814 | -8.5486
MV/LV Substation BA***045 |  | 10 kV | _ | LV | 50 kVA :Pole Substation | 0.05 | --> | 0.05 | 0 | 0 | Constrained, otherwise capacity available =33 kVA | --> | 0.048 | 0 | 0 | 0 | 0 | Constrained, otherwise capacity available =50 kW | --> | C15 ex GARRYSPILLANE | Garryspillane [T41] | TIPPERARY |  | 52.3647 | -8.3262
MV/LV Substation MA***046 |  | 10 kV | _ | LV | 50 kVA :Pole Substation | 0.05 | --> | 0.05 | 0 | 0 | Constrained, otherwise capacity available =50 kVA | --> | 0.048 | 0 | 0 | 0.048 | 0 |  | --> | C12 ex BRUFF | Bruff [T42,T421] | LIMERICK |  | 52.4935 | -8.4057
MV/LV Substation RO***047 |  | 20 kV | _ | LV | 100 kVA :Pole Substation | 0.1 | --> | 0.1 | 0 | 0 | Constrained, otherwise capacity available =85 kVA | --> | 0.095 | 0 | 0 | 0 | 0 | Constrained, otherwise capacity available =97 kW | --> | E09 ex BRUFF |  |  |  | 52.563 | -8.5393
MV/LV Substation BA***049 |  | 10 kV | _ | LV | 50 kVA :Pole Substation | 0.05 | --> | 0.05 | 0 | 0 | Constrained, otherwise capacity available =36 kVA | --> | 0.048 | 0 | 0.005 | 0.046 | 0 |  | --> | C12 ex BRUFF | Bruff [T42,T421] | LIMERICK |  | 52.524 | -8.4471
MV/LV Substation CU***062Y |  | 10 kV | _ | LV | 50 kVA :Pole Substation | 0.05 | --> | 0.05 | 0 | 0 | Constrained, otherwise capacity available =50 kVA | --> | 0.048 | 0 | 0 | 0 | 0 | Constrained, otherwise capacity available =48 kW | --> | C15 ex GARRYSPILLANE | Garryspillane [T41] | TIPPERARY |  | 52.3962 | -8.3276
MV/LV Substation BA***064X |  | 10 kV | _ | LV | 50 kVA :Pole Substation | 0.05 | --> | 0.05 | 0 | 0 | Constrained, otherwise capacity available =42 kVA | --> | 0.048 | 0 | 0 | 0 | 0 | Constrained, otherwise capacity available =48 kW | --> | C15 ex GARRYSPILLANE | Garryspillane [T41] | TIPPERARY |  | 52.3753 | -8.3525
MV/LV Substation SF***076X |  | 10 kV | _ | LV | 50 kVA :Pole Substation | 0.05 | --> | 0.05 | 0 | 0 | Constrained, otherwise capacity available =41 kVA | --> | 0.048 | 0 | 0 | 0 | 0 | Constrained, otherwise capacity available =49 kW | --> | C16 ex GARRYSPILLANE | Garryspillane [T41] | TIPPERARY |  | 52.3573 | -8.4689
MV/LV Substation RA***084Y |  | 10 kV | _ | LV | 400 kVA :Kiosk Substation | 0.4 | --> | 0.4 | 0 | 0 | Constrained, otherwise capacity available =320 kVA | --> | 0.38 | 0 | 0.011 | 0 | 0 | Constrained, otherwise capacity available =383 kW | --> | C16 ex GARRYSPILLANE | Garryspillane [T41] | TIPPERARY |  | 52.3586 | -8.4732
MV/LV Substation BA***091 |  | 10 kV | _ | LV | 50 kVA :Pole Substation | 0.05 | --> | 0.05 | 0 | 0 | Constrained, otherwise capacity available =43 kVA | --> | 0.048 | 0 | 0 | 0 | 0 | Constrained, otherwise capacity available =48 kW | --> | C15 ex GARRYSPILLANE | Garryspillane [T41] | TIPPERARY |  | 52.3528 | -8.2805
MV/LV Substation ST***091X |  | 10 kV | _ | LV | 200 kVA :Pole Substation | 0.2 | --> | 0.2 | 0 | 0 | Constrained, otherwise capacity available =167 kVA | --> | 0.19 | 0 | 0.004 | 0 | 0 | Constrained, otherwise capacity available =191 kW | --> | C16 ex GARRYSPILLANE | Garryspillane [T41] | TIPPERARY |  | 52.3615 | -8.4734
MV/LV Substation BR***094Y |  | 20 kV | _ | LV | 50 kVA :Pole Substation | 0.05 | --> | 0.05 | 0 | 0 | Constrained, otherwise capacity available =43 kVA | --> | 0.048 | 0 | 0 | 0.048 | 0 |  | --> | E17 ex BRUFF | Bruff [T42,T421] | LIMERICK |  | 52.4781 | -8.5426
MV/LV Substation BA***095Y |  | 10 kV | _ | LV | 200 kVA :Pole Substation | 0.2 | --> | 0.2 | 0 | 0 | Constrained, otherwise capacity available =186 kVA | --> | 0.19 | 0 | 0 | 0 | 0 | Constrained, otherwise capacity available =192 kW | --> | C12 ex GARRYSPILLANE | Garryspillane [T41] | TIPPERARY |  | 52.3287 | -8.4347
MV/LV Substation KI***097X |  | 10 kV | _ | LV | 50 kVA :Pole Substation | 0.05 | --> | 0.05 | 0 | 0 | Constrained, otherwise capacity available =40 kVA | --> | 0.048 | 0 | 0 | 0 | 0 | Constrained, otherwise capacity available =49 kW | --> | C16 ex GARRYSPILLANE | Garryspillane [T41] | TIPPERARY |  | 52.3655 | -8.4708
MV/LV Substation RA***099 |  | 20 kV | _ | LV | 100 kVA :Pole Substation | 0.1 | --> | 0.1 | 0 | 0 | Constrained, otherwise capacity available =78 kVA | --> | 0.095 | 0 | 0.024 | 0 | 0 | Constrained, otherwise capacity available =80 kW | --> | E09 ex BRUFF |  |  |  | 52.5381 | -8.5219
MV/LV Substation CA***108X |  | 20 kV | _ | LV | 50 kVA :Pole Substation | 0.05 | --> | 0.05 | 0 | 0 | Constrained, otherwise capacity available =45 kVA | --> | 0.048 | 0 | 0.01 | 0.041 | 0 |  | --> | E17 ex BRUFF | Bruff [T42,T421] | LIMERICK |  | 52.5287 | -8.6821
MV/LV Substation GR***111X |  | 20 kV | _ | LV | 50 kVA :Pole Substation | 0.05 | --> | 0.05 | 0 | 0 | Constrained, otherwise capacity available =30 kVA | --> | 0.048 | 0 | 0.005 | 0.046 | 0 |  | --> | E15 ex BRUFF | Bruff [T42,T421] | LIMERICK |  | 52.5906 | -8.4493
MV/LV Substation KI***112X |  | 10 kV | _ | LV | 50 kVA :Pole Substation | 0.05 | --> | 0.05 | 0 | 0 | Constrained, otherwise capacity available =33 kVA | --> | 0.048 | 0 | 0 | 0.05 | 0 |  | --> | C17 ex CAPPAMORE | Cappamore [T41,T42] | ARDNACRUSHA |  | 52.5905 | -8.4364
MV/LV Substation KN***117X |  | 10 kV | _ | LV | 50 kVA :Pole Substation | 0.05 | --> | 0.05 | 0 | 0 | Constrained, otherwise capacity available =46 kVA | --> | 0.048 | 0 | 0 | 0.048 | 0 |  | --> | C17 ex CAPPAMORE | Cappamore [T41,T42] | ARDNACRUSHA |  | 52.6029 | -8.4358
MV/LV Substation HE***125X |  | 10 kV | _ | LV | 50 kVA :Pole Substation | 0.05 | --> | 0.05 | 0 | 0 | Constrained, otherwise capacity available =34 kVA | --> | 0.048 | 0 | 0.009 | 0.043 | 0 |  | --> | C12 ex BRUFF | Bruff [T42,T421] | LIMERICK |  | 52.5172 | -8.4689
MV/LV Substation BA***144X |  | 10 kV | _ | LV | 100 kVA :Pole Substation | 0.1 | --> | 0.1 | 0 | 0 | Constrained, otherwise capacity available =91 kVA | --> | 0.095 | 0 | 0 | 0.096 | 0 |  | --> | C12 ex BRUFF | Bruff [T42,T421] | LIMERICK |  | 52.4821 | -8.4101
MV/LV Substation GA***150 |  | 10 kV | _ | LV | 630 kVA :Building Structure | 0.63 | --> | 0.63 | 0 | 0 | Constrained, otherwise capacity available =625 kVA | --> | 0.598 | 0 | 0 | 0 | 0 | Constrained, otherwise capacity available =599 kW | --> | C15 ex GARRYSPILLANE | Garryspillane [T41] | TIPPERARY |  | 52.3708 | -8.3427
MV/LV Substation CA***186X |  | 20 kV | _ | LV | 50 kVA :Pole Substation | 0.05 | --> | 0.05 | 0 | 0 | Constrained, otherwise capacity available =29 kVA | --> | 0.048 | 0 | 0 | 0.05 | 0 |  | --> | E15 ex BRUFF | Bruff [T42,T421] | LIMERICK |  | 52.5711 | -8.4487
MV/LV Substation MO***190 |  | 10 kV | _ | LV | 50 kVA :Pole Substation | 0.05 | --> | 0.05 | 0 | 0 | Constrained, otherwise capacity available =30 kVA | --> | 0.048 | 0 | 0 | 0 | 0 | Constrained, otherwise capacity available =50 kW | --> | C16 ex GARRYSPILLANE | Garryspillane [T41] | TIPPERARY |  | 52.3471 | -8.4998
MV/LV Substation LO***204 |  | 20 kV | _ | LV | 50 kVA :Pole Substation | 0.05 | --> | 0.05 | 0 | 0 | Constrained, otherwise capacity available =33 kVA | --> | 0.048 | 0 | 0 | 0.05 | 0 |  | --> | E15 ex BRUFF | Bruff [T42,T421] | LIMERICK |  | 52.5178 | -8.5035
MV/LV Substation BA***230 |  | 10 kV | _ | LV | 50 kVA :Pole Substation | 0.05 | --> | 0.05 | 0 | 0 | Constrained, otherwise capacity available =40 kVA | --> | 0.048 | 0 | 0 | 0 | 0 | Constrained, otherwise capacity available =49 kW | --> | C16 ex GARRYSPILLANE | Garryspillane [T41] | TIPPERARY |  | 52.3888 | -8.4396
MV/LV Substation AR***259 |  | 20 kV | _ | LV | 100 kVA :Pole Substation | 0.1 | --> | 0.1 | 0.074 | 2.96 |  | --> | 0.095 | 0 | 0 | 0 | 0 | Constrained, otherwise capacity available =98 kW | --> | E13 ex CHARLEVILLE | Charleville [T421,T422] | CHARLEVILLE |  | 52.3423 | -8.525
MV/LV Substation JA***271 |  | 20 kV | _ | LV | 100 kVA :Pole Substation | 0.1 | --> | 0.1 | 0.096 | 2.96 |  | --> | 0.095 | 0 | 0 | 0 | 0 | Constrained, otherwise capacity available =96 kW | --> | E13 ex CHARLEVILLE | Charleville [T421,T422] | CHARLEVILLE |  | 52.334 | -8.5772
MV/LV Substation AN***272 |  | 10 kV | _ | LV | 50 kVA :Pole Substation | 0.05 | --> | 0.05 | 0 | 0 | Constrained, otherwise capacity available =40 kVA | --> | 0.048 | 0 | 0.003 | 0 | 0 | Constrained, otherwise capacity available =47 kW | --> | C15 ex GARRYSPILLANE | Garryspillane [T41] | TIPPERARY |  | 52.337 | -8.2905
MV/LV Substation GL***273 |  | 10 kV | _ | LV | 400 kVA :Kiosk Substation | 0.4 | --> | 0.4 | 0 | 0 | Constrained, otherwise capacity available =326 kVA | --> | 0.38 | 0 | 0.014 | 0.38 | 0 |  | --> | C12 ex BRUFF | Bruff [T42,T421] | LIMERICK |  | 52.4733 | -8.4297
MV/LV Substation HO***274 |  | 10 kV | _ | LV | 630 kVA :Kiosk Substation | 0.63 | --> | 0.63 | 0 | 0 | Constrained, otherwise capacity available =494 kVA | --> | 0.598 | 0 | 0.011 | 0.5 | 0 |  | --> | C12 ex BRUFF | Bruff [T42,T421] | LIMERICK |  | 52.472 | -8.4309
MV/LV Substation HO***275 |  | 10 kV | _ | LV | 200 kVA :Pole Substation | 0.2 | --> | 0.2 | 0 | 0 | Constrained, otherwise capacity available =120 kVA | --> | 0.19 | 0 | 0 | 0.201 | 0 |  | --> | C12 ex BRUFF | Bruff [T42,T421] | LIMERICK |  | 52.4723 | -8.428
MV/LV Substation SY***285 |  | 20 kV | _ | LV | 630 kVA :Kiosk Substation | 0.63 | --> | 0.63 | 0 | 0 | Constrained, otherwise capacity available =523 kVA | --> | 0.598 | 0 | 0.001 | 0.5 | 0 |  | --> | E17 ex BRUFF | Bruff [T42,T421] | LIMERICK |  | 52.4772 | -8.5463
MV/LV Substation BA***312 |  | 10 kV | _ | LV | 100 kVA :Pole Substation | 0.1 | --> | 0.1 | 0 | 0 | Constrained, otherwise capacity available =85 kVA | --> | 0.095 | 0 | 0 | 0 | 0 | Constrained, otherwise capacity available =97 kW | --> | C16 ex GARRYSPILLANE | Garryspillane [T41] | TIPPERARY |  | 52.3157 | -8.4698
MV/LV Substation BA***323 |  | 10 kV | _ | LV | 50 kVA :Pole Substation | 0.05 | --> | 0.05 | 0 | 0 | Constrained, otherwise capacity available =43 kVA | --> | 0.048 | 0 | 0 | 0 | 0 | Constrained, otherwise capacity available =48 kW | --> | C12 ex GARRYSPILLANE | Garryspillane [T41] | TIPPERARY |  | 52.3145 | -8.4316
MV/LV Substation DA***328 |  | 10 kV | _ | LV | 50 kVA :Pole Substation | 0.05 | --> | 0.05 | 0 | 0 | Constrained, otherwise capacity available =49 kVA | --> | 0.048 | 0 | 0 | 0 | 0 | Constrained, otherwise capacity available =48 kW | --> | C12 ex GARRYSPILLANE | Garryspillane [T41] | TIPPERARY |  | 52.3087 | -8.4075
MV/LV Substation TU***342 |  | 10 kV | _ | LV | 50 kVA :Pole Substation | 0.05 | --> | 0.05 | 0 | 0 | Constrained, otherwise capacity available =47 kVA | --> | 0.048 | 0 | 0 | 0 | 0 | Constrained, otherwise capacity available =48 kW | --> | C12 ex GARRYSPILLANE | Garryspillane [T41] | TIPPERARY |  | 52.3123 | -8.4059
MV/LV Substation RA***389 |  | 10 kV | _ | LV | 50 kVA :Pole Substation | 0.05 | --> | 0.05 | 0 | 0 | Constrained, otherwise capacity available =39 kVA | --> | 0.048 | 0 | 0 | 0 | 0 | Constrained, otherwise capacity available =49 kW | --> | C16 ex GARRYSPILLANE | Garryspillane [T41] | TIPPERARY |  | 52.3267 | -8.4827
MV/LV Substation HE***4006 |  | 10 kV | _ | LV | 50 kVA :Pole Substation | 0.05 | --> | 0.05 | 0 | 0 | Constrained, otherwise capacity available =50 kVA | --> | 0.048 | 0 | 0 | 0.048 | 0 |  | --> | C12 ex BRUFF | Bruff [T42,T421] | LIMERICK |  | 52.5194 | -8.475
MV/LV Substation DO***4011 |  | 10 kV | _ | LV | 50 kVA :Pole Substation | 0.05 | --> | 0.05 | 0 | 0 | Constrained, otherwise capacity available =34 kVA | --> | 0.048 | 0 | 0 | 0.05 | 0 |  | --> | C30 ex BRUFF | Bruff [T42,T421] | LIMERICK |  | 52.4885 | -8.5095
MV/LV Substation BA***4020 |  | 20 kV | _ | LV | 50 kVA :Pole Substation | 0.05 | --> | 0.05 | 0 | 0 | Constrained, otherwise capacity available =43 kVA | --> | 0.048 | 0 | 0 | 0.048 | 0 |  | --> | E15 ex BRUFF | Bruff [T42,T421] | LIMERICK |  | 52.5647 | -8.5245
MV/LV Substation CA***402X |  | 10 kV | _ | LV | 400 kVA :Kiosk Substation | 0.4 | --> | 0.4 | 0 | 0 | Constrained, otherwise capacity available =355 kVA | --> | 0.38 | 0 | 0.012 | 0.377 | 0 |  | --> | C12 ex BRUFF | Bruff [T42,T421] | LIMERICK |  | 52.5183 | -8.4704
MV/LV Substation GR***4031 |  | 20 kV | _ | LV | 400 kVA :Kiosk Substation | 0.4 | --> | 0.4 | 0 | 0 | Constrained, otherwise capacity available =319 kVA | --> | 0.38 | 0 | 0 | 0.391 | 0 |  | --> | E17 ex BRUFF | Bruff [T42,T421] | LIMERICK |  | 52.4768 | -8.5487
MV/LV Substation MC***403X |  | 20 kV | _ | LV | 630 kVA :Kiosk Substation | 0.63 | --> | 0.63 | 0 | 0 | Constrained, otherwise capacity available =527 kVA | --> | 0.598 | 0 | 0 | 0.5 | 0 |  | --> | E15 ex BRUFF | Bruff [T42,T421] | LIMERICK |  | 52.5252 | -8.4755
MV/LV Substation GA***4060 |  | 10 kV | _ | LV | 50 kVA :Pole Substation | 0.05 | --> | 0.05 | 0 | 0 | Constrained, otherwise capacity available =50 kVA | --> | 0.048 | 0 | 0 | 0 | 0 | Constrained, otherwise capacity available =48 kW | --> | C15 ex GARRYSPILLANE | Garryspillane [T41] | TIPPERARY |  | 52.3845 | -8.305
MV/LV Substation BA***4076 |  | 10 kV | _ | LV | 100 kVA :Pole Substation | 0.1 | --> | 0.1 | 0 | 0 | Constrained, otherwise capacity available =100 kVA | --> | 0.095 | 0 | 0 | 0 | 0 | Constrained, otherwise capacity available =95 kW | --> | C16 ex GARRYSPILLANE | Garryspillane [T41] | TIPPERARY |  | 52.3571 | -8.4646
MV/LV Substation TU***408 |  | 20 kV | _ | LV | 50 kVA :Pole Substation | 0.05 | --> | 0.05 | 0 | 0 | Constrained, otherwise capacity available =44 kVA | --> | 0.048 | 0 | 0.005 | 0.045 | 0 |  | --> | E17 ex BRUFF | Bruff [T42,T421] | LIMERICK |  | 52.4947 | -8.5445
MV/LV Substation TE***4088 |  | 20 kV | _ | LV | 50 kVA :Pole Substation | 0.05 | --> | 0.05 | 0 | 0 | Constrained, otherwise capacity available =50 kVA | --> | 0.048 | 0 | 0 | 0.048 | 0 |  | --> | E15 ex BRUFF | Bruff [T42,T421] | LIMERICK |  | 52.5936 | -8.4527
MV/LV Substation KI***408X |  | 10 kV | _ | LV | 100 kVA :Pole Substation | 0.1 | --> | 0.1 | 0 | 0 | Constrained, otherwise capacity available =88 kVA | --> | 0.095 | 0 | 0 | 0 | 0 | Constrained, otherwise capacity available =97 kW | --> | C25 ex GARRYSPILLANE | Garryspillane [T41] | TIPPERARY |  | 52.4561 | -8.4205
MV/LV Substation KN***409X |  | 10 kV | _ | LV | 200 kVA :Pole Substation | 0.2 | --> | 0.2 | 0 | 0 | Constrained, otherwise capacity available =134 kVA | --> | 0.19 | 0 | 0.042 | 0 | 0 | Constrained, otherwise capacity available =168 kW | --> | C25 ex GARRYSPILLANE | Garryspillane [T41] | TIPPERARY |  | 52.4378 | -8.4108
MV/LV Substation CU***4138 |  | 20 kV | _ | LV | 50 kVA :Pole Substation | 0.05 | --> | 0.05 | 0.028 | 2.96 |  | --> | 0.048 | 0 | 0 | 0 | 0 | Constrained, otherwise capacity available =50 kW | --> | E13 ex CHARLEVILLE | Charleville [T421,T422] | CHARLEVILLE |  | 52.3457 | -8.5623
MV/LV Substation GA***414X |  | 10 kV | _ | LV | 50 kVA :Pole Substation | 0.05 | --> | 0.05 | 0 | 0 | Constrained, otherwise capacity available =30 kVA | --> | 0.048 | 0 | 0.005 | 0 | 0 | Constrained, otherwise capacity available =46 kW | --> | C25 ex GARRYSPILLANE | Garryspillane [T41] | TIPPERARY |  | 52.4108 | -8.3786
MV/LV Substation BI***4151 |  | 20 kV | _ | LV | 200 kVA :Pole Substation | 0.2 | --> | 0.2 | 0 | 0 | Constrained, otherwise capacity available =127 kVA | --> | 0.19 | 0 | 0 | 0.2 | 0 |  | --> | E17 ex BRUFF | Bruff [T42,T421] | LIMERICK |  | 52.5523 | -8.5555
MV/LV Substation GA***415X |  | 10 kV | _ | LV | 50 kVA :Pole Substation | 0.05 | --> | 0.05 | 0 | 0 | Constrained, otherwise capacity available =40 kVA | --> | 0.048 | 0 | 0 | 0 | 0 | Constrained, otherwise capacity available =49 kW | --> | C25 ex GARRYSPILLANE | Garryspillane [T41] | TIPPERARY |  | 52.4042 | -8.3749
MV/LV Substation AR***4162 |  | 20 kV | _ | LV | 50 kVA :Pole Substation | 0.05 | --> | 0.05 | 0 | 0 | Constrained, otherwise capacity available =50 kVA | --> | 0.048 | 0 | 0 | 0.048 | 0 |  | --> | E17 ex BRUFF | Bruff [T42,T421] | LIMERICK |  | 52.5005 | -8.5416
MV/LV Substation KN***4168 |  | 10 kV | _ | LV | 50 kVA :Pole Substation | 0.05 | --> | 0.05 | 0 | 0 | Constrained, otherwise capacity available =50 kVA | --> | 0.048 | 0 | 0 | 0.048 | 0 |  | --> | C30 ex BRUFF | Bruff [T42,T421] | LIMERICK |  | 52.4847 | -8.5075
MV/LV Substation GA***417X |  | 10 kV | _ | LV | 200 kVA :Pole Substation | 0.2 | --> | 0.2 | 0 | 0 | Constrained, otherwise capacity available =83 kVA | --> | 0.19 | 0 | 0.013 | 0 | 0 | Constrained, otherwise capacity available =196 kW | --> | C15 ex GARRYSPILLANE | Garryspillane [T41] | TIPPERARY |  | 52.3729 | -8.3485
MV/LV Substation CA***4185 |  | 20 kV | _ | LV | 50 kVA :Pole Substation | 0.05 | --> | 0.05 | 0 | 0 | Constrained, otherwise capacity available =38 kVA | --> | 0.048 | 0 | 0.005 | 0.045 | 0 |  | --> | E15 ex BRUFF | Bruff [T42,T421] | LIMERICK |  | 52.5645 | -8.4598
MV/LV Substation HO***4201 |  | 10 kV | _ | LV | 100 kVA :Pole Substation | 0.1 | --> | 0.1 | 0 | 0 | Constrained, otherwise capacity available =89 kVA | --> | 0.095 | 0 | 0 | 0.097 | 0 |  | --> | C12 ex BRUFF | Bruff [T42,T421] | LIMERICK |  | 52.4693 | -8.4361
MV/LV Substation JA***4212 |  | 20 kV | _ | LV | 100 kVA :Pole Substation | 0.1 | --> | 0.1 | 0.096 | 2.96 |  | --> | 0.095 | 0 | 0.01 | 0 | 0 | Constrained, otherwise capacity available =88 kW | --> | E13 ex CHARLEVILLE | Charleville [T421,T422] | CHARLEVILLE |  | 52.3327 | -8.5825
MV/LV Substation RA***4240 |  | 20 kV | _ | LV | 100 kVA :Pole Substation | 0.1 | --> | 0.1 | 0 | 0 | Constrained, otherwise capacity available =100 kVA | --> | 0.095 | 0 | 0 | 0 | 0 | Constrained, otherwise capacity available =95 kW | --> | E09 ex BRUFF |  |  |  | 52.5365 | -8.5207
MV/LV Substation BA***4243 |  | 10 kV | _ | LV | 100 kVA :Pole Substation | 0.1 | --> | 0.1 | 0 | 0 | Constrained, otherwise capacity available =70 kVA | --> | 0.095 | 0 | 0 | 0 | 0 | Constrained, otherwise capacity available =99 kW | --> | C16 ex GARRYSPILLANE | Garryspillane [T41] | TIPPERARY |  | 52.3171 | -8.4686
MV/LV Substation KI***4246 |  | 10 kV | _ | LV | 100 kVA :Pole Substation | 0.1 | --> | 0.1 | 0 | 0 | Constrained, otherwise capacity available =94 kVA | --> | 0.095 | 0 | 0 | 0 | 0 | Constrained, otherwise capacity available =96 kW | --> | C16 ex GARRYSPILLANE | Garryspillane [T41] | TIPPERARY |  | 52.3606 | -8.4695
MV/LV Substation RA***4261 |  | 20 kV | _ | LV | 50 kVA :Pole Substation | 0.05 | --> | 0.05 | 0 | 0 | Constrained, otherwise capacity available =46 kVA | --> | 0.048 | 0 | 0 | 0.048 | 0 |  | --> | E15 ex BRUFF | Bruff [T42,T421] | LIMERICK |  | 52.5383 | -8.4702
MV/LV Substation GR***444 |  | 20 kV | _ | LV | 100 kVA :Pole Substation | 0.1 | --> | 0.1 | 0 | 0 | Constrained, otherwise capacity available =94 kVA | --> | 0.095 | 0 | 0 | 0.096 | 0 |  | --> | E17 ex BRUFF | Bruff [T42,T421] | LIMERICK |  | 52.514 | -8.62
MV/LV Substation MO***457 |  | 20 kV | _ | LV | 200 kVA :Pole Substation | 0.2 | --> | 0.2 | 0 | 0 | Constrained, otherwise capacity available =193 kVA | --> | 0.19 | 0 | 0 | 0.191 | 0 |  | --> | E17 ex BRUFF | Bruff [T42,T421] | LIMERICK |  | 52.521 | -8.6695
MV/LV Substation AR***459X |  | 20 kV | _ | LV | 100 kVA :Pole Substation | 0.1 | --> | 0.1 | 0 | 0 | Constrained, otherwise capacity available =76 kVA | --> | 0.095 | 0 | 0 | 0.098 | 0 |  | --> | E17 ex BRUFF | Bruff [T42,T421] | LIMERICK |  | 52.4775 | -8.5386
MV/LV Substation MI***460X |  | 20 kV | _ | LV | 200 kVA :Pole Substation | 0.2 | --> | 0.2 | 0 | 0 | Constrained, otherwise capacity available =150 kVA | --> | 0.19 | 0 | 0 | 0.197 | 0 |  | --> | E17 ex BRUFF | Bruff [T42,T421] | LIMERICK |  | 52.4764 | -8.5412
MV/LV Substation BA***465X |  | 10 kV | _ | LV | 50 kVA :Pole Substation | 0.05 | --> | 0.05 | 0 | 0 | Constrained, otherwise capacity available =47 kVA | --> | 0.048 | 0 | 0.01 | 0 | 0 | Constrained, otherwise capacity available =40 kW | --> | C25 ex GARRYSPILLANE | Garryspillane [T41] | TIPPERARY |  | 52.4458 | -8.4178
MV/LV Substation IR***467X |  | 10 kV | _ | LV | 150 kVA :Pole Substation | 0.15 | --> | 0.15 | 0 | 0 | Constrained, otherwise capacity available =143 kVA | --> | 0.142 | 0 | 0 | 0 | 0 | Constrained, otherwise capacity available =144 kW | --> | C25 ex GARRYSPILLANE | Garryspillane [T41] | TIPPERARY |  | 52.4351 | -8.4039
MV/LV Substation CL***468X |  | 10 kV | _ | LV | 200 kVA :Pole Substation | 0.2 | --> | 0.2 | 0 | 0 | Constrained, otherwise capacity available =148 kVA | --> | 0.19 | 0 | 0.008 | 0 | 0 | Constrained, otherwise capacity available =191 kW | --> | C15 ex GARRYSPILLANE | Garryspillane [T41] | TIPPERARY |  | 52.3702 | -8.3408
MV/LV Substation GA***490X |  | 10 kV | _ | LV | 100 kVA :Pole Substation | 0.1 | --> | 0.1 | 0 | 0 | Constrained, otherwise capacity available =54 kVA | --> | 0.095 | 0 | 0.005 | 0 | 0 | Constrained, otherwise capacity available =97 kW | --> | C15 ex GARRYSPILLANE | Garryspillane [T41] | TIPPERARY |  | 52.4015 | -8.2864
MV/LV Substation AR***491X |  | 10 kV | _ | LV | 50 kVA :Pole Substation | 0.05 | --> | 0.05 | 0 | 0 | Constrained, otherwise capacity available =49 kVA | --> | 0.048 | 0 | 0 | 0 | 0 | Constrained, otherwise capacity available =48 kW | --> | C15 ex GARRYSPILLANE | Garryspillane [T41] | TIPPERARY |  | 52.4014 | -8.2836
MV/LV Substation TI***524X |  | 10 kV | _ | LV | 200 kVA :Pole Substation | 0.2 | --> | 0.2 | 0 | 0 | Constrained, otherwise capacity available =122 kVA | --> | 0.19 | 0 | 0 | 0 | 0 | Constrained, otherwise capacity available =200 kW | --> | C15 ex GARRYSPILLANE | Garryspillane [T41] | TIPPERARY |  | 52.4024 | -8.2966
MV/LV Substation KI***525 |  | 10 kV | _ | LV | 50 kVA :Pole Substation | 0.05 | --> | 0.05 | 0 | 0 | Constrained, otherwise capacity available =41 kVA | --> | 0.048 | 0 | 0 | 0 | 0 | Constrained, otherwise capacity available =49 kW | --> | C12 ex GARRYSPILLANE | Garryspillane [T41] | TIPPERARY |  | 52.3527 | -8.3748
MV/LV Substation MI***526X |  | 10 kV | _ | LV | 100 kVA :Pole Substation | 0.1 | --> | 0.1 | 0 | 0 | Constrained, otherwise capacity available =65 kVA | --> | 0.095 | 0 | 0.006 | 0 | 0 | Constrained, otherwise capacity available =95 kW | --> | C15 ex GARRYSPILLANE | Garryspillane [T41] | TIPPERARY |  | 52.4 | -8.2977
MV/LV Substation CA***551X |  | 20 kV | _ | LV | 50 kVA :Pole Substation | 0.05 | --> | 0.05 | 0 | 0 | Constrained, otherwise capacity available =40 kVA | --> | 0.048 | 0 | 0 | 0.049 | 0 |  | --> | E15 ex BRUFF | Bruff [T42,T421] | LIMERICK |  | 52.5634 | -8.5036
MV/LV Substation HO***553X |  | 10 kV | _ | LV | 50 kVA :Pole Substation | 0.05 | --> | 0.05 | 0 | 0 | Constrained, otherwise capacity available =45 kVA | --> | 0.048 | 0 | 0 | 0.048 | 0 |  | --> | C12 ex BRUFF | Bruff [T42,T421] | LIMERICK |  | 52.4776 | -8.4358
MV/LV Substation GL***560 |  | 10 kV | _ | LV | 50 kVA :Pole Substation | 0.05 | --> | 0.05 | 0 | 0 | Constrained, otherwise capacity available =15 kVA | --> | 0.048 | 0 | 0.001 | 0 | 0 | Constrained, otherwise capacity available =51 kW | --> | C12 ex GARRYSPILLANE | Garryspillane [T41] | TIPPERARY |  | 52.3841 | -8.3876
MV/LV Substation MO***575 |  | 10 kV | _ | LV | 50 kVA :Pole Substation | 0.05 | --> | 0.05 | 0 | 0 | Constrained, otherwise capacity available =29 kVA | --> | 0.048 | 0 | 0 | 0 | 0 | Constrained, otherwise capacity available =50 kW | --> | C16 ex GARRYSPILLANE | Garryspillane [T41] | TIPPERARY |  | 52.3748 | -8.4483
MV/LV Substation KN***579X |  | 10 kV | _ | LV | 50 kVA :Pole Substation | 0.05 | --> | 0.05 | 0 | 0 | Constrained, otherwise capacity available =50 kVA | --> | 0.048 | 0 | 0 | 0 | 0 | Constrained, otherwise capacity available =48 kW | --> | C25 ex GARRYSPILLANE | Garryspillane [T41] | TIPPERARY |  | 52.4298 | -8.4035
MV/LV Substation HO***590X |  | 10 kV | _ | LV | 400 kVA :Kiosk Substation | 0.4 | --> | 0.4 | 0 | 0 | Constrained, otherwise capacity available =229 kVA | --> | 0.38 | 0 | 0.035 | 0.377 | 0 |  | --> | C12 ex BRUFF | Bruff [T42,T421] | LIMERICK |  | 52.4727 | -8.4332
MV/LV Substation FO***608X |  | 10 kV | _ | LV | 200 kVA :Kiosk Substation | 0.2 | --> | 0.2 | 0 | 0 | Constrained, otherwise capacity available =176 kVA | --> | 0.19 | 0 | 0.004 | 0 | 0 | Constrained, otherwise capacity available =190 kW | --> | C16 ex GARRYSPILLANE | Garryspillane [T41] | TIPPERARY |  | 52.3176 | -8.4741
MV/LV Substation RA***635X |  | 10 kV | _ | LV | 50 kVA :Pole Substation | 0.05 | --> | 0.05 | 0 | 0 | Constrained, otherwise capacity available =49 kVA | --> | 0.048 | 0 | 0 | 0 | 0 | Constrained, otherwise capacity available =48 kW | --> | C25 ex GARRYSPILLANE | Garryspillane [T41] | TIPPERARY |  | 52.4248 | -8.3892
MV/LV Substation BA***677 |  | 10 kV | _ | LV | 200 kVA :Pole Substation | 0.2 | --> | 0.2 | 0 | 0 | Constrained, otherwise capacity available =127 kVA | --> | 0.19 | 0 | 0.05 | 0 | 0 | Constrained, otherwise capacity available =163 kW | --> | C15 ex GARRYSPILLANE | Garryspillane [T41] | TIPPERARY |  | 52.3618 | -8.3103
MV/LV Substation BA***683X |  | 10 kV | _ | LV | 200 kVA :Pole Substation | 0.2 | --> | 0.2 | 0 | 0 | Constrained, otherwise capacity available =191 kVA | --> | 0.19 | 0 | 0 | 0 | 0 | Constrained, otherwise capacity available =191 kW | --> | C15 ex GARRYSPILLANE | Garryspillane [T41] | TIPPERARY |  | 52.3784 | -8.3426
MV/LV Substation BA***694X |  | 10 kV | _ | LV | 50 kVA :Pole Substation | 0.05 | --> | 0.05 | 0 | 0 | Constrained, otherwise capacity available =48 kVA | --> | 0.048 | 0 | 0 | 0.048 | 0 |  | --> | C30 ex BRUFF | Bruff [T42,T421] | LIMERICK |  | 52.465 | -8.5366
MV/LV Substation IN***701 |  | 10 kV | _ | LV | 50 kVA :Pole Substation | 0.05 | --> | 0.05 | 0 | 0 | Constrained, otherwise capacity available =29 kVA | --> | 0.048 | 0 | 0 | 0 | 0 | Constrained, otherwise capacity available =50 kW | --> | C15 ex GARRYSPILLANE | Garryspillane [T41] | TIPPERARY |  | 52.3584 | -8.2743
MV/LV Substation AS***704 |  | 10 kV | _ | LV | 50 kVA :Pole Substation | 0.05 | --> | 0.05 | 0 | 0 | Constrained, otherwise capacity available =44 kVA | --> | 0.048 | 0 | 0 | 0 | 0 | Constrained, otherwise capacity available =48 kW | --> | C15 ex GARRYSPILLANE | Garryspillane [T41] | TIPPERARY |  | 52.3632 | -8.2576
MV/LV Substation HO***711X |  | 10 kV | _ | LV | 100 kVA :Pole Substation | 0.1 | --> | 0.1 | 0 | 0 | Constrained, otherwise capacity available =90 kVA | --> | 0.095 | 0 | 0 | 0.096 | 0 |  | --> | C12 ex BRUFF | Bruff [T42,T421] | LIMERICK |  | 52.4758 | -8.4346
MV/LV Substation AN***712 |  | 10 kV | _ | LV | 200 kVA :Pole Substation | 0.2 | --> | 0.2 | 0 | 0 | Constrained, otherwise capacity available =182 kVA | --> | 0.19 | 0 | 0.022 | 0 | 0 | Constrained, otherwise capacity available =176 kW | --> | C15 ex GARRYSPILLANE | Garryspillane [T41] | TIPPERARY |  | 52.3397 | -8.29
MV/LV Substation FE***743X |  | 20 kV | _ | LV | 200 kVA :Pole Substation | 0.2 | --> | 0.2 | 0 | 0 | Constrained, otherwise capacity available =116 kVA | --> | 0.19 | 0 | 0.023 | 0.184 | 0 |  | --> | E17 ex BRUFF | Bruff [T42,T421] | LIMERICK |  | 52.5465 | -8.6039
MV/LV Substation KI***745X |  | 20 kV | _ | LV | 50 kVA :Pole Substation | 0.05 | --> | 0.05 | 0 | 0 | Constrained, otherwise capacity available =50 kVA | --> | 0.048 | 0 | 0 | 0.048 | 0 |  | --> | E17 ex BRUFF | Bruff [T42,T421] | LIMERICK |  | 52.5512 | -8.6003
MV/LV Substation EN***752X |  | 20 kV | _ | LV | 100 kVA :Pole Substation | 0.1 | --> | 0.1 | 0 | 0 | Constrained, otherwise capacity available =76 kVA | --> | 0.095 | 0 | 0.01 | 0.091 | 0 |  | --> | E17 ex BRUFF | Bruff [T42,T421] | LIMERICK |  | 52.5522 | -8.5807
MV/LV Substation LA***764 |  | 20 kV | _ | LV | 50 kVA :Pole Substation | 0.05 | --> | 0.05 | 0 | 0 | Constrained, otherwise capacity available =39 kVA | --> | 0.048 | 0 | 0.015 | 0 | 0 | Constrained, otherwise capacity available =38 kW | --> | E09 ex BRUFF |  |  |  | 52.5267 | -8.52
MV/LV Substation BA***767 |  | 20 kV | _ | LV | 50 kVA :Pole Substation | 0.05 | --> | 0.05 | 0 | 0 | Constrained, otherwise capacity available =42 kVA | --> | 0.048 | 0 | 0.005 | 0 | 0 | Constrained, otherwise capacity available =45 kW | --> | E09 ex BRUFF |  |  |  | 52.534 | -8.528
MV/LV Substation SK***767X |  | 20 kV | _ | LV | 50 kVA :Pole Substation | 0.05 | --> | 0.05 | 0 | 0 | Constrained, otherwise capacity available =50 kVA | --> | 0.048 | 0 | 0 | 0.048 | 0 |  | --> | E17 ex BRUFF | Bruff [T42,T421] | LIMERICK |  | 52.5512 | -8.5623
MV/LV Substation SK***768X |  | 20 kV | _ | LV | 50 kVA :Pole Substation | 0.05 | --> | 0.05 | 0 | 0 | Constrained, otherwise capacity available =44 kVA | --> | 0.048 | 0 | 0 | 0.048 | 0 |  | --> | E17 ex BRUFF | Bruff [T42,T421] | LIMERICK |  | 52.5516 | -8.5592
MV/LV Substation FE***771X |  | 20 kV | _ | LV | 100 kVA :Pole Substation | 0.1 | --> | 0.1 | 0 | 0 | Constrained, otherwise capacity available =100 kVA | --> | 0.095 | 0 | 0 | 0.095 | 0 |  | --> | E17 ex BRUFF | Bruff [T42,T421] | LIMERICK |  | 52.5524 | -8.555
MV/LV Substation FE***779X |  | 20 kV | _ | LV | 100 kVA :Pole Substation | 0.1 | --> | 0.1 | 0 | 0 | Constrained, otherwise capacity available =99 kVA | --> | 0.095 | 0 | 0 | 0.095 | 0 |  | --> | E17 ex BRUFF | Bruff [T42,T421] | LIMERICK |  | 52.5491 | -8.5984
MV/LV Substation KN***786 |  | 10 kV | _ | LV | 50 kVA :Pole Substation | 0.05 | --> | 0.05 | 0 | 0 | Constrained, otherwise capacity available =38 kVA | --> | 0.048 | 0 | 0 | 0 | 0 | Constrained, otherwise capacity available =49 kW | --> | C25 ex GARRYSPILLANE | Garryspillane [T41] | TIPPERARY |  | 52.4347 | -8.4084
MV/LV Substation CO***815X |  | 10 kV | _ | LV | 200 kVA :Pole Substation | 0.2 | --> | 0.2 | 0 | 0 | Constrained, otherwise capacity available =161 kVA | --> | 0.19 | 0 | 0 | 0.195 | 0 |  | --> | C12 ex BRUFF | Bruff [T42,T421] | LIMERICK |  | 52.4781 | -8.4321
MV/LV Substation KI***816X |  | 10 kV | _ | LV | 100 kVA :Pole Substation | 0.1 | --> | 0.1 | 0 | 0 | Constrained, otherwise capacity available =85 kVA | --> | 0.095 | 0 | 0 | 0.097 | 0 |  | --> | C12 ex BRUFF | Bruff [T42,T421] | LIMERICK |  | 52.5208 | -8.4018
MV/LV Substation BA***832 |  | 10 kV | _ | LV | 50 kVA :Pole Substation | 0.05 | --> | 0.05 | 0 | 0 | Constrained, otherwise capacity available =42 kVA | --> | 0.048 | 0 | 0.005 | 0 | 0 | Constrained, otherwise capacity available =45 kW | --> | C16 ex GARRYSPILLANE | Garryspillane [T41] | TIPPERARY |  | 52.4139 | -8.434
MV/LV Substation CH***840 |  | 10 kV | _ | LV | 100 kVA :Pole Substation | 0.1 | --> | 0.1 | 0 | 0 | Constrained, otherwise capacity available =36 kVA | --> | 0.095 | 0 | 0.013 | 0 | 0 | Constrained, otherwise capacity available =94 kW | --> | C15 ex GARRYSPILLANE | Garryspillane [T41] | TIPPERARY |  | 52.3709 | -8.3443
MV/LV Substation FE***840X |  | 20 kV | _ | LV | 100 kVA :Pole Substation | 0.1 | --> | 0.1 | 0 | 0 | Constrained, otherwise capacity available =76 kVA | --> | 0.095 | 0 | 0.008 | 0.092 | 0 |  | --> | E17 ex BRUFF | Bruff [T42,T421] | LIMERICK |  | 52.5464 | -8.5994
MV/LV Substation ST***848 |  | 10 kV | _ | LV | 50 kVA :Pole Substation | 0.05 | --> | 0.05 | 0 | 0 | Constrained, otherwise capacity available =26 kVA | --> | 0.048 | 0 | 0 | 0 | 0 | Constrained, otherwise capacity available =51 kW | --> | C25 ex GARRYSPILLANE | Garryspillane [T41] | TIPPERARY |  | 52.4304 | -8.4065
MV/LV Substation MO***857X |  | 20 kV | _ | LV | 50 kVA :Pole Substation | 0.05 | --> | 0.05 | 0.038 | 2.96 |  | --> | 0.048 | 0 | 0 | 0 | 0 | Constrained, otherwise capacity available =49 kW | --> | E13 ex CHARLEVILLE | Charleville [T421,T422] | CHARLEVILLE |  | 52.3333 | -8.559
MV/LV Substation CH***859 |  | 10 kV | _ | LV | 200 kVA :Pole Substation | 0.2 | --> | 0.2 | 0 | 0 | Constrained, otherwise capacity available =161 kVA | --> | 0.19 | 0 | 0 | 0 | 0 | Constrained, otherwise capacity available =195 kW | --> | C25 ex GARRYSPILLANE | Garryspillane [T41] | TIPPERARY |  | 52.4346 | -8.4123
MV/LV Substation KN***861 |  | 10 kV | _ | LV | 50 kVA :Pole Substation | 0.05 | --> | 0.05 | 0 | 0 | Constrained, otherwise capacity available =34 kVA | --> | 0.048 | 0 | 0 | 0.05 | 0 |  | --> | C30 ex BRUFF | Bruff [T42,T421] | LIMERICK |  | 52.5094 | -8.5093
MV/LV Substation BR***878X |  | 20 kV | _ | LV | 200 kVA :Kiosk Substation | 0.2 | --> | 0.2 | 0 | 0 | Constrained, otherwise capacity available =181 kVA | --> | 0.19 | 0 | 0.015 | 0.182 | 0 |  | --> | E17 ex BRUFF | Bruff [T42,T421] | LIMERICK |  | 52.471 | -8.5509
MV/LV Substation BO***895 |  | 20 kV | _ | LV | 50 kVA :Pole Substation | 0.05 | --> | 0.05 | 0 | 0 | Constrained, otherwise capacity available =32 kVA | --> | 0.048 | 0 | 0 | 0.05 | 0 |  | --> | E15 ex BRUFF | Bruff [T42,T421] | LIMERICK |  | 52.562 | -8.5034
MV/LV Substation VO***897X |  | 10 kV | _ | LV | 100 kVA :Pole Substation | 0.1 | --> | 0.1 | 0 | 0 | Constrained, otherwise capacity available =87 kVA | --> | 0.095 | 0 | 0.018 | 0.084 | 0 |  | --> | C12 ex BRUFF | Bruff [T42,T421] | LIMERICK |  | 52.5219 | -8.3977
MV/LV Substation BA***911 |  | 20 kV | _ | LV | 200 kVA :Pole Substation | 0.2 | --> | 0.2 | 0 | 0 | Constrained, otherwise capacity available =176 kVA | --> | 0.19 | 0 | 0 | 0.193 | 0 |  | --> | E15 ex BRUFF | Bruff [T42,T421] | LIMERICK |  | 52.5666 | -8.5075
MV/LV Substation WH***931X |  | 10 kV | _ | LV | 200 kVA :Pole Substation | 0.2 | --> | 0.2 | 0 | 0 | Constrained, otherwise capacity available =148 kVA | --> | 0.19 | 0 | 0 | 0 | 0 | Constrained, otherwise capacity available =197 kW | --> | C16 ex GARRYSPILLANE | Garryspillane [T41] | TIPPERARY |  | 52.3296 | -8.4728
MV/LV Substation GR***936 |  | 20 kV | _ | LV | 50 kVA :Pole Substation | 0.05 | --> | 0.05 | 0 | 0 | Constrained, otherwise capacity available =40 kVA | --> | 0.048 | 0 | 0.005 | 0.045 | 0 |  | --> | E15 ex BRUFF | Bruff [T42,T421] | LIMERICK |  | 52.5855 | -8.4458
MV/LV Substation BA***947 |  | 10 kV | _ | LV | 50 kVA :Pole Substation | 0.05 | --> | 0.05 | 0 | 0 | Constrained, otherwise capacity available =25 kVA | --> | 0.048 | 0 | 0 | 0.051 | 0 |  | --> | C12 ex BRUFF | Bruff [T42,T421] | LIMERICK |  | 52.5188 | -8.4177
MV/LV Substation CL***951X |  | 10 kV | _ | LV | 100 kVA :Pole Substation | 0.1 | --> | 0.1 | 0 | 0 | Constrained, otherwise capacity available =82 kVA | --> | 0.095 | 0 | 0 | 0.097 | 0 |  | --> | C12 ex BRUFF | Bruff [T42,T421] | LIMERICK |  | 52.4743 | -8.4259
MV/LV Substation CH***957X |  | 10 kV | _ | LV | 50 kVA :Pole Substation | 0.05 | --> | 0.05 | 0 | 0 | Constrained, otherwise capacity available =29 kVA | --> | 0.048 | 0 | 0 | 0 | 0 | Constrained, otherwise capacity available =50 kW | --> | C15 ex GARRYSPILLANE | Garryspillane [T41] | TIPPERARY |  | 52.3686 | -8.3431
MV/LV Substation KI***968 |  | 10 kV | _ | LV | 50 kVA :Pole Substation | 0.05 | --> | 0.05 | 0 | 0 | Constrained, otherwise capacity available =12 kVA | --> | 0.048 | 0 | 0.01 | 0.045 | 0 |  | --> | C12 ex BRUFF | Bruff [T42,T421] | LIMERICK |  | 52.5225 | -8.399
MV/LV Substation GR***976X |  | 10 kV | _ | LV | 50 kVA :Pole Substation | 0.05 | --> | 0.05 | 0 | 0 | Constrained, otherwise capacity available =49 kVA | --> | 0.048 | 0 | 0.006 | 0.043 | 0 |  | --> | C17 ex CAPPAMORE | Cappamore [T41,T42] | ARDNACRUSHA |  | 52.6023 | -8.439
MV/LV Substation TR***982X |  | 10 kV | _ | LV | 200 kVA :Kiosk Substation | 0.2 | --> | 0.2 | 0 | 0 | Constrained, otherwise capacity available =172 kVA | --> | 0.19 | 0 | 0 | 0 | 0 | Constrained, otherwise capacity available =194 kW | --> | C16 ex GARRYSPILLANE | Garryspillane [T41] | TIPPERARY |  | 52.3585 | -8.4641
MV/LV Substation SC***983X |  | 20 kV | _ | LV | 50 kVA :Pole Substation | 0.05 | --> | 0.05 | 0 | 0 | Constrained, otherwise capacity available =32 kVA | --> | 0.048 | 0 | 0 | 0.05 | 0 |  | --> | E17 ex BRUFF | Bruff [T42,T421] | LIMERICK |  | 52.5553 | -8.5548
MV/LV Substation TO***984X |  | 20 kV | _ | LV | 50 kVA :Pole Substation | 0.05 | --> | 0.05 | 0 | 0 | Constrained, otherwise capacity available =44 kVA | --> | 0.048 | 0 | 0 | 0 | 0 | Constrained, otherwise capacity available =48 kW | --> | E09 ex BRUFF |  |  |  | 52.5219 | -8.5177
MV/LV Substation GA***990X |  | 10 kV | _ | LV | 630 kVA :Building Structure | 0.63 | --> | 0.63 | 0 | 0 | Constrained, otherwise capacity available =627 kVA | --> | 0.598 | 0 | 0 | 0 | 0 | Constrained, otherwise capacity available =599 kW | --> | C15 ex GARRYSPILLANE | Garryspillane [T41] | TIPPERARY |  | 52.3709 | -8.3418
MV/LV Substation ST***998X |  | 10 kV | _ | LV | 200 kVA :Pole Substation | 0.2 | --> | 0.2 | 0 | 0 | Constrained, otherwise capacity available =179 kVA | --> | 0.19 | 0 | 0 | 0 | 0 | Constrained, otherwise capacity available =193 kW | --> | C25 ex GARRYSPILLANE | Garryspillane [T41] | TIPPERARY |  | 52.4377 | -8.4078
MV/LV Substation MO***003 |  | 10 kV | _ | LV | 200 kVA :Pole Substation | 0.2 | --> | 0.2 | 0 | 0 | Constrained, otherwise capacity available =142 kVA | --> | 0.19 | 0 | 0.005 | 0.194 | 0 |  | --> | C12 ex CAPPAMORE | Cappamore [T41,T42] | ARDNACRUSHA |  | 52.6141 | -8.3371
MV/LV Substation P/***006 |  | 20 kV | _ | LV | 200 kVA :Kiosk Substation | 0.2 | --> | 0.2 | 0 | 0 | Constrained, otherwise capacity available =165 kVA | --> | 0.19 | 0 | 0 | 0.195 | 0 |  | --> | E33 ex CAPPAMORE | Cappamore [T41,T42] | ARDNACRUSHA |  | 52.5655 | -8.3393
MV/LV Substation IN***007 |  | 10 kV | _ | LV | 200 kVA :Kiosk Substation | 0.2 | --> | 0.2 | 0 | 0 | Constrained, otherwise capacity available =156 kVA | --> | 0.19 | 0 | 0.005 | 0.192 | 0 |  | --> | C12 ex CAPPAMORE | Cappamore [T41,T42] | ARDNACRUSHA |  | 52.6134 | -8.3422
MV/LV Substation TH***010 |  | 20 kV | _ | LV | 200 kVA :Pole Substation | 0.2 | --> | 0.2 | 0 | 0 | Constrained, otherwise capacity available =111 kVA | --> | 0.19 | 0 | 0.021 | 0.186 | 0 |  | --> | C16 ex CAPPAMORE | Cappamore [T41,T42] | ARDNACRUSHA |  | 52.6044 | -8.2449
MV/LV Substation BA***011 |  | 20 kV | _ | LV | 200 kVA :Pole Substation | 0.2 | --> | 0.2 | 0 | 0 | Constrained, otherwise capacity available =103 kVA | --> | 0.19 | 0 | 0.023 | 0.186 | 0 |  | --> | C16 ex CAPPAMORE | Cappamore [T41,T42] | ARDNACRUSHA |  | 52.6049 | -8.2502
MV/LV Substation CO***015 |  | 20 kV | _ | LV | 200 kVA :Pole Substation | 0.2 | --> | 0.2 | 0 | 0 | Constrained, otherwise capacity available =122 kVA | --> | 0.19 | 0 | 0.02 | 0.186 | 0 |  | --> | E31 ex CAPPAMORE | Cappamore [T41,T42] | ARDNACRUSHA |  | 52.6159 | -8.3353
MV/LV Substation CA***016 |  | 20 kV | _ | LV | 200 kVA :Pole Substation | 0.2 | --> | 0.2 | 0 | 0 | Constrained, otherwise capacity available =172 kVA | --> | 0.19 | 0 | 0.01 | 0.186 | 0 |  | --> | E31 ex CAPPAMORE | Cappamore [T41,T42] | ARDNACRUSHA |  | 52.6135 | -8.3338
MV/LV Substation CA***017 |  | 10 kV | _ | LV | 200 kVA :Kiosk Substation | 0.2 | --> | 0.2 | 0 | 0 | Constrained, otherwise capacity available =139 kVA | --> | 0.19 | 0 | 0 | 0.198 | 0 |  | --> | C12 ex CAPPAMORE | Cappamore [T41,T42] | ARDNACRUSHA |  | 52.6128 | -8.339
MV/LV Substation GI***018 |  | 10 kV | _ | LV | 200 kVA :Kiosk Substation | 0.2 | --> | 0.2 | 0 | 0 | Constrained, otherwise capacity available =114 kVA | --> | 0.19 | 0 | 0.009 | 0.195 | 0 |  | --> | C12 ex CAPPAMORE | Cappamore [T41,T42] | ARDNACRUSHA |  | 52.6503 | -8.402
MV/LV Substation DR***024 |  | 20 kV | _ | LV | 50 kVA :Pole Substation | 0.05 | --> | 0.05 | 0 | 0 | Constrained, otherwise capacity available =30 kVA | --> | 0.048 | 0 | 0 | 0.05 | 0 |  | --> | E33 ex CAPPAMORE | Cappamore [T41,T42] | ARDNACRUSHA |  | 52.5725 | -8.3377
MV/LV Substation AB***033 |  | 10 kV | _ | LV | 50 kVA :Pole Substation | 0.05 | --> | 0.05 | 0 | 0 | Constrained, otherwise capacity available =48 kVA | --> | 0.048 | 0 | 0 | 0.048 | 0 |  | --> | C12 ex CAPPAMORE | Cappamore [T41,T42] | ARDNACRUSHA |  | 52.6591 | -8.3914
MV/LV Substation MU***040 |  | 10 kV | _ | LV | 100 kVA :Pole Substation | 0.1 | --> | 0.1 | 0 | 0 | Constrained, otherwise capacity available =75 kVA | --> | 0.095 | 0 | 0 | 0.098 | 0 |  | --> | C12 ex CAPPAMORE | Cappamore [T41,T42] | ARDNACRUSHA |  | 52.6431 | -8.3983
MV/LV Substation LI***045 |  | 10 kV | _ | LV | 50 kVA :Pole Substation | 0.05 | --> | 0.05 | 0 | 0 | Constrained, otherwise capacity available =35 kVA | --> | 0.048 | 0 | 0 | 0.05 | 0 |  | --> | C12 ex CAPPAMORE | Cappamore [T41,T42] | ARDNACRUSHA |  | 52.6493 | -8.3828
MV/LV Substation MU***046 |  | 10 kV | _ | LV | 50 kVA :Pole Substation | 0.05 | --> | 0.05 | 0 | 0 | Constrained, otherwise capacity available =37 kVA | --> | 0.048 | 0 | 0 | 0.049 | 0 |  | --> | C12 ex CAPPAMORE | Cappamore [T41,T42] | ARDNACRUSHA |  | 52.6597 | -8.4163
MV/LV Substation LI***062 |  | 10 kV | _ | LV | 50 kVA :Pole Substation | 0.05 | --> | 0.05 | 0 | 0 | Constrained, otherwise capacity available =36 kVA | --> | 0.048 | 0 | 0 | 0.049 | 0 |  | --> | C12 ex CAPPAMORE | Cappamore [T41,T42] | ARDNACRUSHA |  | 52.6513 | -8.3797
MV/LV Substation AB***075 |  | 10 kV | _ | LV | 100 kVA :Pole Substation | 0.1 | --> | 0.1 | 0 | 0 | Constrained, otherwise capacity available =87 kVA | --> | 0.095 | 0 | 0.005 | 0.093 | 0 |  | --> | C12 ex CAPPAMORE | Cappamore [T41,T42] | ARDNACRUSHA |  | 52.6277 | -8.4191
MV/LV Substation CR***122 |  | 20 kV | _ | LV | 50 kVA :Pole Substation | 0.05 | --> | 0.05 | 0 | 0 | Constrained, otherwise capacity available =42 kVA | --> | 0.048 | 0 | 0 | 0.048 | 0 |  | --> | E33 ex CAPPAMORE | Cappamore [T41,T42] | ARDNACRUSHA |  | 52.558 | -8.307
MV/LV Substation VO***141 |  | 10 kV | _ | LV | 100 kVA :Pole Substation | 0.1 | --> | 0.1 | 0 | 0 | Constrained, otherwise capacity available =50 kVA | --> | 0.095 | 0 | 0.021 | 0.086 | 0 |  | --> | C12 ex CAPPAMORE | Cappamore [T41,T42] | ARDNACRUSHA |  | 52.6128 | -8.3482
MV/LV Substation LI***169 |  | 20 kV | _ | LV | 50 kVA :Pole Substation | 0.05 | --> | 0.05 | 0 | 0 | Constrained, otherwise capacity available =36 kVA | --> | 0.048 | 0 | 0 | 0.049 | 0 |  | --> | E33 ex CAPPAMORE | Cappamore [T41,T42] | ARDNACRUSHA |  | 52.5711 | -8.3395
MV/LV Substation CA***185 |  | 20 kV | _ | LV | 50 kVA :Pole Substation | 0.05 | --> | 0.05 | 0 | 0 | Constrained, otherwise capacity available =48 kVA | --> | 0.048 | 0 | 0.01 | 0.04 | 0 |  | --> | C16 ex CAPPAMORE | Cappamore [T41,T42] | ARDNACRUSHA |  | 52.5752 | -8.2485
MV/LV Substation SH***201 |  | 20 kV | _ | LV | 50 kVA :Pole Substation | 0.05 | --> | 0.05 | 0 | 0 | Constrained, otherwise capacity available =40 kVA | --> | 0.048 | 0 | 0 | 0.049 | 0 |  | --> | C16 ex CAPPAMORE | Cappamore [T41,T42] | ARDNACRUSHA |  | 52.6103 | -8.2381
MV/LV Substation DO***204 |  | 20 kV | _ | LV | 200 kVA :Kiosk Substation | 0.2 | --> | 0.2 | 0 | 0 | Constrained, otherwise capacity available =173 kVA | --> | 0.19 | 0 | 0 | 0.194 | 0 |  | --> | C16 ex CAPPAMORE | Cappamore [T41,T42] | ARDNACRUSHA |  | 52.6064 | -8.245
MV/LV Substation DO***205 |  | 20 kV | _ | LV | 100 kVA :Pole Substation | 0.1 | --> | 0.1 | 0 | 0 | Constrained, otherwise capacity available =79 kVA | --> | 0.095 | 0 | 0 | 0.098 | 0 |  | --> | C16 ex CAPPAMORE | Cappamore [T41,T42] | ARDNACRUSHA |  | 52.6089 | -8.2406
MV/LV Substation KN***219 |  | 20 kV | _ | LV | 50 kVA :Pole Substation | 0.05 | --> | 0.05 | 0 | 0 | Constrained, otherwise capacity available =19 kVA | --> | 0.048 | 0 | 0 | 0.052 | 0 |  | --> | E31 ex CAPPAMORE | Cappamore [T41,T42] | ARDNACRUSHA |  | 52.6951 | -8.1287
MV/LV Substation RE***226 |  | 20 kV | _ | LV | 100 kVA :Pole Substation | 0.1 | --> | 0.1 | 0 | 0 | Constrained, otherwise capacity available =57 kVA | --> | 0.095 | 0 | 0.007 | 0.096 | 0 |  | --> | E31 ex CAPPAMORE | Cappamore [T41,T42] | ARDNACRUSHA |  | 52.6851 | -8.2346
MV/LV Substation MO***234 |  | 20 kV | _ | LV | 50 kVA :Pole Substation | 0.05 | --> | 0.05 | 0 | 0 | Constrained, otherwise capacity available =46 kVA | --> | 0.048 | 0 | 0 | 0.048 | 0 |  | --> | E33 ex CAPPAMORE | Cappamore [T41,T42] | ARDNACRUSHA |  | 52.5583 | -8.3479
MV/LV Substation KI***241 |  | 20 kV | _ | LV | 50 kVA :Pole Substation | 0.05 | --> | 0.05 | 0 | 0 | Constrained, otherwise capacity available =38 kVA | --> | 0.048 | 0 | 0 | 0.049 | 0 |  | --> | C16 ex CAPPAMORE | Cappamore [T41,T42] | ARDNACRUSHA |  | 52.5913 | -8.1461
MV/LV Substation CA***250 |  | 20 kV | _ | LV | 100 kVA :Pole Substation | 0.1 | --> | 0.1 | 0 | 0 | Constrained, otherwise capacity available =46 kVA | --> | 0.095 | 0 | 0.045 | 0.069 | 0 |  | --> | C16 ex CAPPAMORE | Cappamore [T41,T42] | ARDNACRUSHA |  | 52.5826 | -8.1701
MV/LV Substation TH***251 |  | 20 kV | _ | LV | 200 kVA :Pole Substation | 0.2 | --> | 0.2 | 0 | 0 | Constrained, otherwise capacity available =129 kVA | --> | 0.19 | 0 | 0.03 | 0.177 | 0 |  | --> | C16 ex CAPPAMORE | Cappamore [T41,T42] | ARDNACRUSHA |  | 52.5827 | -8.1631
MV/LV Substation HO***273 |  | 20 kV | _ | LV | 100 kVA :Pole Substation | 0.1 | --> | 0.1 | 0 | 0 | Constrained, otherwise capacity available =82 kVA | --> | 0.095 | 0 | 0.005 | 0.094 | 0 |  | --> | C16 ex CAPPAMORE | Cappamore [T41,T42] | ARDNACRUSHA |  | 52.6292 | -8.1212
MV/LV Substation HO***277 |  | 20 kV | _ | LV | 200 kVA :Pole Substation | 0.2 | --> | 0.2 | 0 | 0 | Constrained, otherwise capacity available =149 kVA | --> | 0.19 | 0 | 0.01 | 0.189 | 0 |  | --> | C16 ex CAPPAMORE | Cappamore [T41,T42] | ARDNACRUSHA |  | 52.6335 | -8.1129
MV/LV Substation MI***299 |  | 10 kV | _ | LV | 50 kVA :Pole Substation | 0.05 | --> | 0.05 | 0 | 0 | Constrained, otherwise capacity available =49 kVA | --> | 0.048 | 0 | 0 | 0 | 0 | Constrained, otherwise capacity available =48 kW | --> | C17 ex HOLYCROSS ROAD | Holycross Road [T41,T42] | THURLES |  | 52.6726 | -8.0822
MV/LV Substation KI***310 |  | 20 kV | _ | LV | 100 kVA :Pole Substation | 0.1 | --> | 0.1 | 0 | 0 | Constrained, otherwise capacity available =83 kVA | --> | 0.095 | 0 | 0.005 | 0.094 | 0 |  | --> | E31 ex CAPPAMORE | Cappamore [T41,T42] | ARDNACRUSHA |  | 52.6909 | -8.1463
MV/LV Substation DR***351 |  | 20 kV | _ | LV | 50 kVA :Pole Substation | 0.05 | --> | 0.05 | 0 | 0 | Constrained, otherwise capacity available =44 kVA | --> | 0.048 | 0 | 0 | 0.048 | 0 |  | --> | E33 ex CAPPAMORE | Cappamore [T41,T42] | ARDNACRUSHA |  | 52.5701 | -8.3381
MV/LV Substation MU***352 |  | 10 kV | _ | LV | 50 kVA :Pole Substation | 0.05 | --> | 0.05 | 0 | 0 | Constrained, otherwise capacity available =42 kVA | --> | 0.048 | 0 | 0.012 | 0.04 | 0 |  | --> | C12 ex CAPPAMORE | Cappamore [T41,T42] | ARDNACRUSHA |  | 52.652 | -8.4067
MV/LV Substation CA***357 |  | 20 kV | _ | LV | 100 kVA :Pole Substation | 0.1 | --> | 0.1 | 0 | 0 | Constrained, otherwise capacity available =66 kVA | --> | 0.095 | 0 | 0.005 | 0.096 | 0 |  | --> | C16 ex CAPPAMORE | Cappamore [T41,T42] | ARDNACRUSHA |  | 52.5805 | -8.1685
MV/LV Substation IN***373 |  | 20 kV | _ | LV | 50 kVA :Pole Substation | 0.05 | --> | 0.05 | 0 | 0 | Constrained, otherwise capacity available =50 kVA | --> | 0.048 | 0 | 0 | 0.048 | 0 |  | --> | E31 ex CAPPAMORE | Cappamore [T41,T42] | ARDNACRUSHA |  | 52.6903 | -8.1
MV/LV Substation MA***379 |  | 10 kV | _ | LV | 630 kVA :Building Structure | 0.63 | --> | 0.63 | 0 | 0 | Constrained, otherwise capacity available =624 kVA | --> | 0.598 | 0 | 0 | 0.5 | 0 |  | --> | C17 ex CAPPAMORE | Cappamore [T41,T42] | ARDNACRUSHA |  | 52.5834 | -8.3848
MV/LV Substation HO***388 |  | 20 kV | _ | LV | 630 kVA :Building Structure | 0.63 | --> | 0.63 | 0 | 0 | Constrained, otherwise capacity available =505 kVA | --> | 0.598 | 0 | 0 | 0.5 | 0 |  | --> | C16 ex CAPPAMORE | Cappamore [T41,T42] | ARDNACRUSHA |  | 52.635 | -8.1119
MV/LV Substation OL***4017 |  | 20 kV | _ | LV | 50 kVA :Pole Substation | 0.05 | --> | 0.05 | 0 | 0 | Constrained, otherwise capacity available =33 kVA | --> | 0.048 | 0 | 0 | 0.05 | 0 |  | --> | E33 ex CAPPAMORE | Cappamore [T41,T42] | ARDNACRUSHA |  | 52.5836 | -8.3279
MV/LV Substation GL***401X |  | 10 kV | _ | LV | 400 kVA :Kiosk Substation | 0.4 | --> | 0.4 | 0 | 0 | Constrained, otherwise capacity available =255 kVA | --> | 0.38 | 0 | 0 | 0.399 | 0 |  | --> | C12 ex CAPPAMORE | Cappamore [T41,T42] | ARDNACRUSHA |  | 52.662 | -8.3886
MV/LV Substation DO***4039 |  | 20 kV | _ | LV | 400 kVA :Building Structure | 0.4 | --> | 0.4 | 0 | 0 | Constrained, otherwise capacity available =353 kVA | --> | 0.38 | 0 | 0 | 0.386 | 0 |  | --> | C16 ex CAPPAMORE | Cappamore [T41,T42] | ARDNACRUSHA |  | 52.6008 | -8.2442
MV/LV Substation AN***4045 |  | 20 kV | _ | LV | 50 kVA :Pole Substation | 0.05 | --> | 0.05 | 0 | 0 | Constrained, otherwise capacity available =40 kVA | --> | 0.048 | 0 | 0 | 0.049 | 0 |  | --> | C16 ex CAPPAMORE | Cappamore [T41,T42] | ARDNACRUSHA |  | 52.5891 | -8.163
MV/LV Substation DR***404X |  | 10 kV | _ | LV | 50 kVA :Pole Substation | 0.05 | --> | 0.05 | 0 | 0 |  | --> | 0.048 | 0 | 0.01 | 0.047 | 0 |  | --> | C17 ex CAPPAMORE | Cappamore [T41,T42] | ARDNACRUSHA |  | 52.5834 | -8.3838
MV/LV Substation WA***406X |  | 20 kV | _ | LV | 50 kVA :Pole Substation | 0.05 | --> | 0.05 | 0 | 0 | Constrained, otherwise capacity available =39 kVA | --> | 0.048 | 0 | 0 | 0.049 | 0 |  | --> | C16 ex CAPPAMORE | Cappamore [T41,T42] | ARDNACRUSHA |  | 52.6071 | -8.2674
MV/LV Substation CA***4079 |  | 20 kV | _ | LV | 100 kVA :Pole Substation | 0.1 | --> | 0.1 | 0 | 0 | Constrained, otherwise capacity available =100 kVA | --> | 0.095 | 0 | 0 | 0.095 | 0 |  | --> | C16 ex CAPPAMORE | Cappamore [T41,T42] | ARDNACRUSHA |  | 52.6008 | -8.165
MV/LV Substation RY***4084 |  | 10 kV | _ | LV | 100 kVA :Pole Substation | 0.1 | --> | 0.1 | 0 | 0 | Constrained, otherwise capacity available =49 kVA | --> | 0.095 | 0 | 0.04 | 0.072 | 0 |  | --> | C17 ex CAPPAMORE | Cappamore [T41,T42] | ARDNACRUSHA |  | 52.6076 | -8.3722
MV/LV Substation LI***4088 |  | 20 kV | _ | LV | 50 kVA :Pole Substation | 0.05 | --> | 0.05 | 0 | 0 | Constrained, otherwise capacity available =44 kVA | --> | 0.048 | 0 | 0 | 0.048 | 0 |  | --> | C16 ex CAPPAMORE | Cappamore [T41,T42] | ARDNACRUSHA |  | 52.599 | -8.2315
MV/LV Substation CO***4098 |  | 20 kV | _ | LV | 50 kVA :Pole Substation | 0.05 | --> | 0.05 | 0 | 0 | Constrained, otherwise capacity available =44 kVA | --> | 0.048 | 0 | 0 | 0.048 | 0 |  | --> | C16 ex CAPPAMORE | Cappamore [T41,T42] | ARDNACRUSHA |  | 52.6085 | -8.2777
MV/LV Substation MU***410X |  | 10 kV | _ | LV | 50 kVA :Pole Substation | 0.05 | --> | 0.05 | 0 | 0 | Constrained, otherwise capacity available =13 kVA | --> | 0.048 | 0 | 0.013 | 0.043 | 0 |  | --> | C12 ex CAPPAMORE | Cappamore [T41,T42] | ARDNACRUSHA |  | 52.6587 | -8.4053
MV/LV Substation KN***4145 |  | 20 kV | _ | LV | 50 kVA :Pole Substation | 0.05 | --> | 0.05 | 0 | 0 | Constrained, otherwise capacity available =48 kVA | --> | 0.048 | 0 | 0 | 0.048 | 0 |  | --> | C16 ex CAPPAMORE | Cappamore [T41,T42] | ARDNACRUSHA |  | 52.6002 | -8.2097
MV/LV Substation FA***4154 |  | 20 kV | _ | LV | 50 kVA :Pole Substation | 0.05 | --> | 0.05 | 0 | 0 | Constrained, otherwise capacity available =34 kVA | --> | 0.048 | 0 | 0 | 0.05 | 0 |  | --> | C16 ex CAPPAMORE | Cappamore [T41,T42] | ARDNACRUSHA |  | 52.5888 | -8.1561
MV/LV Substation GL***4163 |  | 10 kV | _ | LV | 50 kVA :Pole Substation | 0.05 | --> | 0.05 | 0 | 0 | Constrained, otherwise capacity available =39 kVA | --> | 0.048 | 0 | 0.015 | 0.038 | 0 |  | --> | C12 ex CAPPAMORE | Cappamore [T41,T42] | ARDNACRUSHA |  | 52.6343 | -8.3951
MV/LV Substation LI***4180 |  | 10 kV | _ | LV | 50 kVA :Pole Substation | 0.05 | --> | 0.05 | 0 | 0 | Constrained, otherwise capacity available =49 kVA | --> | 0.048 | 0 | 0 | 0.048 | 0 |  | --> | C12 ex CAPPAMORE | Cappamore [T41,T42] | ARDNACRUSHA |  | 52.6485 | -8.3879
MV/LV Substation GA***4187 |  | 20 kV | _ | LV | 50 kVA :Pole Substation | 0.05 | --> | 0.05 | 0 | 0 | Constrained, otherwise capacity available =50 kVA | --> | 0.048 | 0 | 0 | 0.048 | 0 |  | --> | E31 ex CAPPAMORE | Cappamore [T41,T42] | ARDNACRUSHA |  | 52.6492 | -8.2497
MV/LV Substation AS***421X |  | 10 kV | _ | LV | 100 kVA :Pole Substation | 0.1 | --> | 0.1 | 0 | 0 | Constrained, otherwise capacity available =98 kVA | --> | 0.095 | 0 | 0 | 0.095 | 0 |  | --> | C12 ex CAPPAMORE | Cappamore [T41,T42] | ARDNACRUSHA |  | 52.6822 | -8.4117
MV/LV Substation GL***440X |  | 20 kV | _ | LV | 200 kVA :Pole Substation | 0.2 | --> | 0.2 | 0 | 0 | Constrained, otherwise capacity available =192 kVA | --> | 0.19 | 0 | 0 | 0.191 | 0 |  | --> | C16 ex CAPPAMORE | Cappamore [T41,T42] | ARDNACRUSHA |  | 52.6405 | -8.1072
MV/LV Substation GL***451 |  | 20 kV | _ | LV | 100 kVA :Pole Substation | 0.1 | --> | 0.1 | 0 | 0 | Constrained, otherwise capacity available =96 kVA | --> | 0.095 | 0 | 0.011 | 0.087 | 0 |  | --> | E31 ex CAPPAMORE | Cappamore [T41,T42] | ARDNACRUSHA |  | 52.6331 | -8.2939
MV/LV Substation CH***455 |  | 20 kV | _ | LV | 100 kVA :Pole Substation | 0.1 | --> | 0.1 | 0 | 0 | Constrained, otherwise capacity available =80 kVA | --> | 0.095 | 0 | 0 | 0.098 | 0 |  | --> | C16 ex CAPPAMORE | Cappamore [T41,T42] | ARDNACRUSHA |  | 52.6061 | -8.2554
MV/LV Substation CL***462X |  | 10 kV | _ | LV | 100 kVA :Pole Substation | 0.1 | --> | 0.1 | 0 | 0 | Constrained, otherwise capacity available =96 kVA | --> | 0.095 | 0 | 0 | 0.096 | 0 |  | --> | C17 ex CAPPAMORE | Cappamore [T41,T42] | ARDNACRUSHA |  | 52.558 | -8.4051
MV/LV Substation TO***503 |  | 20 kV | _ | LV | 50 kVA :Pole Substation | 0.05 | --> | 0.05 | 0 | 0 | Constrained, otherwise capacity available =49 kVA | --> | 0.048 | 0 | 0 | 0.048 | 0 |  | --> | C16 ex CAPPAMORE | Cappamore [T41,T42] | ARDNACRUSHA |  | 52.5858 | -8.2545
MV/LV Substation DR***506X |  | 10 kV | _ | LV | 50 kVA :Pole Substation | 0.05 | --> | 0.05 | 0 | 0 | Constrained, otherwise capacity available =49 kVA | --> | 0.048 | 0 | 0 | 0.048 | 0 |  | --> | C17 ex CAPPAMORE | Cappamore [T41,T42] | ARDNACRUSHA |  | 52.5741 | -8.4009
MV/LV Substation CA***531X |  | 20 kV | _ | LV | 50 kVA :Pole Substation | 0.05 | --> | 0.05 | 0 | 0 | Constrained, otherwise capacity available =36 kVA | --> | 0.048 | 0 | 0 | 0.049 | 0 |  | --> | C16 ex CAPPAMORE | Cappamore [T41,T42] | ARDNACRUSHA |  | 52.5848 | -8.1667
MV/LV Substation AH***537 |  | 10 kV | _ | LV | 50 kVA :Pole Substation | 0.05 | --> | 0.05 | 0 | 0 | Constrained, otherwise capacity available =38 kVA | --> | 0.048 | 0 | 0.027 | 0.029 | 0 |  | --> | C12 ex CAPPAMORE | Cappamore [T41,T42] | ARDNACRUSHA |  | 52.6352 | -8.4207
MV/LV Substation DR***540 |  | 10 kV | _ | LV | 50 kVA :Pole Substation | 0.05 | --> | 0.05 | 0 | 0 | Constrained, otherwise capacity available =43 kVA | --> | 0.048 | 0 | 0 | 0.048 | 0 |  | --> | C12 ex CAPPAMORE | Cappamore [T41,T42] | ARDNACRUSHA |  | 52.6232 | -8.4147
MV/LV Substation AB***556 |  | 10 kV | _ | LV | 50 kVA :Pole Substation | 0.05 | --> | 0.05 | 0 | 0 | Constrained, otherwise capacity available =40 kVA | --> | 0.048 | 0 | 0.01 | 0.041 | 0 |  | --> | C12 ex CAPPAMORE | Cappamore [T41,T42] | ARDNACRUSHA |  | 52.6345 | -8.4317
MV/LV Substation MU***568 |  | 10 kV | _ | LV | 400 kVA :Kiosk Substation | 0.4 | --> | 0.4 | 0 | 0 | Constrained, otherwise capacity available =333 kVA | --> | 0.38 | 0 | 0 | 0.389 | 0 |  | --> | C12 ex CAPPAMORE | Cappamore [T41,T42] | ARDNACRUSHA |  | 52.6522 | -8.3988
MV/LV Substation SH***570X |  | 20 kV | _ | LV | 50 kVA :Pole Substation | 0.05 | --> | 0.05 | 0 | 0 | Constrained, otherwise capacity available =50 kVA | --> | 0.048 | 0 | 0 | 0.048 | 0 |  | --> | E31 ex CAPPAMORE | Cappamore [T41,T42] | ARDNACRUSHA |  | 52.6675 | -8.2315
MV/LV Substation AS***575 |  | 10 kV | _ | LV | 50 kVA :Pole Substation | 0.05 | --> | 0.05 | 0 | 0 | Constrained, otherwise capacity available =43 kVA | --> | 0.048 | 0 | 0 | 0.048 | 0 |  | --> | C12 ex CAPPAMORE | Cappamore [T41,T42] | ARDNACRUSHA |  | 52.6763 | -8.4057
MV/LV Substation DR***579 |  | 10 kV | _ | LV | 100 kVA :Pole Substation | 0.1 | --> | 0.1 | 0 | 0 | Constrained, otherwise capacity available =88 kVA | --> | 0.095 | 0 | 0 | 0.097 | 0 |  | --> | C17 ex CAPPAMORE | Cappamore [T41,T42] | ARDNACRUSHA |  | 52.5779 | -8.4028
MV/LV Substation DR***581 |  | 10 kV | _ | LV | 50 kVA :Pole Substation | 0.05 | --> | 0.05 | 0 | 0 | Constrained, otherwise capacity available =47 kVA | --> | 0.048 | 0 | 0.011 | 0.04 | 0 |  | --> | C17 ex CAPPAMORE | Cappamore [T41,T42] | ARDNACRUSHA |  | 52.5737 | -8.3996
MV/LV Substation CL***584 |  | 10 kV | _ | LV | 50 kVA :Pole Substation | 0.05 | --> | 0.05 | 0 | 0 | Constrained, otherwise capacity available =36 kVA | --> | 0.048 | 0 | 0.005 | 0.046 | 0 |  | --> | C17 ex CAPPAMORE | Cappamore [T41,T42] | ARDNACRUSHA |  | 52.5569 | -8.4031
MV/LV Substation LI***590X |  | 10 kV | _ | LV | 400 kVA :Kiosk Substation | 0.4 | --> | 0.4 | 0 | 0 | Constrained, otherwise capacity available =302 kVA | --> | 0.38 | 0 | 0.033 | 0.369 | 0 |  | --> | C12 ex CAPPAMORE | Cappamore [T41,T42] | ARDNACRUSHA |  | 52.6509 | -8.4015
MV/LV Substation SU***593 |  | 20 kV | _ | LV | 50 kVA :Pole Substation | 0.05 | --> | 0.05 | 0 | 0 | Constrained, otherwise capacity available =36 kVA | --> | 0.048 | 0 | 0.027 | 0.029 | 0 |  | --> | E33 ex CAPPAMORE | Cappamore [T41,T42] | ARDNACRUSHA |  | 52.5781 | -8.3342
MV/LV Substation RO***600X |  | 10 kV | _ | LV | 200 kVA :Kiosk Substation | 0.2 | --> | 0.2 | 0 | 0 | Constrained, otherwise capacity available =128 kVA | --> | 0.19 | 0 | 0.017 | 0.187 | 0 |  | --> | C12 ex CAPPAMORE | Cappamore [T41,T42] | ARDNACRUSHA |  | 52.6489 | -8.4042
MV/LV Substation MU***601X |  | 10 kV | _ | LV | 50 kVA :Pole Substation | 0.05 | --> | 0.05 | 0 | 0 | Constrained, otherwise capacity available =48 kVA | --> | 0.048 | 0 | 0 | 0.048 | 0 |  | --> | C12 ex CAPPAMORE | Cappamore [T41,T42] | ARDNACRUSHA |  | 52.6972 | -8.4096
MV/LV Substation MT***604 |  | 20 kV | _ | LV | 200 kVA :Pole Substation | 0.2 | --> | 0.2 | 0 | 0 | Constrained, otherwise capacity available =160 kVA | --> | 0.19 | 0 | 0.015 | 0.184 | 0 |  | --> | E33 ex CAPPAMORE | Cappamore [T41,T42] | ARDNACRUSHA |  | 52.564 | -8.3323
MV/LV Substation BR***606 |  | 20 kV | _ | LV | 100 kVA :Pole Substation | 0.1 | --> | 0.1 | 0 | 0 | Constrained, otherwise capacity available =96 kVA | --> | 0.095 | 0 | 0 | 0.096 | 0 |  | --> | E33 ex CAPPAMORE | Cappamore [T41,T42] | ARDNACRUSHA |  | 52.5596 | -8.3149
MV/LV Substation NI***610 |  | 20 kV | _ | LV | 50 kVA :Pole Substation | 0.05 | --> | 0.05 | 0 | 0 | Constrained, otherwise capacity available =28 kVA | --> | 0.048 | 0 | 0 | 0.05 | 0 |  | --> | E33 ex CAPPAMORE | Cappamore [T41,T42] | ARDNACRUSHA |  | 52.5613 | -8.3462
MV/LV Substation PA***613 |  | 20 kV | _ | LV | 100 kVA :Pole Substation | 0.1 | --> | 0.1 | 0 | 0 | Constrained, otherwise capacity available =87 kVA | --> | 0.095 | 0 | 0.011 | 0.089 | 0 |  | --> | E33 ex CAPPAMORE | Cappamore [T41,T42] | ARDNACRUSHA |  | 52.5524 | -8.3489
MV/LV Substation BO***630X |  | 20 kV | _ | LV | 200 kVA :Pole Substation | 0.2 | --> | 0.2 | 0 | 0 | Constrained, otherwise capacity available =179 kVA | --> | 0.19 | 0 | 0 | 0.193 | 0 |  | --> | C16 ex CAPPAMORE | Cappamore [T41,T42] | ARDNACRUSHA |  | 52.6065 | -8.2549
MV/LV Substation DR***643 |  | 20 kV | _ | LV | 50 kVA :Pole Substation | 0.05 | --> | 0.05 | 0 | 0 | Constrained, otherwise capacity available =33 kVA | --> | 0.048 | 0 | 0 | 0.05 | 0 |  | --> | E33 ex CAPPAMORE | Cappamore [T41,T42] | ARDNACRUSHA |  | 52.5849 | -8.333
MV/LV Substation GA***644X |  | 10 kV | _ | LV | 400 kVA :Kiosk Substation | 0.4 | --> | 0.4 | 0 | 0 | Constrained, otherwise capacity available =294 kVA | --> | 0.38 | 0 | 0.035 | 0.368 | 0 |  | --> | C12 ex CAPPAMORE | Cappamore [T41,T42] | ARDNACRUSHA |  | 52.6486 | -8.398
MV/LV Substation TH***648X |  | 10 kV | _ | LV | 200 kVA :Kiosk Substation | 0.2 | --> | 0.2 | 0 | 0 | Constrained, otherwise capacity available =146 kVA | --> | 0.19 | 0 | 0.029 | 0.176 | 0 |  | --> | C12 ex CAPPAMORE | Cappamore [T41,T42] | ARDNACRUSHA |  | 52.6486 | -8.4052
MV/LV Substation EL***651 |  | 10 kV | _ | LV | 50 kVA :Pole Substation | 0.05 | --> | 0.05 | 0 | 0 | Constrained, otherwise capacity available =34 kVA | --> | 0.048 | 0 | 0 | 0.05 | 0 |  | --> | C12 ex CAPPAMORE | Cappamore [T41,T42] | ARDNACRUSHA |  | 52.63 | -8.4272
MV/LV Substation TU***651X |  | 10 kV | _ | LV | 400 kVA :Kiosk Substation | 0.4 | --> | 0.4 | 0 | 0 | Constrained, otherwise capacity available =356 kVA | --> | 0.38 | 0 | 0.02 | 0.371 | 0 |  | --> | C12 ex CAPPAMORE | Cappamore [T41,T42] | ARDNACRUSHA |  | 52.6152 | -8.3434
MV/LV Substation LI***660 |  | 10 kV | _ | LV | 50 kVA :Pole Substation | 0.05 | --> | 0.05 | 0 | 0 | Constrained, otherwise capacity available =33 kVA | --> | 0.048 | 0 | 0 | 0.05 | 0 |  | --> | C12 ex CAPPAMORE | Cappamore [T41,T42] | ARDNACRUSHA |  | 52.6651 | -8.4088
MV/LV Substation CA***661 |  | 20 kV | _ | LV | 50 kVA :Pole Substation | 0.05 | --> | 0.05 | 0 | 0 | Constrained, otherwise capacity available =39 kVA | --> | 0.048 | 0 | 0 | 0.049 | 0 |  | --> | E31 ex CAPPAMORE | Cappamore [T41,T42] | ARDNACRUSHA |  | 52.6132 | -8.3312
MV/LV Substation AB***673X |  | 10 kV | _ | LV | 200 kVA :Kiosk Substation | 0.2 | --> | 0.2 | 0 | 0 | Constrained, otherwise capacity available =184 kVA | --> | 0.19 | 0 | 0 | 0.192 | 0 |  | --> | C12 ex CAPPAMORE | Cappamore [T41,T42] | ARDNACRUSHA |  | 52.647 | -8.4024
MV/LV Substation AS***678 |  | 10 kV | _ | LV | 50 kVA :Pole Substation | 0.05 | --> | 0.05 | 0 | 0 | Constrained, otherwise capacity available =44 kVA | --> | 0.048 | 0 | 0 | 0.048 | 0 |  | --> | C12 ex CAPPAMORE | Cappamore [T41,T42] | ARDNACRUSHA |  | 52.673 | -8.4058
MV/LV Substation AS***707X |  | 10 kV | _ | LV | 50 kVA :Pole Substation | 0.05 | --> | 0.05 | 0 | 0 | Constrained, otherwise capacity available =49 kVA | --> | 0.048 | 0 | 0 | 0.048 | 0 |  | --> | C12 ex CAPPAMORE | Cappamore [T41,T42] | ARDNACRUSHA |  | 52.6785 | -8.4059
MV/LV Substation BO***719X |  | 10 kV | _ | LV | 50 kVA :Pole Substation | 0.05 | --> | 0.05 | 0 | 0 | Constrained, otherwise capacity available =49 kVA | --> | 0.048 | 0 | 0 | 0.048 | 0 |  | --> | C12 ex CAPPAMORE | Cappamore [T41,T42] | ARDNACRUSHA |  | 52.6698 | -8.4038
MV/LV Substation KN***720X |  | 20 kV | _ | LV | 50 kVA :Pole Substation | 0.05 | --> | 0.05 | 0 | 0 | Constrained, otherwise capacity available =38 kVA | --> | 0.048 | 0 | 0 | 0.049 | 0 |  | --> | E31 ex CAPPAMORE | Cappamore [T41,T42] | ARDNACRUSHA |  | 52.6893 | -8.1104
MV/LV Substation GL***723X |  | 10 kV | _ | LV | 200 kVA :Kiosk Substation | 0.2 | --> | 0.2 | 0 | 0 | Constrained, otherwise capacity available =179 kVA | --> | 0.19 | 0 | 0 | 0.193 | 0 |  | --> | C12 ex CAPPAMORE | Cappamore [T41,T42] | ARDNACRUSHA |  | 52.65 | -8.3965
MV/LV Substation LO***739X |  | 10 kV | _ | LV | 100 kVA :Pole Substation | 0.1 | --> | 0.1 | 0 | 0 | Constrained, otherwise capacity available =100 kVA | --> | 0.095 | 0 | 0 | 0.095 | 0 |  | --> | C17 ex CAPPAMORE | Cappamore [T41,T42] | ARDNACRUSHA |  | 52.5638 | -8.4056
MV/LV Substation CU***779 |  | 20 kV | _ | LV | 100 kVA :Pole Substation | 0.1 | --> | 0.1 | 0 | 0 | Constrained, otherwise capacity available =89 kVA | --> | 0.095 | 0 | 0.005 | 0.093 | 0 |  | --> | E31 ex CAPPAMORE | Cappamore [T41,T42] | ARDNACRUSHA |  | 52.6425 | -8.2586
MV/LV Substation R/***793 |  | 20 kV | _ | LV | 50 kVA :Pole Substation | 0.05 | --> | 0.05 | 0 | 0 | Constrained, otherwise capacity available =44 kVA | --> | 0.048 | 0 | 0 | 0.048 | 0 |  | --> | E31 ex CAPPAMORE | Cappamore [T41,T42] | ARDNACRUSHA |  | 52.687 | -8.2357
MV/LV Substation RE***794 |  | 20 kV | _ | LV | 100 kVA :Pole Substation | 0.1 | --> | 0.1 | 0 | 0 | Constrained, otherwise capacity available =73 kVA | --> | 0.095 | 0 | 0.015 | 0.088 | 0 |  | --> | E31 ex CAPPAMORE | Cappamore [T41,T42] | ARDNACRUSHA |  | 52.6867 | -8.2397
MV/LV Substation KE***834 |  | 20 kV | _ | LV | 50 kVA :Pole Substation | 0.05 | --> | 0.05 | 0 | 0 | Constrained, otherwise capacity available =26 kVA | --> | 0.048 | 0 | 0 | 0.051 | 0 |  | --> | E33 ex CAPPAMORE | Cappamore [T41,T42] | ARDNACRUSHA |  | 52.5526 | -8.344
MV/LV Substation MO***835 |  | 20 kV | _ | LV | 50 kVA :Pole Substation | 0.05 | --> | 0.05 | 0 | 0 | Constrained, otherwise capacity available =38 kVA | --> | 0.048 | 0 | 0.005 | 0.045 | 0 |  | --> | E33 ex CAPPAMORE | Cappamore [T41,T42] | ARDNACRUSHA |  | 52.5566 | -8.347
MV/LV Substation PA***897 |  | 20 kV | _ | LV | 200 kVA :Pole Substation | 0.2 | --> | 0.2 | 0 | 0 | Constrained, otherwise capacity available =111 kVA | --> | 0.19 | 0 | 0.036 | 0.175 | 0 |  | --> | E33 ex CAPPAMORE | Cappamore [T41,T42] | ARDNACRUSHA |  | 52.5689 | -8.3394
MV/LV Substation GR***977 |  | 20 kV | _ | LV | 50 kVA :Pole Substation | 0.05 | --> | 0.05 | 0 | 0 | Constrained, otherwise capacity available =47 kVA | --> | 0.048 | 0 | 0 | 0.048 | 0 |  | --> | E31 ex CAPPAMORE | Cappamore [T41,T42] | ARDNACRUSHA |  | 52.7319 | -8.0651
MV/LV Substation GR***980 |  | 20 kV | _ | LV | 50 kVA :Pole Substation | 0.05 | --> | 0.05 | 0 | 0 | Constrained, otherwise capacity available =48 kVA | --> | 0.048 | 0 | 0 | 0.048 | 0 |  | --> | E31 ex CAPPAMORE | Cappamore [T41,T42] | ARDNACRUSHA |  | 52.7392 | -8.0637
MV/LV Substation RE***993 |  | 20 kV | _ | LV | 200 kVA :Pole Substation | 0.2 | --> | 0.2 | 0 | 0 | Constrained, otherwise capacity available =189 kVA | --> | 0.19 | 0 | 0 | 0.192 | 0 |  | --> | E31 ex CAPPAMORE | Cappamore [T41,T42] | ARDNACRUSHA |  | 52.6952 | -8.1203
MV/LV Substation KI***002 |  | 20 kV | _ | LV | 50 kVA :Pole Substation | 0.05 | --> | 0.05 | 0 | 0 | Constrained, otherwise capacity available =50 kVA | --> | 0.048 | 0 | 0 | 0.048 | 0 |  | --> | E13 ex BIRDHILL | Birdhill [T421,T422] | ARDNACRUSHA |  | 52.7687 | -8.4637
MV/LV Substation KI***003 |  | 20 kV | _ | LV | 100 kVA :Pole Substation | 0.1 | --> | 0.1 | 0 | 0 | Constrained, otherwise capacity available =89 kVA | --> | 0.095 | 0 | 0 | 0.097 | 0 |  | --> | E13 ex BIRDHILL | Birdhill [T421,T422] | ARDNACRUSHA |  | 52.7771 | -8.4515
MV/LV Substation NE***005 |  | 20 kV | _ | LV | 400 kVA :Kiosk Substation | 0.4 | --> | 0.4 | 0 | 0 | Constrained, otherwise capacity available =321 kVA | --> | 0.38 | 0 | 0 | 0.391 | 0 |  | --> | E12 ex BIRDHILL | Birdhill [T421,T422] | ARDNACRUSHA |  | 52.8068 | -8.4464
MV/LV Substation FO***006 |  | 20 kV | _ | LV | 50 kVA :Pole Substation | 0.05 | --> | 0.05 | 0 | 0 | Constrained, otherwise capacity available =46 kVA | --> | 0.048 | 0 | 0 | 0.048 | 0 |  | --> | E12 ex BIRDHILL | Birdhill [T421,T422] | ARDNACRUSHA |  | 52.7906 | -8.4364
MV/LV Substation WO***008 |  | 20 kV | _ | LV | 100 kVA :Pole Substation | 0.1 | --> | 0.1 | 0 | 0 | Constrained, otherwise capacity available =97 kVA | --> | 0.095 | 0 | 0 | 0.095 | 0 |  | --> | E12 ex BIRDHILL | Birdhill [T421,T422] | ARDNACRUSHA |  | 52.8089 | -8.4818
MV/LV Substation FA***012 |  | 20 kV | _ | LV | 50 kVA :Pole Substation | 0.05 | --> | 0.05 | 0 | 0 | Constrained, otherwise capacity available =46 kVA | --> | 0.048 | 0 | 0 | 0.048 | 0 |  | --> | E11 ex BIRDHILL | Birdhill [T421,T422] | ARDNACRUSHA |  | 52.7516 | -8.3814
MV/LV Substation AB***016 |  | 20 kV | _ | LV | 200 kVA :Pole Substation | 0.2 | --> | 0.2 | 0 | 0 | Constrained, otherwise capacity available =26 kVA | --> | 0.19 | 0 | 0.02 | 0.198 | 0 |  | --> | E12 ex BIRDHILL | Birdhill [T421,T422] | ARDNACRUSHA |  | 52.8056 | -8.4399
MV/LV Substation NE***017 |  | 20 kV | _ | LV | 200 kVA :Pole Substation | 0.2 | --> | 0.2 | 0 | 0 | Constrained, otherwise capacity available =97 kVA | --> | 0.19 | 0 | 0.005 | 0.2 | 0 |  | --> | E11 ex BIRDHILL | Birdhill [T421,T422] | ARDNACRUSHA |  | 52.7121 | -8.4103
MV/LV Substation MO***019X |  | 20 kV | _ | LV | 50 kVA :Pole Substation | 0.05 | --> | 0.05 | 0 | 0 | Constrained, otherwise capacity available =50 kVA | --> | 0.048 | 0 | 0 | 0.048 | 0 |  | --> | E13 ex BIRDHILL | Birdhill [T421,T422] | ARDNACRUSHA |  | 52.7278 | -8.5539
MV/LV Substation KI***020 |  | 20 kV | _ | LV | 100 kVA :Pole Substation | 0.1 | --> | 0.1 | 0 | 0 | Constrained, otherwise capacity available =41 kVA | --> | 0.095 | 0 | 0.011 | 0.094 | 0 |  | --> | E12 ex BIRDHILL | Birdhill [T421,T422] | ARDNACRUSHA |  | 52.8042 | -8.4451
MV/LV Substation MU***021 |  | 20 kV | _ | LV | 630 kVA :Kiosk Substation | 0.63 | --> | 0.63 | 0 | 0 | Constrained, otherwise capacity available =542 kVA | --> | 0.598 | 0 | 0.005 | 0.5 | 0 |  | --> | E11 ex BIRDHILL | Birdhill [T421,T422] | ARDNACRUSHA |  | 52.7092 | -8.4076
MV/LV Substation BA***024 |  | 20 kV | _ | LV | 200 kVA :Pole Substation | 0.2 | --> | 0.2 | 0 | 0 | Constrained, otherwise capacity available =117 kVA | --> | 0.19 | 0 | 0 | 0.201 | 0 |  | --> | E17 ex BIRDHILL | Birdhill [T421,T422] | ARDNACRUSHA |  | 52.8094 | -8.4361
MV/LV Substation N ***026 |  | 20 kV | _ | LV | 400 kVA :Kiosk Substation | 0.4 | --> | 0.4 | 0 | 0 | Constrained, otherwise capacity available =336 kVA | --> | 0.38 | 0 | 0.005 | 0.385 | 0 |  | --> | E11 ex BIRDHILL | Birdhill [T421,T422] | ARDNACRUSHA |  | 52.714 | -8.4082
MV/LV Substation MO***034X |  | 20 kV | _ | LV | 50 kVA :Pole Substation | 0.05 | --> | 0.05 | 0 | 0 | Constrained, otherwise capacity available =31 kVA | --> | 0.048 | 0 | 0.01 | 0.043 | 0 |  | --> | E13 ex BIRDHILL | Birdhill [T421,T422] | ARDNACRUSHA |  | 52.7332 | -8.5517
MV/LV Substation CA***038 |  | 20 kV | _ | LV | 400 kVA :Kiosk Substation | 0.4 | --> | 0.4 | 0 | 0 | Constrained, otherwise capacity available =280 kVA | --> | 0.38 | 0 | 0.039 | 0.367 | 0 |  | --> | E18 ex BIRDHILL | Birdhill [T421,T422] | ARDNACRUSHA |  | 52.7088 | -8.5073
MV/LV Substation OB***041X |  | 20 kV | _ | LV | 200 kVA :Pole Substation | 0.2 | --> | 0.2 | 0 | 0 | Constrained, otherwise capacity available =179 kVA | --> | 0.19 | 0 | 0 | 0.193 | 0 |  | --> | E13 ex BIRDHILL | Birdhill [T421,T422] | ARDNACRUSHA |  | 52.7547 | -8.4981
MV/LV Substation O/***043X |  | 20 kV | _ | LV | 100 kVA :Pole Substation | 0.1 | --> | 0.1 | 0 | 0 | Constrained, otherwise capacity available =49 kVA | --> | 0.095 | 0 | 0 | 0.102 | 0 |  | --> | E13 ex BIRDHILL | Birdhill [T421,T422] | ARDNACRUSHA |  | 52.7538 | -8.4998
MV/LV Substation O/***046X |  | 20 kV | _ | LV | 200 kVA :Kiosk Substation | 0.2 | --> | 0.2 | 0 | 0 | Constrained, otherwise capacity available =155 kVA | --> | 0.19 | 0 | 0.015 | 0.185 | 0 |  | --> | E13 ex BIRDHILL | Birdhill [T421,T422] | ARDNACRUSHA |  | 52.7532 | -8.5026
MV/LV Substation CL***052 |  | 20 kV | _ | LV | 100 kVA :Pole Substation | 0.1 | --> | 0.1 | 0 | 0 | Constrained, otherwise capacity available =88 kVA | --> | 0.095 | 0 | 0 | 0.097 | 0 |  | --> | E11 ex BIRDHILL | Birdhill [T421,T422] | ARDNACRUSHA |  | 52.7172 | -8.4071
MV/LV Substation ST***053 |  | 20 kV | _ | LV | 200 kVA :Kiosk Substation | 0.2 | --> | 0.2 | 0 | 0 | Constrained, otherwise capacity available =142 kVA | --> | 0.19 | 0 | 0.023 | 0.181 | 0 |  | --> | E11 ex BIRDHILL | Birdhill [T421,T422] | ARDNACRUSHA |  | 52.7165 | -8.3965
MV/LV Substation AS***071X |  | 20 kV | _ | LV | 50 kVA :Pole Substation | 0.05 | --> | 0.05 | 0 | 0 | Constrained, otherwise capacity available =50 kVA | --> | 0.048 | 0 | 0 | 0.048 | 0 |  | --> | E13 ex BIRDHILL | Birdhill [T421,T422] | ARDNACRUSHA |  | 52.7266 | -8.539
MV/LV Substation AR***100X |  | 20 kV | _ | LV | 50 kVA :Pole Substation | 0.05 | --> | 0.05 | 0 | 0 | Constrained, otherwise capacity available =36 kVA | --> | 0.048 | 0 | 0.017 | 0.037 | 0 |  | --> | E13 ex BIRDHILL | Birdhill [T421,T422] | ARDNACRUSHA |  | 52.7487 | -8.516
MV/LV Substation AR***109X |  | 20 kV | _ | LV | 50 kVA :Pole Substation | 0.05 | --> | 0.05 | 0 | 0 | Constrained, otherwise capacity available =30 kVA | --> | 0.048 | 0 | 0 | 0.05 | 0 |  | --> | E13 ex BIRDHILL | Birdhill [T421,T422] | ARDNACRUSHA |  | 52.7509 | -8.5075
MV/LV Substation BR***114X |  | 20 kV | _ | LV | 100 kVA :Pole Substation | 0.1 | --> | 0.1 | 0 | 0 | Constrained, otherwise capacity available =55 kVA | --> | 0.095 | 0 | 0.005 | 0.097 | 0 |  | --> | E13 ex BIRDHILL | Birdhill [T421,T422] | ARDNACRUSHA |  | 52.7634 | -8.5253
MV/LV Substation BR***115X |  | 20 kV | _ | LV | 100 kVA :Pole Substation | 0.1 | --> | 0.1 | 0 | 0 | Constrained, otherwise capacity available =89 kVA | --> | 0.095 | 0 | 0.023 | 0.079 | 0 |  | --> | E13 ex BIRDHILL | Birdhill [T421,T422] | ARDNACRUSHA |  | 52.763 | -8.524
MV/LV Substation BA***141X |  | 20 kV | _ | LV | 100 kVA :Pole Substation | 0.1 | --> | 0.1 | 0 | 0 | Constrained, otherwise capacity available =92 kVA | --> | 0.095 | 0 | 0 | 0.096 | 0 |  | --> | E13 ex BIRDHILL | Birdhill [T421,T422] | ARDNACRUSHA |  | 52.783 | -8.5591
MV/LV Substation CT***145 |  | 20 kV | _ | LV | 50 kVA :Pole Substation | 0.05 | --> | 0.05 | 0 | 0 | Constrained, otherwise capacity available =30 kVA | --> | 0.048 | 0 | 0 | 0.05 | 0 |  | --> | E14 ex BIRDHILL | Birdhill [T421,T422] | ARDNACRUSHA |  | 52.8362 | -8.2735
MV/LV Substation HA***147 |  | 20 kV | _ | LV | 50 kVA :Pole Substation | 0.05 | --> | 0.05 | 0 | 0 | Constrained, otherwise capacity available =46 kVA | --> | 0.048 | 0 | 0 | 0.048 | 0 |  | --> | E14 ex BIRDHILL | Birdhill [T421,T422] | ARDNACRUSHA |  | 52.8375 | -8.2649
MV/LV Substation BL***148X |  | 20 kV | _ | LV | 50 kVA :Pole Substation | 0.05 | --> | 0.05 | 0 | 0 | Constrained, otherwise capacity available =49 kVA | --> | 0.048 | 0 | 0 | 0.048 | 0 |  | --> | E13 ex BIRDHILL | Birdhill [T421,T422] | ARDNACRUSHA |  | 52.772 | -8.5684
MV/LV Substation SH***150 |  | 20 kV | _ | LV | 100 kVA :Pole Substation | 0.1 | --> | 0.1 | 0 | 0 | Constrained, otherwise capacity available =87 kVA | --> | 0.095 | 0 | 0.017 | 0.084 | 0 |  | --> | E12 ex BIRDHILL | Birdhill [T421,T422] | ARDNACRUSHA |  | 52.8038 | -8.4481
MV/LV Substation BA***152 |  | 20 kV | _ | LV | 50 kVA :Pole Substation | 0.05 | --> | 0.05 | 0 | 0 | Constrained, otherwise capacity available =36 kVA | --> | 0.048 | 0 | 0 | 0.049 | 0 |  | --> | E12 ex BIRDHILL | Birdhill [T421,T422] | ARDNACRUSHA |  | 52.8148 | -8.4593
MV/LV Substation NE***166 |  | 20 kV | _ | LV | 400 kVA :Kiosk Substation | 0.4 | --> | 0.4 | 0 | 0 | Constrained, otherwise capacity available =316 kVA | --> | 0.38 | 0 | 0.006 | 0.387 | 0 |  | --> | E11 ex BIRDHILL | Birdhill [T421,T422] | ARDNACRUSHA |  | 52.7094 | -8.412
MV/LV Substation KI***176X |  | 20 kV | _ | LV | 50 kVA :Pole Substation | 0.05 | --> | 0.05 | 0 | 0 | Constrained, otherwise capacity available =39 kVA | --> | 0.048 | 0 | 0.023 | 0.032 | 0 |  | --> | E13 ex BIRDHILL | Birdhill [T421,T422] | ARDNACRUSHA |  | 52.739 | -8.5253
MV/LV Substation GL***193X |  | 20 kV | _ | LV | 400 kVA :Kiosk Substation | 0.4 | --> | 0.4 | 0 | 0 | Constrained, otherwise capacity available =283 kVA | --> | 0.38 | 0 | 0.035 | 0.37 | 0 |  | --> | E11 ex BIRDHILL | Birdhill [T421,T422] | ARDNACRUSHA |  | 52.7081 | -8.4023
MV/LV Substation AH***203X |  | 20 kV | _ | LV | 100 kVA :Pole Substation | 0.1 | --> | 0.1 | 0 | 0 | Constrained, otherwise capacity available =58 kVA | --> | 0.095 | 0 | 0 | 0.1 | 0 |  | --> | E11 ex BIRDHILL | Birdhill [T421,T422] | ARDNACRUSHA |  | 52.714 | -8.3809
MV/LV Substation TO***204X |  | 20 kV | _ | LV | 400 kVA :Building Structure | 0.4 | --> | 0.4 | 0 | 0 | Constrained, otherwise capacity available =358 kVA | --> | 0.38 | 0 | 0 | 0.386 | 0 |  | --> | E18 ex BIRDHILL | Birdhill [T421,T422] | ARDNACRUSHA |  | 52.7161 | -8.5017
MV/LV Substation YE***206 |  | 20 kV | _ | LV | 50 kVA :Pole Substation | 0.05 | --> | 0.05 | 0 | 0 | Constrained, otherwise capacity available =46 kVA | --> | 0.048 | 0 | 0 | 0.048 | 0 |  | --> | E14 ex BIRDHILL | Birdhill [T421,T422] | ARDNACRUSHA |  | 52.809 | -8.3273
MV/LV Substation CA***216X |  | 20 kV | _ | LV | 400 kVA :Kiosk Substation | 0.4 | --> | 0.4 | 0 | 0 | Constrained, otherwise capacity available =281 kVA | --> | 0.38 | 0 | 0.005 | 0.392 | 0 |  | --> | E18 ex BIRDHILL | Birdhill [T421,T422] | ARDNACRUSHA |  | 52.7099 | -8.5071
MV/LV Substation TH***225 |  | 20 kV | _ | LV | 400 kVA :Kiosk Substation | 0.4 | --> | 0.4 | 0 | 0 | Constrained, otherwise capacity available =359 kVA | --> | 0.38 | 0 | 0 | 0.386 | 0 |  | --> | E18 ex BIRDHILL | Birdhill [T421,T422] | ARDNACRUSHA |  | 52.7194 | -8.4992
MV/LV Substation DE***226 |  | 20 kV | _ | LV | 50 kVA :Pole Substation | 0.05 | --> | 0.05 | 0 | 0 | Constrained, otherwise capacity available =38 kVA | --> | 0.048 | 0 | 0.01 | 0.042 | 0 |  | --> | E18 ex BIRDHILL | Birdhill [T421,T422] | ARDNACRUSHA |  | 52.7192 | -8.4929
MV/LV Substation CA***227 |  | 20 kV | _ | LV | 50 kVA :Pole Substation | 0.05 | --> | 0.05 | 0 | 0 | Constrained, otherwise capacity available =23 kVA | --> | 0.048 | 0 | 0.022 | 0.035 | 0 |  | --> | E18 ex BIRDHILL | Birdhill [T421,T422] | ARDNACRUSHA |  | 52.7137 | -8.4945
MV/LV Substation BO***231X |  | 20 kV | _ | LV | 400 kVA :Kiosk Substation | 0.4 | --> | 0.4 | 0 | 0 | Constrained, otherwise capacity available =317 kVA | --> | 0.38 | 0 | 0.018 | 0.378 | 0 |  | --> | E17 ex BIRDHILL | Birdhill [T421,T422] | ARDNACRUSHA |  | 52.8134 | -8.4347
MV/LV Substation WO***233 |  | 20 kV | _ | LV | 33 kVA :Pole Substation | 0.033 | --> | 0.033 | 0 | 0 | Constrained, otherwise capacity available =27 kVA | --> | 0.031 | 0 | 0.005 | 0.028 | 0 |  | --> | E18 ex BIRDHILL | Birdhill [T421,T422] | ARDNACRUSHA |  | 52.7068 | -8.4837
MV/LV Substation WO***234 |  | 20 kV | _ | LV | 50 kVA :Pole Substation | 0.05 | --> | 0.05 | 0 | 0 | Constrained, otherwise capacity available =48 kVA | --> | 0.048 | 0 | 0 | 0.048 | 0 |  | --> | E18 ex BIRDHILL | Birdhill [T421,T422] | ARDNACRUSHA |  | 52.7077 | -8.4853
MV/LV Substation MU***234X |  | 20 kV | _ | LV | 400 kVA :Kiosk Substation | 0.4 | --> | 0.4 | 0 | 0 | Constrained, otherwise capacity available =314 kVA | --> | 0.38 | 0 | 0.033 | 0.367 | 0 |  | --> | E11 ex BIRDHILL | Birdhill [T421,T422] | ARDNACRUSHA |  | 52.7081 | -8.4143
MV/LV Substation RO***236X |  | 20 kV | _ | LV | 400 kVA :Kiosk Substation | 0.4 | --> | 0.4 | 0 | 0 | Constrained, otherwise capacity available =326 kVA | --> | 0.38 | 0 | 0.032 | 0.366 | 0 |  | --> | E11 ex BIRDHILL | Birdhill [T421,T422] | ARDNACRUSHA |  | 52.7141 | -8.4047
MV/LV Substation ST***237 |  | 20 kV | _ | LV | 100 kVA :Pole Substation | 0.1 | --> | 0.1 | 0 | 0 | Constrained, otherwise capacity available =78 kVA | --> | 0.095 | 0 | 0.005 | 0.094 | 0 |  | --> | E18 ex BIRDHILL | Birdhill [T421,T422] | ARDNACRUSHA |  | 52.7036 | -8.4969
MV/LV Substation BI***238 |  | 20 kV | _ | LV | 50 kVA :Pole Substation | 0.05 | --> | 0.05 | 0 | 0 | Constrained, otherwise capacity available =50 kVA | --> | 0.048 | 0 | 0 | 0.048 | 0 |  | --> | E14 ex BIRDHILL | Birdhill [T421,T422] | ARDNACRUSHA |  | 52.773 | -8.4161
MV/LV Substation KI***239 |  | 20 kV | _ | LV | 200 kVA :Kiosk Substation | 0.2 | --> | 0.2 | 0 | 0 | Constrained, otherwise capacity available =161 kVA | --> | 0.19 | 0 | 0.01 | 0.188 | 0 |  | --> | E12 ex BIRDHILL | Birdhill [T421,T422] | ARDNACRUSHA |  | 52.8029 | -8.4413
MV/LV Substation MU***240X |  | 20 kV | _ | LV | 400 kVA :Building Structure | 0.4 | --> | 0.4 | 0 | 0 | Constrained, otherwise capacity available =349 kVA | --> | 0.38 | 0 | 0.01 | 0.38 | 0 |  | --> | E11 ex BIRDHILL | Birdhill [T421,T422] | ARDNACRUSHA |  | 52.712 | -8.4088
MV/LV Substation RU***242 |  | 20 kV | _ | LV | 50 kVA :Pole Substation | 0.05 | --> | 0.05 | 0 | 0 | Constrained, otherwise capacity available =48 kVA | --> | 0.048 | 0 | 0.01 | 0.04 | 0 |  | --> | E18 ex BIRDHILL | Birdhill [T421,T422] | ARDNACRUSHA |  | 52.698 | -8.5064
MV/LV Substation SC***247 |  | 20 kV | _ | LV | 200 kVA :Pole Substation | 0.2 | --> | 0.2 | 0 | 0 | Constrained, otherwise capacity available =143 kVA | --> | 0.19 | 0 | 0.004 | 0.195 | 0 |  | --> | E18 ex BIRDHILL | Birdhill [T421,T422] | ARDNACRUSHA |  | 52.7175 | -8.4985
MV/LV Substation R ***249 |  | 20 kV | _ | LV | 100 kVA :Pole Substation | 0.1 | --> | 0.1 | 0 | 0 | Constrained, otherwise capacity available =74 kVA | --> | 0.095 | 0 | 0.005 | 0.095 | 0 |  | --> | E18 ex BIRDHILL | Birdhill [T421,T422] | ARDNACRUSHA |  | 52.7182 | -8.4992
MV/LV Substation MI***250 |  | 20 kV | _ | LV | 100 kVA :Pole Substation | 0.1 | --> | 0.1 | 0 | 0 | Constrained, otherwise capacity available =38 kVA | --> | 0.095 | 0 | 0.007 | 0.098 | 0 |  | --> | E12 ex BIRDHILL | Birdhill [T421,T422] | ARDNACRUSHA |  | 52.8037 | -8.4433
MV/LV Substation KI***250X |  | 20 kV | _ | LV | 400 kVA :Building Structure | 0.4 | --> | 0.4 | 0 | 0 | Constrained, otherwise capacity available =252 kVA | --> | 0.38 | 0 | 0 | 0.4 | 0 |  | --> | E12 ex BIRDHILL | Birdhill [T421,T422] | ARDNACRUSHA |  | 52.8115 | -8.4537
MV/LV Substation GR***251 |  | 20 kV | _ | LV | 200 kVA :Kiosk Substation | 0.2 | --> | 0.2 | 0 | 0 | Constrained, otherwise capacity available =148 kVA | --> | 0.19 | 0 | 0.014 | 0.187 | 0 |  | --> | E17 ex BIRDHILL | Birdhill [T421,T422] | ARDNACRUSHA |  | 52.8113 | -8.4327
MV/LV Substation LA***253 |  | 20 kV | _ | LV | 100 kVA :Pole Substation | 0.1 | --> | 0.1 | 0 | 0 | Constrained, otherwise capacity available =92 kVA | --> | 0.095 | 0 | 0.005 | 0.092 | 0 |  | --> | E12 ex BIRDHILL | Birdhill [T421,T422] | ARDNACRUSHA |  | 52.7993 | -8.4327
MV/LV Substation NE***263X |  | 20 kV | _ | LV | 50 kVA :Pole Substation | 0.05 | --> | 0.05 | 0 | 0 | Constrained, otherwise capacity available =50 kVA | --> | 0.048 | 0 | 0 | 0.048 | 0 |  | --> | E11 ex BIRDHILL | Birdhill [T421,T422] | ARDNACRUSHA |  | 52.7275 | -8.4146
MV/LV Substation MU***269X |  | 20 kV | _ | LV | 50 kVA :Pole Substation | 0.05 | --> | 0.05 | 0 | 0 | Constrained, otherwise capacity available =44 kVA | --> | 0.048 | 0 | 0 | 0.048 | 0 |  | --> | E14 ex BIRDHILL | Birdhill [T421,T422] | ARDNACRUSHA |  | 52.8161 | -8.3142
MV/LV Substation CN***270X |  | 20 kV | _ | LV | 200 kVA :Kiosk Substation | 0.2 | --> | 0.2 | 0 | 0 | Constrained, otherwise capacity available =148 kVA | --> | 0.19 | 0 | 0.008 | 0.191 | 0 |  | --> | E17 ex BIRDHILL | Birdhill [T421,T422] | ARDNACRUSHA |  | 52.8143 | -8.4355
MV/LV Substation BO***274X |  | 20 kV | _ | LV | 50 kVA :Pole Substation | 0.05 | --> | 0.05 | 0 | 0 | Constrained, otherwise capacity available =50 kVA | --> | 0.048 | 0 | 0 | 0.048 | 0 |  | --> | E13 ex BIRDHILL | Birdhill [T421,T422] | ARDNACRUSHA |  | 52.7659 | -8.549
MV/LV Substation CA***276 |  | 20 kV | _ | LV | 100 kVA :Pole Substation | 0.1 | --> | 0.1 | 0 | 0 | Constrained, otherwise capacity available =86 kVA | --> | 0.095 | 0 | 0 | 0.097 | 0 |  | --> | E18 ex BIRDHILL | Birdhill [T421,T422] | ARDNACRUSHA |  | 52.7107 | -8.5046
MV/LV Substation MA***283 |  | 20 kV | _ | LV | 200 kVA :Pole Substation | 0.2 | --> | 0.2 | 0 | 0 | Constrained, otherwise capacity available =152 kVA | --> | 0.19 | 0 | 0.054 | 0.156 | 0 |  | --> | E17 ex BIRDHILL | Birdhill [T421,T422] | ARDNACRUSHA |  | 52.8131 | -8.4449
MV/LV Substation SU***286X |  | 20 kV | _ | LV | 400 kVA :Building Structure | 0.4 | --> | 0.4 | 0 | 0 | Constrained, otherwise capacity available =318 kVA | --> | 0.38 | 0 | 0 | 0.391 | 0 |  | --> | E12 ex BIRDHILL | Birdhill [T421,T422] | ARDNACRUSHA |  | 52.8062 | -8.4423
MV/LV Substation BA***289 |  | 20 kV | _ | LV | 200 kVA :Pole Substation | 0.2 | --> | 0.2 | 0 | 0 | Constrained, otherwise capacity available =101 kVA | --> | 0.19 | 0 | 0.019 | 0.189 | 0 |  | --> | E17 ex BIRDHILL | Birdhill [T421,T422] | ARDNACRUSHA |  | 52.8078 | -8.4353
MV/LV Substation KI***292 |  | 20 kV | _ | LV | 400 kVA :Building Structure | 0.4 | --> | 0.4 | 0 | 0 | Constrained, otherwise capacity available =399 kVA | --> | 0.38 | 0 | 0 | 0.38 | 0 |  | --> | E17 ex BIRDHILL | Birdhill [T421,T422] | ARDNACRUSHA |  | 52.8579 | -8.3735
MV/LV Substation TI***296 |  | 20 kV | _ | LV | 100 kVA :Pole Substation | 0.1 | --> | 0.1 | 0 | 0 | Constrained, otherwise capacity available =93 kVA | --> | 0.095 | 0 | 0.01 | 0.088 | 0 |  | --> | E14 ex BIRDHILL | Birdhill [T421,T422] | ARDNACRUSHA |  | 52.8293 | -8.2668
MV/LV Substation CA***296X |  | 20 kV | _ | LV | 400 kVA :Kiosk Substation | 0.4 | --> | 0.4 | 0 | 0 | Constrained, otherwise capacity available =353 kVA | --> | 0.38 | 0 | 0.013 | 0.377 | 0 |  | --> | E18 ex BIRDHILL | Birdhill [T421,T422] | ARDNACRUSHA |  | 52.7067 | -8.501
MV/LV Substation CA***297 |  | 20 kV | _ | LV | 50 kVA :Pole Substation | 0.05 | --> | 0.05 | 0 | 0 | Constrained, otherwise capacity available =40 kVA | --> | 0.048 | 0 | 0 | 0.049 | 0 |  | --> | E14 ex BIRDHILL | Birdhill [T421,T422] | ARDNACRUSHA |  | 52.8319 | -8.2825
MV/LV Substation CA***297X |  | 20 kV | _ | LV | 630 kVA :Kiosk Substation | 0.63 | --> | 0.63 | 0 | 0 | Constrained, otherwise capacity available =521 kVA | --> | 0.598 | 0 | 0.044 | 0.5 | 0 |  | --> | E18 ex BIRDHILL | Birdhill [T421,T422] | ARDNACRUSHA |  | 52.7091 | -8.5009
MV/LV Substation CO***309 |  | 20 kV | _ | LV | 100 kVA :Pole Substation | 0.1 | --> | 0.1 | 0 | 0 | Constrained, otherwise capacity available =76 kVA | --> | 0.095 | 0 | 0.02 | 0.083 | 0 |  | --> | E18 ex BIRDHILL | Birdhill [T421,T422] | ARDNACRUSHA |  | 52.7094 | -8.49
MV/LV Substation RU***313 |  | 20 kV | _ | LV | 50 kVA :Pole Substation | 0.05 | --> | 0.05 | 0 | 0 | Constrained, otherwise capacity available =45 kVA | --> | 0.048 | 0 | 0 | 0.048 | 0 |  | --> | E18 ex BIRDHILL | Birdhill [T421,T422] | ARDNACRUSHA |  | 52.7005 | -8.5074
MV/LV Substation KI***326 |  | 20 kV | _ | LV | 100 kVA :Pole Substation | 0.1 | --> | 0.1 | 0 | 0 | Constrained, otherwise capacity available =81 kVA | --> | 0.095 | 0 | 0.006 | 0.093 | 0 |  | --> | E12 ex BIRDHILL | Birdhill [T421,T422] | ARDNACRUSHA |  | 52.8118 | -8.4559
MV/LV Substation TO***326X |  | 20 kV | _ | LV | 630 kVA :Building Structure | 0.63 | --> | 0.63 | 0 | 0 | Constrained, otherwise capacity available =516 kVA | --> | 0.598 | 0 | 0.015 | 0.5 | 0 |  | --> | E18 ex BIRDHILL | Birdhill [T421,T422] | ARDNACRUSHA |  | 52.7124 | -8.5019
MV/LV Substation MA***331 |  | 20 kV | _ | LV | 100 kVA :Pole Substation | 0.1 | --> | 0.1 | 0 | 0 | Constrained, otherwise capacity available =90 kVA | --> | 0.095 | 0 | 0.003 | 0.094 | 0 |  | --> | E17 ex BIRDHILL | Birdhill [T421,T422] | ARDNACRUSHA |  | 52.812 | -8.444
MV/LV Substation SW***337X |  | 20 kV | _ | LV | 50 kVA :Pole Substation | 0.05 | --> | 0.05 | 0 | 0 | Constrained, otherwise capacity available =40 kVA | --> | 0.048 | 0 | 0 | 0.049 | 0 |  | --> | E18 ex BIRDHILL | Birdhill [T421,T422] | ARDNACRUSHA |  | 52.7382 | -8.4858
MV/LV Substation AS***338 |  | 20 kV | _ | LV | 400 kVA :Kiosk Substation | 0.4 | --> | 0.4 | 0 | 0 | Constrained, otherwise capacity available =313 kVA | --> | 0.38 | 0 | 0.062 | 0.346 | 0 |  | --> | E17 ex BIRDHILL | Birdhill [T421,T422] | ARDNACRUSHA |  | 52.8165 | -8.4341
MV/LV Substation CR***361X |  | 20 kV | _ | LV | 200 kVA :Kiosk Substation | 0.2 | --> | 0.2 | 0 | 0 | Constrained, otherwise capacity available =172 kVA | --> | 0.19 | 0 | 0 | 0.194 | 0 |  | --> | E12 ex BIRDHILL | Birdhill [T421,T422] | ARDNACRUSHA |  | 52.8056 | -8.4464
MV/LV Substation FI***362X |  | 20 kV | _ | LV | 400 kVA :Kiosk Substation | 0.4 | --> | 0.4 | 0 | 0 | Constrained, otherwise capacity available =333 kVA | --> | 0.38 | 0 | 0.022 | 0.373 | 0 |  | --> | E12 ex BIRDHILL | Birdhill [T421,T422] | ARDNACRUSHA |  | 52.8131 | -8.4547
MV/LV Substation SH***368X |  | 20 kV | _ | LV | 400 kVA :Kiosk Substation | 0.4 | --> | 0.4 | 0 | 0 | Constrained, otherwise capacity available =365 kVA | --> | 0.38 | 0 | 0.003 | 0.382 | 0 |  | --> | E12 ex BIRDHILL | Birdhill [T421,T422] | ARDNACRUSHA |  | 52.8001 | -8.4441
MV/LV Substation HI***375X |  | 20 kV | _ | LV | 200 kVA :Kiosk Substation | 0.2 | --> | 0.2 | 0 | 0 | Constrained, otherwise capacity available =154 kVA | --> | 0.19 | 0 | 0.034 | 0.171 | 0 |  | --> | E11 ex BIRDHILL | Birdhill [T421,T422] | ARDNACRUSHA |  | 52.7024 | -8.4072
MV/LV Substation AR***380X |  | 20 kV | _ | LV | 630 kVA :Kiosk Substation | 0.63 | --> | 0.63 | 0 | 0 | Constrained, otherwise capacity available =452 kVA | --> | 0.598 | 0 | 0.026 | 0.5 | 0 |  | --> | E12 ex BIRDHILL | Birdhill [T421,T422] | ARDNACRUSHA |  | 52.808 | -8.4516
MV/LV Substation JI***382X |  | 20 kV | _ | LV | 50 kVA :Pole Substation | 0.05 | --> | 0.05 | 0 | 0 | Constrained, otherwise capacity available =48 kVA | --> | 0.048 | 0 | 0 | 0.048 | 0 |  | --> | E13 ex BIRDHILL | Birdhill [T421,T422] | ARDNACRUSHA |  | 52.7697 | -8.5441
MV/LV Substation GA***391X |  | 20 kV | _ | LV | 630 kVA :Kiosk Substation | 0.63 | --> | 0.63 | 0 | 0 | Constrained, otherwise capacity available =562 kVA | --> | 0.598 | 0 | 0.005 | 0.5 | 0 |  | --> | E17 ex BIRDHILL | Birdhill [T421,T422] | ARDNACRUSHA |  | 52.8097 | -8.4387
MV/LV Substation CO***395X |  | 20 kV | _ | LV | 200 kVA :Kiosk Substation | 0.2 | --> | 0.2 | 0 | 0 | Constrained, otherwise capacity available =163 kVA | --> | 0.19 | 0 | 0.021 | 0.179 | 0 |  | --> | E18 ex BIRDHILL | Birdhill [T421,T422] | ARDNACRUSHA |  | 52.7126 | -8.4964
MV/LV Substation BI***4010 |  | 20 kV | _ | LV | 50 kVA :Pole Substation | 0.05 | --> | 0.05 | 0 | 0 | Constrained, otherwise capacity available =50 kVA | --> | 0.048 | 0 | 0 | 0.048 | 0 |  | --> | E14 ex BIRDHILL | Birdhill [T421,T422] | ARDNACRUSHA |  | 52.7722 | -8.4265
MV/LV Substation CO***4024 |  | 20 kV | _ | LV | 50 kVA :Pole Substation | 0.05 | --> | 0.05 | 0 | 0 | Constrained, otherwise capacity available =50 kVA | --> | 0.048 | 0 | 0 | 0.048 | 0 |  | --> | E12 ex BIRDHILL | Birdhill [T421,T422] | ARDNACRUSHA |  | 52.7776 | -8.4328
MV/LV Substation LI***4026 |  | 20 kV | _ | LV | 200 kVA :Pole Substation | 0.2 | --> | 0.2 | 0 | 0 | Constrained, otherwise capacity available =164 kVA | --> | 0.19 | 0 | 0 | 0.195 | 0 |  | --> | E11 ex BIRDHILL | Birdhill [T421,T422] | ARDNACRUSHA |  | 52.7093 | -8.417
MV/LV Substation CO***4028 |  | 10 kV | _ | LV | 50 kVA :Pole Substation | 0.05 | --> | 0.05 | 0.041 | 3 |  | --> | 0.048 | 0 | 0 | 0.049 | 0 |  | --> | C23 ex NENAGH | Nenagh [T41,T42] | NENAGH |  | 52.8136 | -8.2614
MV/LV Substation MA***4029 |  | 20 kV | _ | LV | 50 kVA :Pole Substation | 0.05 | --> | 0.05 | 0 | 0 | Constrained, otherwise capacity available =42 kVA | --> | 0.048 | 0 | 0 | 0.049 | 0 |  | --> | E14 ex BIRDHILL | Birdhill [T421,T422] | ARDNACRUSHA |  | 52.8326 | -8.2354
MV/LV Substation CO***403 |  | 20 kV | _ | LV | 400 kVA :Kiosk Substation | 0.4 | --> | 0.4 | 0 | 0 | Constrained, otherwise capacity available =346 kVA | --> | 0.38 | 0 | 0 | 0.387 | 0 |  | --> | E12 ex BIRDHILL | Birdhill [T421,T422] | ARDNACRUSHA |  | 52.774 | -8.4299
MV/LV Substation NE***4041 |  | 20 kV | _ | LV | 200 kVA :Pole Substation | 0.2 | --> | 0.2 | 0 | 0 | Constrained, otherwise capacity available =195 kVA | --> | 0.19 | 0 | 0 | 0.191 | 0 |  | --> | E11 ex BIRDHILL | Birdhill [T421,T422] | ARDNACRUSHA |  | 52.7055 | -8.389
MV/LV Substation NR***4068 |  | 20 kV | _ | LV | 100 kVA :Pole Substation | 0.1 | --> | 0.1 | 0 | 0 | Constrained, otherwise capacity available =80 kVA | --> | 0.095 | 0 | 0 | 0.098 | 0 |  | --> | E14 ex BIRDHILL | Birdhill [T421,T422] | ARDNACRUSHA |  | 52.8479 | -8.2496
MV/LV Substation BA***4085 |  | 20 kV | _ | LV | 50 kVA :Pole Substation | 0.05 | --> | 0.05 | 0 | 0 | Constrained, otherwise capacity available =46 kVA | --> | 0.048 | 0 | 0.005 | 0.044 | 0 |  | --> | E17 ex BIRDHILL | Birdhill [T421,T422] | ARDNACRUSHA |  | 52.8132 | -8.4273
MV/LV Substation AP***4086 |  | 20 kV | _ | LV | 400 kVA :Kiosk Substation | 0.4 | --> | 0.4 | 0 | 0 | Constrained, otherwise capacity available =315 kVA | --> | 0.38 | 0 | 0 | 0.391 | 0 |  | --> | E14 ex BIRDHILL | Birdhill [T421,T422] | ARDNACRUSHA |  | 52.7584 | -8.4098
MV/LV Substation BA***4137 |  | 20 kV | _ | LV | 50 kVA :Pole Substation | 0.05 | --> | 0.05 | 0 | 0 | Constrained, otherwise capacity available =32 kVA | --> | 0.048 | 0 | 0 | 0.05 | 0 |  | --> | E17 ex BIRDHILL | Birdhill [T421,T422] | ARDNACRUSHA |  | 52.8685 | -8.379
MV/LV Substation FI***414 |  | 20 kV | _ | LV | 400 kVA :Kiosk Substation | 0.4 | --> | 0.4 | 0 | 0 | Constrained, otherwise capacity available =281 kVA | --> | 0.38 | 0 | 0.004 | 0.393 | 0 |  | --> | E12 ex BIRDHILL | Birdhill [T421,T422] | ARDNACRUSHA |  | 52.8073 | -8.4452
MV/LV Substation AL***4142 |  | 20 kV | _ | LV | 400 kVA :Kiosk Substation | 0.4 | --> | 0.4 | 0 | 0 | Constrained, otherwise capacity available =335 kVA | --> | 0.38 | 0 | 0 | 0.389 | 0 |  | --> | E12 ex BIRDHILL | Birdhill [T421,T422] | ARDNACRUSHA |  | 52.8048 | -8.4413
MV/LV Substation GL***4148 |  | 20 kV | _ | LV | 400 kVA :Kiosk Substation | 0.4 | --> | 0.4 | 0 | 0 | Constrained, otherwise capacity available =400 kVA | --> | 0.38 | 0 | 0 | 0.38 | 0 |  | --> | E11 ex BIRDHILL | Birdhill [T421,T422] | ARDNACRUSHA |  | 52.7095 | -8.4017
MV/LV Substation LA***4149 |  | 20 kV | _ | LV | 400 kVA :Kiosk Substation | 0.4 | --> | 0.4 | 0 | 0 | Constrained, otherwise capacity available =310 kVA | --> | 0.38 | 0 | 0.015 | 0.381 | 0 |  | --> | E17 ex BIRDHILL | Birdhill [T421,T422] | ARDNACRUSHA |  | 52.8108 | -8.4432
MV/LV Substation CU***4187 |  | 20 kV | _ | LV | 50 kVA :Pole Substation | 0.05 | --> | 0.05 | 0 | 0 | Constrained, otherwise capacity available =50 kVA | --> | 0.048 | 0 | 0 | 0.048 | 0 |  | --> | E13 ex BIRDHILL | Birdhill [T421,T422] | ARDNACRUSHA |  | 52.7561 | -8.4715
MV/LV Substation FO***418X |  | 20 kV | _ | LV | 630 kVA :Building Structure | 0.63 | --> | 0.63 | 0 | 0 | Constrained, otherwise capacity available =381 kVA | --> | 0.598 | 0 | 0 | 0.5 | 0 |  | --> | E12 ex BIRDHILL | Birdhill [T421,T422] | ARDNACRUSHA |  | 52.7908 | -8.4319
MV/LV Substation LE***4196 |  | 20 kV | _ | LV | 50 kVA :Pole Substation | 0.05 | --> | 0.05 | 0 | 0 | Constrained, otherwise capacity available =50 kVA | --> | 0.048 | 0 | 0 | 0.048 | 0 |  | --> | E13 ex BIRDHILL | Birdhill [T421,T422] | ARDNACRUSHA |  | 52.7717 | -8.5628
MV/LV Substation SH***4199 |  | 20 kV | _ | LV | 50 kVA :Pole Substation | 0.05 | --> | 0.05 | 0 | 0 | Constrained, otherwise capacity available =50 kVA | --> | 0.048 | 0 | 0 | 0.048 | 0 |  | --> | E12 ex BIRDHILL | Birdhill [T421,T422] | ARDNACRUSHA |  | 52.8068 | -8.4564
MV/LV Substation BA***4200 |  | 20 kV | _ | LV | 50 kVA :Pole Substation | 0.05 | --> | 0.05 | 0 | 0 | Constrained, otherwise capacity available =50 kVA | --> | 0.048 | 0 | 0 | 0.048 | 0 |  | --> | E13 ex BIRDHILL | Birdhill [T421,T422] | ARDNACRUSHA |  | 52.7857 | -8.5614
MV/LV Substation FA***4211 |  | 20 kV | _ | LV | 50 kVA :Pole Substation | 0.05 | --> | 0.05 | 0 | 0 | Constrained, otherwise capacity available =50 kVA | --> | 0.048 | 0 | 0 | 0.048 | 0 |  | --> | E13 ex BIRDHILL | Birdhill [T421,T422] | ARDNACRUSHA |  | 52.7667 | -8.5305
MV/LV Substation CL***4227 |  | 20 kV | _ | LV | 400 kVA :Kiosk Substation | 0.4 | --> | 0.4 | 0 | 0 | Constrained, otherwise capacity available =389 kVA | --> | 0.38 | 0 | 0 | 0.382 | 0 |  | --> | E12 ex BIRDHILL | Birdhill [T421,T422] | ARDNACRUSHA |  | 52.8015 | -8.4402
MV/LV Substation MO***4242 |  | 20 kV | _ | LV | 50 kVA :Pole Substation | 0.05 | --> | 0.05 | 0 | 0 | Constrained, otherwise capacity available =49 kVA | --> | 0.048 | 0 | 0 | 0.048 | 0 |  | --> | E13 ex BIRDHILL | Birdhill [T421,T422] | ARDNACRUSHA |  | 52.733 | -8.5486
MV/LV Substation LA***425 |  | 20 kV | _ | LV | 400 kVA :Kiosk Substation | 0.4 | --> | 0.4 | 0 | 0 | Constrained, otherwise capacity available =340 kVA | --> | 0.38 | 0 | 0.004 | 0.385 | 0 |  | --> | E12 ex BIRDHILL | Birdhill [T421,T422] | ARDNACRUSHA |  | 52.8062 | -8.448
MV/LV Substation BI***4258 |  | 20 kV | _ | LV | 50 kVA :Pole Substation | 0.05 | --> | 0.05 | 0 | 0 | Constrained, otherwise capacity available =50 kVA | --> | 0.048 | 0 | 0 | 0.048 | 0 |  | --> | E18 ex BIRDHILL | Birdhill [T421,T422] | ARDNACRUSHA |  | 52.7623 | -8.4448
MV/LV Substation NE***433X |  | 20 kV | _ | LV | 100 kVA :Pole Substation | 0.1 | --> | 0.1 | 0 | 0 | Constrained, otherwise capacity available =99 kVA | --> | 0.095 | 0 | 0 | 0.095 | 0 |  | --> | E11 ex BIRDHILL | Birdhill [T421,T422] | ARDNACRUSHA |  | 52.7069 | -8.3966
MV/LV Substation PA***435X |  | 20 kV | _ | LV | 50 kVA :Pole Substation | 0.05 | --> | 0.05 | 0 | 0 | Constrained, otherwise capacity available =49 kVA | --> | 0.048 | 0 | 0 | 0.048 | 0 |  | --> | E18 ex BIRDHILL | Birdhill [T421,T422] | ARDNACRUSHA |  | 52.6973 | -8.5045
MV/LV Substation TU***438X |  | 20 kV | _ | LV | 50 kVA :Pole Substation | 0.05 | --> | 0.05 | 0 | 0 | Constrained, otherwise capacity available =42 kVA | --> | 0.048 | 0 | 0 | 0.049 | 0 |  | --> | E11 ex BIRDHILL | Birdhill [T421,T422] | ARDNACRUSHA |  | 52.7046 | -8.4021
MV/LV Substation GR***453 |  | 20 kV | _ | LV | 50 kVA :Pole Substation | 0.05 | --> | 0.05 | 0 | 0 | Constrained, otherwise capacity available =41 kVA | --> | 0.048 | 0 | 0.011 | 0.041 | 0 |  | --> | E14 ex BIRDHILL | Birdhill [T421,T422] | ARDNACRUSHA |  | 52.781 | -8.4016
MV/LV Substation ST***468 |  | 20 kV | _ | LV | 50 kVA :Pole Substation | 0.05 | --> | 0.05 | 0 | 0 | Constrained, otherwise capacity available =36 kVA | --> | 0.048 | 0 | 0.004 | 0.046 | 0 |  | --> | E14 ex BIRDHILL | Birdhill [T421,T422] | ARDNACRUSHA |  | 52.802 | -8.3501
MV/LV Substation CI***554 |  | 20 kV | _ | LV | 50 kVA :Pole Substation | 0.05 | --> | 0.05 | 0 | 0 | Constrained, otherwise capacity available =45 kVA | --> | 0.048 | 0 | 0 | 0.048 | 0 |  | --> | E11 ex BIRDHILL | Birdhill [T421,T422] | ARDNACRUSHA |  | 52.7585 | -8.3343
MV/LV Substation GO***561 |  | 20 kV | _ | LV | 50 kVA :Pole Substation | 0.05 | --> | 0.05 | 0 | 0 | Constrained, otherwise capacity available =33 kVA | --> | 0.048 | 0 | 0 | 0.05 | 0 |  | --> | E11 ex BIRDHILL | Birdhill [T421,T422] | ARDNACRUSHA |  | 52.737 | -8.4001
MV/LV Substation HU***625 |  | 20 kV | _ | LV | 100 kVA :Pole Substation | 0.1 | --> | 0.1 | 0 | 0 | Constrained, otherwise capacity available =68 kVA | --> | 0.095 | 0 | 0.008 | 0.093 | 0 |  | --> | E18 ex BIRDHILL | Birdhill [T421,T422] | ARDNACRUSHA |  | 52.7035 | -8.4945
MV/LV Substation IN***626 |  | 20 kV | _ | LV | 100 kVA :Pole Substation | 0.1 | --> | 0.1 | 0 | 0 | Constrained, otherwise capacity available =72 kVA | --> | 0.095 | 0 | 0.015 | 0.088 | 0 |  | --> | E18 ex BIRDHILL | Birdhill [T421,T422] | ARDNACRUSHA |  | 52.704 | -8.508
MV/LV Substation HA***662 |  | 20 kV | _ | LV | 50 kVA :Pole Substation | 0.05 | --> | 0.05 | 0 | 0 | Constrained, otherwise capacity available =30 kVA | --> | 0.048 | 0 | 0 | 0.05 | 0 |  | --> | E12 ex BIRDHILL | Birdhill [T421,T422] | ARDNACRUSHA |  | 52.8034 | -8.4488
MV/LV Substation PA***663 |  | 20 kV | _ | LV | 50 kVA :Pole Substation | 0.05 | --> | 0.05 | 0 | 0 | Constrained, otherwise capacity available =18 kVA | --> | 0.048 | 0 | 0 | 0.052 | 0 |  | --> | E13 ex BIRDHILL | Birdhill [T421,T422] | ARDNACRUSHA |  | 52.7611 | -8.4732
MV/LV Substation RO***664 |  | 20 kV | _ | LV | 400 kVA :Building Structure | 0.4 | --> | 0.4 | 0 | 0 | Constrained, otherwise capacity available =376 kVA | --> | 0.38 | 0 | 0 | 0.383 | 0 |  | --> | E18 ex BIRDHILL | Birdhill [T421,T422] | ARDNACRUSHA |  | 52.7313 | -8.4728
MV/LV Substation ST***667 |  | 20 kV | _ | LV | 200 kVA :Pole Substation | 0.2 | --> | 0.2 | 0 | 0 | Constrained, otherwise capacity available =143 kVA | --> | 0.19 | 0 | 0.031 | 0.175 | 0 |  | --> | E18 ex BIRDHILL | Birdhill [T421,T422] | ARDNACRUSHA |  | 52.705 | -8.5062
MV/LV Substation CU***678 |  | 20 kV | _ | LV | 630 kVA :Kiosk Substation | 0.63 | --> | 0.63 | 0 | 0 | Constrained, otherwise capacity available =479 kVA | --> | 0.598 | 0 | 0.025 | 0.5 | 0 |  | --> | E17 ex BIRDHILL | Birdhill [T421,T422] | ARDNACRUSHA |  | 52.8133 | -8.4373
MV/LV Substation DE***694 |  | 20 kV | _ | LV | 50 kVA :Pole Substation | 0.05 | --> | 0.05 | 0 | 0 | Constrained, otherwise capacity available =28 kVA | --> | 0.048 | 0 | 0.015 | 0.039 | 0 |  | --> | E17 ex BIRDHILL | Birdhill [T421,T422] | ARDNACRUSHA |  | 52.8484 | -8.4302
MV/LV Substation CA***720 |  | 20 kV | _ | LV | 400 kVA :Kiosk Substation | 0.4 | --> | 0.4 | 0 | 0 | Constrained, otherwise capacity available =210 kVA | --> | 0.38 | 0 | 0.035 | 0.379 | 0 |  | --> | E18 ex BIRDHILL | Birdhill [T421,T422] | ARDNACRUSHA |  | 52.7135 | -8.4995
MV/LV Substation BI***721 |  | 20 kV | _ | LV | 100 kVA :Pole Substation | 0.1 | --> | 0.1 | 0 | 0 | Constrained, otherwise capacity available =31 kVA | --> | 0.095 | 0 | 0 | 0.104 | 0 |  | --> | E13 ex BIRDHILL | Birdhill [T421,T422] | ARDNACRUSHA |  | 52.7667 | -8.4417
MV/LV Substation CL***722 |  | 20 kV | _ | LV | 100 kVA :Pole Substation | 0.1 | --> | 0.1 | 0 | 0 | Constrained, otherwise capacity available =88 kVA | --> | 0.095 | 0 | 0 | 0.097 | 0 |  | --> | E12 ex BIRDHILL | Birdhill [T421,T422] | ARDNACRUSHA |  | 52.7985 | -8.4414
MV/LV Substation BA***723 |  | 20 kV | _ | LV | 630 kVA :Kiosk Substation | 0.63 | --> | 0.63 | 0 | 0 | Constrained, otherwise capacity available =556 kVA | --> | 0.598 | 0 | 0 | 0.5 | 0 |  | --> | E12 ex BIRDHILL | Birdhill [T421,T422] | ARDNACRUSHA |  | 52.8025 | -8.4345
MV/LV Substation BO***757 |  | 20 kV | _ | LV | 50 kVA :Pole Substation | 0.05 | --> | 0.05 | 0 | 0 | Constrained, otherwise capacity available =34 kVA | --> | 0.048 | 0 | 0 | 0.05 | 0 |  | --> | E14 ex BIRDHILL | Birdhill [T421,T422] | ARDNACRUSHA |  | 52.7887 | -8.3792
MV/LV Substation TO***768 |  | 20 kV | _ | LV | 400 kVA :Kiosk Substation | 0.4 | --> | 0.4 | 0 | 0 | Constrained, otherwise capacity available =352 kVA | --> | 0.38 | 0 | 0.009 | 0.38 | 0 |  | --> | E18 ex BIRDHILL | Birdhill [T421,T422] | ARDNACRUSHA |  | 52.7148 | -8.5002
MV/LV Substation OL***769 |  | 20 kV | _ | LV | 200 kVA :Kiosk Substation | 0.2 | --> | 0.2 | 0 | 0 | Constrained, otherwise capacity available =115 kVA | --> | 0.19 | 0 | 0.017 | 0.189 | 0 |  | --> | E11 ex BIRDHILL | Birdhill [T421,T422] | ARDNACRUSHA |  | 52.7103 | -8.4028
MV/LV Substation RO***771 |  | 20 kV | _ | LV | 200 kVA :Pole Substation | 0.2 | --> | 0.2 | 0 | 0 | Constrained, otherwise capacity available =103 kVA | --> | 0.19 | 0 | 0 | 0.203 | 0 |  | --> | E11 ex BIRDHILL | Birdhill [T421,T422] | ARDNACRUSHA |  | 52.7214 | -8.3819
MV/LV Substation CA***772 |  | 20 kV | _ | LV | 50 kVA :Pole Substation | 0.05 | --> | 0.05 | 0 | 0 | Constrained, otherwise capacity available =36 kVA | --> | 0.048 | 0 | 0 | 0.049 | 0 |  | --> | E11 ex BIRDHILL | Birdhill [T421,T422] | ARDNACRUSHA |  | 52.7173 | -8.3661
MV/LV Substation CL***777 |  | 20 kV | _ | LV | 200 kVA :Pole Substation | 0.2 | --> | 0.2 | 0 | 0 | Constrained, otherwise capacity available =125 kVA | --> | 0.19 | 0 | 0.02 | 0.185 | 0 |  | --> | E11 ex BIRDHILL | Birdhill [T421,T422] | ARDNACRUSHA |  | 52.7122 | -8.3993
MV/LV Substation DE***778 |  | 20 kV | _ | LV | 200 kVA :Building Structure | 0.2 | --> | 0.2 | 0 | 0 | Constrained, otherwise capacity available =174 kVA | --> | 0.19 | 0 | 0 | 0.194 | 0 |  | --> | E18 ex BIRDHILL | Birdhill [T421,T422] | ARDNACRUSHA |  | 52.7293 | -8.491
MV/LV Substation AN***786 |  | 20 kV | _ | LV | 200 kVA :Pole Substation | 0.2 | --> | 0.2 | 0 | 0 | Constrained, otherwise capacity available =154 kVA | --> | 0.19 | 0 | 0.05 | 0.159 | 0 |  | --> | E18 ex BIRDHILL | Birdhill [T421,T422] | ARDNACRUSHA |  | 52.7341 | -8.4655
MV/LV Substation BL***806 |  | 20 kV | _ | LV | 100 kVA :Pole Substation | 0.1 | --> | 0.1 | 0 | 0 | Constrained, otherwise capacity available =72 kVA | --> | 0.095 | 0 | 0 | 0.099 | 0 |  | --> | E11 ex BIRDHILL | Birdhill [T421,T422] | ARDNACRUSHA |  | 52.7155 | -8.4084
MV/LV Substation SH***817 |  | 20 kV | _ | LV | 50 kVA :Pole Substation | 0.05 | --> | 0.05 | 0 | 0 | Constrained, otherwise capacity available =45 kVA | --> | 0.048 | 0 | 0.011 | 0.04 | 0 |  | --> | E12 ex BIRDHILL | Birdhill [T421,T422] | ARDNACRUSHA |  | 52.8012 | -8.4431
MV/LV Substation MC***818 |  | 20 kV | _ | LV | 400 kVA :Kiosk Substation | 0.4 | --> | 0.4 | 0 | 0 | Constrained, otherwise capacity available =314 kVA | --> | 0.38 | 0 | 0.081 | 0.332 | 0 |  | --> | E17 ex BIRDHILL | Birdhill [T421,T422] | ARDNACRUSHA |  | 52.817 | -8.4373
MV/LV Substation PA***819 |  | 20 kV | _ | LV | 400 kVA :Kiosk Substation | 0.4 | --> | 0.4 | 0 | 0 | Constrained, otherwise capacity available =337 kVA | --> | 0.38 | 0 | 0.038 | 0.36 | 0 |  | --> | E17 ex BIRDHILL | Birdhill [T421,T422] | ARDNACRUSHA |  | 52.8181 | -8.4423
MV/LV Substation NE***821 |  | 20 kV | _ | LV | 100 kVA :Pole Substation | 0.1 | --> | 0.1 | 0 | 0 | Constrained, otherwise capacity available =72 kVA | --> | 0.095 | 0 | 0.016 | 0.087 | 0 |  | --> | E12 ex BIRDHILL | Birdhill [T421,T422] | ARDNACRUSHA |  | 52.7991 | -8.4472
MV/LV Substation BA***825 |  | 20 kV | _ | LV | 200 kVA :Kiosk Substation | 0.2 | --> | 0.2 | 0 | 0 | Constrained, otherwise capacity available =120 kVA | --> | 0.19 | 0 | 0.036 | 0.174 | 0 |  | --> | E17 ex BIRDHILL | Birdhill [T421,T422] | ARDNACRUSHA |  | 52.8156 | -8.4452
MV/LV Substation BA***827 |  | 20 kV | _ | LV | 50 kVA :Pole Substation | 0.05 | --> | 0.05 | 0 | 0 | Constrained, otherwise capacity available =36 kVA | --> | 0.048 | 0 | 0.016 | 0.038 | 0 |  | --> | E17 ex BIRDHILL | Birdhill [T421,T422] | ARDNACRUSHA |  | 52.8114 | -8.4341
MV/LV Substation LA***828 |  | 20 kV | _ | LV | 200 kVA :Kiosk Substation | 0.2 | --> | 0.2 | 0 | 0 | Constrained, otherwise capacity available =153 kVA | --> | 0.19 | 0 | 0 | 0.196 | 0 |  | --> | E12 ex BIRDHILL | Birdhill [T421,T422] | ARDNACRUSHA |  | 52.8038 | -8.4396
MV/LV Substation PA***837 |  | 20 kV | _ | LV | 630 kVA :Building Structure | 0.63 | --> | 0.63 | 0 | 0 | Constrained, otherwise capacity available =587 kVA | --> | 0.598 | 0 | 0 | 0.5 | 0 |  | --> | E18 ex BIRDHILL | Birdhill [T421,T422] | ARDNACRUSHA |  | 52.7314 | -8.4756
MV/LV Substation O ***845 |  | 20 kV | _ | LV | 200 kVA :Kiosk Substation | 0.2 | --> | 0.2 | 0 | 0 | Constrained, otherwise capacity available =167 kVA | --> | 0.19 | 0 | 0.027 | 0.174 | 0 |  | --> | E17 ex BIRDHILL | Birdhill [T421,T422] | ARDNACRUSHA |  | 52.8128 | -8.4434
MV/LV Substation CO***862 |  | 20 kV | _ | LV | 50 kVA :Pole Substation | 0.05 | --> | 0.05 | 0 | 0 | Constrained, otherwise capacity available =43 kVA | --> | 0.048 | 0 | 0 | 0.048 | 0 |  | --> | E12 ex BIRDHILL | Birdhill [T421,T422] | ARDNACRUSHA |  | 52.806 | -8.474
MV/LV Substation CA***867 |  | 20 kV | _ | LV | 400 kVA :Kiosk Substation | 0.4 | --> | 0.4 | 0 | 0 | Constrained, otherwise capacity available =357 kVA | --> | 0.38 | 0 | 0.01 | 0.378 | 0 |  | --> | E18 ex BIRDHILL | Birdhill [T421,T422] | ARDNACRUSHA |  | 52.72 | -8.4974
MV/LV Substation AR***888 |  | 20 kV | _ | LV | 400 kVA :Kiosk Substation | 0.4 | --> | 0.4 | 0 | 0 | Constrained, otherwise capacity available =282 kVA | --> | 0.38 | 0 | 0.114 | 0.311 | 0 |  | --> | E17 ex BIRDHILL | Birdhill [T421,T422] | ARDNACRUSHA |  | 52.8048 | -8.4327
MV/LV Substation LI***902 |  | 20 kV | _ | LV | 100 kVA :Pole Substation | 0.1 | --> | 0.1 | 0 | 0 | Constrained, otherwise capacity available =90 kVA | --> | 0.095 | 0 | 0.011 | 0.088 | 0 |  | --> | E14 ex BIRDHILL | Birdhill [T421,T422] | ARDNACRUSHA |  | 52.8312 | -8.2375
MV/LV Substation LI***905 |  | 20 kV | _ | LV | 50 kVA :Pole Substation | 0.05 | --> | 0.05 | 0 | 0 | Constrained, otherwise capacity available =39 kVA | --> | 0.048 | 0 | 0 | 0.049 | 0 |  | --> | E14 ex BIRDHILL | Birdhill [T421,T422] | ARDNACRUSHA |  | 52.8275 | -8.2445
MV/LV Substation NE***918 |  | 20 kV | _ | LV | 200 kVA :Pole Substation | 0.2 | --> | 0.2 | 0 | 0 | Constrained, otherwise capacity available =188 kVA | --> | 0.19 | 0 | 0.02 | 0.177 | 0 |  | --> | E11 ex BIRDHILL | Birdhill [T421,T422] | ARDNACRUSHA |  | 52.7134 | -8.3986
MV/LV Substation HA***929 |  | 20 kV | _ | LV | 400 kVA :Kiosk Substation | 0.4 | --> | 0.4 | 0 | 0 | Constrained, otherwise capacity available =362 kVA | --> | 0.38 | 0 | 0 | 0.385 | 0 |  | --> | E12 ex BIRDHILL | Birdhill [T421,T422] | ARDNACRUSHA |  | 52.8093 | -8.4511
MV/LV Substation ST***930 |  | 20 kV | _ | LV | 50 kVA :Pole Substation | 0.05 | --> | 0.05 | 0 | 0 | Constrained, otherwise capacity available =44 kVA | --> | 0.048 | 0 | 0.003 | 0.046 | 0 |  | --> | E18 ex BIRDHILL | Birdhill [T421,T422] | ARDNACRUSHA |  | 52.7052 | -8.5019
MV/LV Substation BA***940 |  | 20 kV | _ | LV | 50 kVA :Pole Substation | 0.05 | --> | 0.05 | 0 | 0 | Constrained, otherwise capacity available =19 kVA | --> | 0.048 | 0 | 0 | 0.052 | 0 |  | --> | E12 ex BIRDHILL | Birdhill [T421,T422] | ARDNACRUSHA |  | 52.792 | -8.4329
MV/LV Substation DR***955 |  | 20 kV | _ | LV | 50 kVA :Pole Substation | 0.05 | --> | 0.05 | 0 | 0 | Constrained, otherwise capacity available =50 kVA | --> | 0.048 | 0 | 0 | 0.048 | 0 |  | --> | E13 ex BIRDHILL | Birdhill [T421,T422] | ARDNACRUSHA |  | 52.7329 | -8.5702
MV/LV Substation TH***001Z |  | 10 kV | _ | LV | 200 kVA :Kiosk Substation | 0.2 | --> | 0.2 | 0.144 | 7.91 |  | --> | 0.19 | 0 | 0.024 | 0.18 | 0 |  | --> | C23 ex PELLETSTOWN | Pelletstown [T101,T102] | FINGLAS |  | 53.383 | -6.3668
MV/LV Substation CA***005Z |  | 10 kV | _ | LV | 400 kVA :Kiosk Substation | 0.4 | --> | 0.4 | 0 | 0 | Constrained, otherwise capacity available =268 kVA | --> | 0.38 | 0 | 0.05 | 0.36 | 0 |  | --> | C41 ex COLLEGE PARK | College Park [T101,T102,T103] | COLLEGE PARK |  | 53.4025 | -6.4266
MV/LV Substation SA***006Z |  | 10 kV | _ | LV | 200 kVA :Kiosk Substation | 0.2 | --> | 0.2 | 0 | 0 | Constrained, otherwise capacity available =99 kVA | --> | 0.19 | 0 | 0.046 | 0.169 | 0 |  | --> | C24 ex BALLYCOOLIN | Ballycoolin [T41,T42,T43] | FINGLAS |  | 53.4003 | -6.3962
MV/LV Substation WA***013Y |  | 20 kV | _ | LV | 50 kVA :Pole Substation | 0.05 | --> | 0.05 | 0 | 0 | Constrained, otherwise capacity available =27 kVA | --> | 0.048 | 0 | 0 | 0.05 | 0 |  | --> | E12 ex KILCOCK | Kilcock [T421,T422] | GRIFFINRATH |  | 53.4381 | -6.5453
MV/LV Substation RU***013Z |  | 10 kV | _ | LV | 200 kVA :Kiosk Substation | 0.2 | --> | 0.2 | 0 | 0 | Constrained, otherwise capacity available =96 kVA | --> | 0.19 | 0 | 0.024 | 0.186 | 0 |  | --> | C11 ex MACETOWN | Macetown [T101,T102] | MACETOWN |  | 53.3992 | -6.4208
MV/LV Substation RU***014Z |  | 10 kV | _ | LV | 400 kVA :Kiosk Substation | 0.4 | --> | 0.4 | 0 | 0 | Constrained, otherwise capacity available =293 kVA | --> | 0.38 | 0 | 0.012 | 0.386 | 0 |  | --> | C11 ex MACETOWN | Macetown [T101,T102] | MACETOWN |  | 53.3993 | -6.4227
MV/LV Substation HU***015Z |  | 10 kV | _ | LV | 200 kVA :Kiosk Substation | 0.2 | --> | 0.2 | 0 | 0 | Constrained, otherwise capacity available =115 kVA | --> | 0.19 | 0 | 0.035 | 0.175 | 0 |  | --> | C41 ex COLLEGE PARK | College Park [T101,T102,T103] | COLLEGE PARK |  | 53.4046 | -6.4228
MV/LV Substation HU***016Z |  | 10 kV | _ | LV | 200 kVA :Kiosk Substation | 0.2 | --> | 0.2 | 0 | 0 | Constrained, otherwise capacity available =106 kVA | --> | 0.19 | 0 | 0.037 | 0.175 | 0 |  | --> | C41 ex COLLEGE PARK | College Park [T101,T102,T103] | COLLEGE PARK |  | 53.4011 | -6.422
MV/LV Substation HU***017Z |  | 10 kV | _ | LV | 400 kVA :Kiosk Substation | 0.4 | --> | 0.4 | 0 | 0 | Constrained, otherwise capacity available =275 kVA | --> | 0.38 | 0 | 0.054 | 0.357 | 0 |  | --> | C41 ex COLLEGE PARK | College Park [T101,T102,T103] | COLLEGE PARK |  | 53.4027 | -6.423
MV/LV Substation SU***018Z |  | 10 kV | _ | LV | 200 kVA :Kiosk Substation | 0.2 | --> | 0.2 | 0 | 0 | Constrained, otherwise capacity available =180 kVA | --> | 0.19 | 0 | 0.032 | 0.169 | 0 |  | --> | C12 ex COOLMINE | Coolmine [T41,T42] | FINGLAS |  | 53.3864 | -6.3935
MV/LV Substation LE***025Z |  | 10 kV | _ | LV | 400 kVA :Building Structure | 0.4 | --> | 0.4 | 0 | 0 | Constrained, otherwise capacity available =290 kVA | --> | 0.38 | 0 | 0 | 0.395 | 0 |  | --> | C13 ex COLLEGE PARK | College Park [T101,T102,T103] | COLLEGE PARK |  | 53.3917 | -6.3931
MV/LV Substation DU***029Y |  | 10 kV | _ | LV | 200 kVA :Kiosk Substation | 0.2 | --> | 0.2 | 0 | 0 |  | --> | 0.19 | 0 | 0.005 | 0.212 | 0 |  | --> | C23 ex MACETOWN | Macetown [T101,T102] | MACETOWN |  | 53.4198 | -6.4741
MV/LV Substation PA***033Z |  | 10 kV | _ | LV | 400 kVA :Building Structure | 0.4 | --> | 0.4 | 0 | 0 | Constrained, otherwise capacity available =297 kVA | --> | 0.38 | 0 | 0.071 | 0.341 | 0 |  | --> | C14 ex MACETOWN | Macetown [T101,T102] | MACETOWN |  | 53.4082 | -6.4135
MV/LV Substation BE***034Z |  | 10 kV | _ | LV | 630 kVA :Building Structure | 0.63 | --> | 0.63 | 0 | 0 | Constrained, otherwise capacity available =554 kVA | --> | 0.598 | 0 | 0 | 0.5 | 0 |  | --> | C39 ex COLLEGE PARK | College Park [T101,T102,T103] | COLLEGE PARK |  | 53.412 | -6.3721
MV/LV Substation BE***035Y |  | 10 kV | _ | LV | 400 kVA :Kiosk Substation | 0.4 | --> | 0.4 | 0 | 0 | Constrained, otherwise capacity available =210 kVA | --> | 0.38 | 0 | 0.083 | 0.344 | 0 |  | --> | C23 ex MACETOWN | Macetown [T101,T102] | MACETOWN |  | 53.4131 | -6.4683
MV/LV Substation B.***036Z |  | 10 kV | _ | LV | 630 kVA :Building Structure | 0.63 | --> | 0.63 | 0 | 0 | Constrained, otherwise capacity available =468 kVA | --> | 0.598 | 0 | 0 | 0.5 | 0 |  | --> | C19 ex COOLMINE | Coolmine [T41,T42] | FINGLAS |  | 53.394 | -6.3865
MV/LV Substation AD***038Z |  | 10 kV | _ | LV | 630 kVA :Building Structure | 0.63 | --> | 0.63 | 0 | 0 | Constrained, otherwise capacity available =558 kVA | --> | 0.598 | 0 | 0 | 0.5 | 0 |  | --> | C21 ex BALLYCOOLIN | Ballycoolin [T41,T42,T43] | FINGLAS |  | 53.4089 | -6.3571
MV/LV Substation PA***040Z |  | 10 kV | _ | LV | 400 kVA :Kiosk Substation | 0.4 | --> | 0.4 | 0 | 0 | Constrained, otherwise capacity available =257 kVA | --> | 0.38 | 0 | 0 | 0.399 | 0 |  | --> | C41 ex COLLEGE PARK | College Park [T101,T102,T103] | COLLEGE PARK |  | 53.4048 | -6.4266
MV/LV Substation BA***041 |  | 10 kV | _ | LV | 50 kVA :Pole Substation | 0.05 | --> | 0.05 | 0 | 0 | Constrained, otherwise capacity available =42 kVA | --> | 0.048 | 0 | 0 | 0.048 | 0 |  | --> | C39 ex COLLEGE PARK | College Park [T101,T102,T103] | COLLEGE PARK |  | 53.4482 | -6.3744
MV/LV Substation MC***042Z |  | 10 kV | _ | LV | 400 kVA :Building Structure | 0.4 | --> | 0.4 | 0 | 0 | Constrained, otherwise capacity available =231 kVA | --> | 0.38 | 0 | 0 | 0.402 | 0 |  | --> | C13 ex COLLEGE PARK | College Park [T101,T102,T103] | COLLEGE PARK |  | 53.3925 | -6.3952
MV/LV Substation MA***044Y |  | 10 kV | _ | LV | 200 kVA :Pole Substation | 0.2 | --> | 0.2 | 0 | 0 | Constrained, otherwise capacity available =139 kVA | --> | 0.19 | 0 | 0 | 0.198 | 0 |  | --> | C21 ex MONEYCOOLEY | Moneycooley [T41,T42,T44] | GRIFFINRATH |  | 53.3856 | -6.5899
MV/LV Substation BL***045Z |  | 10 kV | _ | LV | 200 kVA :Kiosk Substation | 0.2 | --> | 0.2 | 0 | 0 | Constrained, otherwise capacity available =73 kVA | --> | 0.19 | 0 | 0.023 | 0.19 | 0 |  | --> | C24 ex BALLYCOOLIN | Ballycoolin [T41,T42,T43] | FINGLAS |  | 53.401 | -6.3838
MV/LV Substation WA***046Z |  | 10 kV | _ | LV | 400 kVA :Kiosk Substation | 0.4 | --> | 0.4 | 0 | 0 | Constrained, otherwise capacity available =257 kVA | --> | 0.38 | 0 | 0.013 | 0.39 | 0 |  | --> | C24 ex BALLYCOOLIN | Ballycoolin [T41,T42,T43] | FINGLAS |  | 53.4011 | -6.3862
MV/LV Substation HI***047 |  | 10 kV | _ | LV | 50 kVA :Pole Substation | 0.05 | --> | 0.05 | 0.045 | 7.91 |  | --> | 0.048 | 0 | 0 | 0.048 | 0 |  | --> | C26 ex PELLETSTOWN | Pelletstown [T101,T102] | FINGLAS |  | 53.3862 | -6.3554
MV/LV Substation BE***047Y |  | 10 kV | _ | LV | 200 kVA :Kiosk Substation | 0.2 | --> | 0.2 | 0 | 0 | Constrained, otherwise capacity available =107 kVA | --> | 0.19 | 0 | 0.061 | 0.157 | 0 |  | --> | C23 ex MACETOWN | Macetown [T101,T102] | MACETOWN |  | 53.412 | -6.4707
MV/LV Substation DA***047Z |  | 10 kV | _ | LV | 400 kVA :Building Structure | 0.4 | --> | 0.4 | 0 | 0 | Constrained, otherwise capacity available =365 kVA | --> | 0.38 | 0 | 0.05 | 0.348 | 0 |  | --> | C12 ex MACETOWN | Macetown [T101,T102] | MACETOWN |  | 53.4102 | -6.4195
MV/LV Substation CA***049Z |  | 10 kV | _ | LV | 400 kVA :Kiosk Substation | 0.4 | --> | 0.4 | 0 | 0 | Constrained, otherwise capacity available =293 kVA | --> | 0.38 | 0 | 0.046 | 0.36 | 0 |  | --> | C14 ex COOLMINE | Coolmine [T41,T42] | FINGLAS |  | 53.3849 | -6.4183
MV/LV Substation RI***050Z |  | 10 kV | _ | LV | 200 kVA :Kiosk Substation | 0.2 | --> | 0.2 | 0 | 0 | Constrained, otherwise capacity available =123 kVA | --> | 0.19 | 0 | 0.016 | 0.188 | 0 |  | --> | C11 ex COOLMINE | Coolmine [T41,T42] | FINGLAS |  | 53.3751 | -6.3969
MV/LV Substation RI***051Z |  | 10 kV | _ | LV | 400 kVA :Kiosk Substation | 0.4 | --> | 0.4 | 0 | 0 | Constrained, otherwise capacity available =239 kVA | --> | 0.38 | 0 | 0.054 | 0.361 | 0 |  | --> | C11 ex COOLMINE | Coolmine [T41,T42] | FINGLAS |  | 53.374 | -6.3969
MV/LV Substation DE***052Z |  | 10 kV | _ | LV | 400 kVA :Kiosk Substation | 0.4 | --> | 0.4 | 0 | 0 | Constrained, otherwise capacity available =216 kVA | --> | 0.38 | 0 | 0.038 | 0.376 | 0 |  | --> | C41 ex COLLEGE PARK | College Park [T101,T102,T103] | COLLEGE PARK |  | 53.4026 | -6.4183
MV/LV Substation BR***053Y |  | 20 kV | _ | LV | 200 kVA :Pole Substation | 0.2 | --> | 0.2 | 0 | 0 | Constrained, otherwise capacity available =186 kVA | --> | 0.19 | 0 | 0.015 | 0.181 | 0 |  | --> | E12 ex KILCOCK | Kilcock [T421,T422] | GRIFFINRATH |  | 53.4242 | -6.5758
MV/LV Substation BL***055 |  | 10 kV | _ | LV | 400 kVA :Kiosk Substation | 0.4 | --> | 0.4 | 0 | 0 | Constrained, otherwise capacity available =253 kVA | --> | 0.38 | 0 | 0.056 | 0.358 | 0 |  | --> | C13 ex COOLMINE | Coolmine [T41,T42] | FINGLAS |  | 53.3837 | -6.3776
MV/LV Substation CO***055Z |  | 10 kV | _ | LV | 200 kVA :Kiosk Substation | 0.2 | --> | 0.2 | 0 | 0 | Constrained, otherwise capacity available =157 kVA | --> | 0.19 | 0 | 0.039 | 0.167 | 0 |  | --> | C12 ex COOLMINE | Coolmine [T41,T42] | FINGLAS |  | 53.3835 | -6.3908
MV/LV Substation RO***056Z |  | 10 kV | _ | LV | 200 kVA :Kiosk Substation | 0.2 | --> | 0.2 | 0 | 0 | Constrained, otherwise capacity available =130 kVA | --> | 0.19 | 0 | 0.034 | 0.174 | 0 |  | --> | C13 ex COOLMINE | Coolmine [T41,T42] | FINGLAS |  | 53.3821 | -6.3931
MV/LV Substation KI***057Z |  | 10 kV | _ | LV | 200 kVA :Kiosk Substation | 0.2 | --> | 0.2 | 0 | 0 | Constrained, otherwise capacity available =127 kVA | --> | 0.19 | 0 | 0.021 | 0.184 | 0 |  | --> | C13 ex COOLMINE | Coolmine [T41,T42] | FINGLAS |  | 53.3789 | -6.3922
MV/LV Substation LU***064Z |  | 10 kV | _ | LV | 200 kVA :Kiosk Substation | 0.2 | --> | 0.2 | 0.088 | 7.91 |  | --> | 0.19 | 0 | 0.051 | 0.167 | 0 |  | --> | C23 ex PELLETSTOWN | Pelletstown [T101,T102] | FINGLAS |  | 53.3712 | -6.4
MV/LV Substation RO***065Z |  | 10 kV | _ | LV | 400 kVA :Building Structure | 0.4 | --> | 0.4 | 0 | 0 | Constrained, otherwise capacity available =336 kVA | --> | 0.38 | 0 | 0 | 0.389 | 0 |  | --> | C25 ex BALLYCOOLIN | Ballycoolin [T41,T42,T43] | FINGLAS |  | 53.4033 | -6.3497
MV/LV Substation BL***066 |  | 10 kV | _ | LV | 400 kVA :Kiosk Substation | 0.4 | --> | 0.4 | 0.352 | 7.91 |  | --> | 0.38 | 0 | 0.031 | 0.364 | 0 |  | --> | C23 ex PELLETSTOWN | Pelletstown [T101,T102] | FINGLAS |  | 53.3838 | -6.3703
MV/LV Substation CA***066Z |  | 10 kV | _ | LV | 200 kVA :Kiosk Substation | 0.2 | --> | 0.2 | 0 | 0 | Constrained, otherwise capacity available =110 kVA | --> | 0.19 | 0 | 0.022 | 0.186 | 0 |  | --> | C41 ex COLLEGE PARK | College Park [T101,T102,T103] | COLLEGE PARK |  | 53.4016 | -6.4254
MV/LV Substation MA***067Y |  | 10 kV | _ | LV | 400 kVA :Kiosk Substation | 0.4 | --> | 0.4 | 0 | 0 | Constrained, otherwise capacity available =279 kVA | --> | 0.38 | 0 | 0.008 | 0.39 | 0 |  | --> | C21 ex MONEYCOOLEY | Moneycooley [T41,T42,T44] | GRIFFINRATH |  | 53.3819 | -6.5859
MV/LV Substation RO***067Z |  | 10 kV | _ | LV | 1000 kVA :Building Structure | 1 | --> | 1 | 0 | 0 | Constrained, otherwise capacity available =705 kVA | --> | 0.95 | 0 | 0.045 | 0.5 | 0 |  | --> | C17 ex BALLYCOOLIN | Ballycoolin [T41,T42,T43] | FINGLAS |  | 53.4003 | -6.3474
MV/LV Substation PO***068Z |  | 10 kV | _ | LV | 630 kVA :Building Structure | 0.63 | --> | 0.63 | 0 | 0 | Constrained, otherwise capacity available =550 kVA | --> | 0.598 | 0 | 0 | 0.5 | 0 |  | --> | C12 ex COOLMINE | Coolmine [T41,T42] | FINGLAS |  | 53.3854 | -6.3979
MV/LV Substation RO***069Z |  | 10 kV | _ | LV | 630 kVA :Building Structure | 0.63 | --> | 0.63 | 0 | 0 | Constrained, otherwise capacity available =549 kVA | --> | 0.598 | 0 | 0 | 0.5 | 0 |  | --> | C25 ex BALLYCOOLIN | Ballycoolin [T41,T42,T43] | FINGLAS |  | 53.4029 | -6.3485
MV/LV Substation LI***070Z |  | 10 kV | _ | LV | 200 kVA :Kiosk Substation | 0.2 | --> | 0.2 | 0 | 0 | Constrained, otherwise capacity available =105 kVA | --> | 0.19 | 0 | 0.003 | 0.2 | 0 |  | --> | C41 ex COLLEGE PARK | College Park [T101,T102,T103] | COLLEGE PARK |  | 53.4042 | -6.4291
MV/LV Substation DU***071Z |  | 20 kV | _ | LV | 50 kVA :Pole Substation | 0.05 | --> | 0.05 | 0 | 0 | Constrained, otherwise capacity available =50 kVA | --> | 0.048 | 0 | 0 | 0.048 | 0 |  | --> | C17 ex MONEYCOOLEY | Moneycooley [T41,T42,T44] | GRIFFINRATH |  | 53.3994 | -6.5215
MV/LV Substation PH***072Z |  | 10 kV | _ | LV | 400 kVA :Kiosk Substation | 0.4 | --> | 0.4 | 0 | 0 | Constrained, otherwise capacity available =200 kVA | --> | 0.38 | 0 | 0.094 | 0.337 | 0 |  | --> | C41 ex COLLEGE PARK | College Park [T101,T102,T103] | COLLEGE PARK |  | 53.4052 | -6.4176
MV/LV Substation CL***074Z |  | 10 kV | _ | LV | 630 kVA :Kiosk Substation | 0.63 | --> | 0.63 | 0 | 0 | Constrained, otherwise capacity available =447 kVA | --> | 0.598 | 0 | 0 | 0.5 | 0 |  | --> | C18 ex MACETOWN | Macetown [T101,T102] | MACETOWN |  | 53.4102 | -6.4406
MV/LV Substation MU***075Z |  | 10 kV | _ | LV | 200 kVA :Kiosk Substation | 0.2 | --> | 0.2 | 0.145 | 7.91 |  | --> | 0.19 | 0 | 0.021 | 0.182 | 0 |  | --> | C23 ex PELLETSTOWN | Pelletstown [T101,T102] | FINGLAS |  | 53.3698 | -6.3791
MV/LV Substation RI***076Z |  | 10 kV | _ | LV | 400 kVA :Kiosk Substation | 0.4 | --> | 0.4 | 0 | 0 | Constrained, otherwise capacity available =304 kVA | --> | 0.38 | 0 | 0.03 | 0.371 | 0 |  | --> | C11 ex COOLMINE | Coolmine [T41,T42] | FINGLAS |  | 53.3762 | -6.3993
MV/LV Substation RI***077Z |  | 10 kV | _ | LV | 400 kVA :Kiosk Substation | 0.4 | --> | 0.4 | 0 | 0 | Constrained, otherwise capacity available =336 kVA | --> | 0.38 | 0 | 0 | 0.389 | 0 |  | --> | C11 ex COOLMINE | Coolmine [T41,T42] | FINGLAS |  | 53.3769 | -6.3937
MV/LV Substation KE***079Z |  | 20 kV | _ | LV | 630 kVA :Building Structure | 0.63 | --> | 0.63 | 0 | 0 | Constrained, otherwise capacity available =619 kVA | --> | 0.598 | 0 | 0 | 0.5 | 0 |  | --> | C21 ex MACETOWN | Macetown [T101,T102] | MACETOWN |  | 53.431 | -6.4589
MV/LV Substation ST***080Z |  | 10 kV | _ | LV | 200 kVA :Kiosk Substation | 0.2 | --> | 0.2 | 0 | 0 | Constrained, otherwise capacity available =59 kVA | --> | 0.19 | 0 | 0.034 | 0.183 | 0 |  | --> | C11 ex COOLMINE | Coolmine [T41,T42] | FINGLAS |  | 53.3816 | -6.4005
MV/LV Substation WO***081Y |  | 20 kV | _ | LV | 100 kVA :Pole Substation | 0.1 | --> | 0.1 | 0 | 0 | Constrained, otherwise capacity available =75 kVA | --> | 0.095 | 0 | 0 | 0.098 | 0 |  | --> | C21 ex MACETOWN | Macetown [T101,T102] | MACETOWN |  | 53.4464 | -6.4829
MV/LV Substation WO***082Y |  | 20 kV | _ | LV | 50 kVA :Pole Substation | 0.05 | --> | 0.05 | 0 | 0 | Constrained, otherwise capacity available =40 kVA | --> | 0.048 | 0 | 0 | 0.049 | 0 |  | --> | C21 ex MACETOWN | Macetown [T101,T102] | MACETOWN |  | 53.4442 | -6.4839
MV/LV Substation LU***084Z |  | 10 kV | _ | LV | 400 kVA :Kiosk Substation | 0.4 | --> | 0.4 | 0.182 | 7.91 |  | --> | 0.38 | 0 | 0.149 | 0.298 | 0 |  | --> | C23 ex PELLETSTOWN | Pelletstown [T101,T102] | FINGLAS |  | 53.3716 | -6.3966
MV/LV Substation IB***085Z |  | 10 kV | _ | LV | 630 kVA :Building Structure | 0.63 | --> | 0.63 | 0 | 0 | Constrained, otherwise capacity available =514 kVA | --> | 0.598 | 0 | 0.01 | 0.5 | 0 |  | --> | C39 ex COLLEGE PARK | College Park [T101,T102,T103] | COLLEGE PARK |  | 53.4102 | -6.371
MV/LV Substation NO***087Z |  | 10 kV | _ | LV | 630 kVA :Building Structure | 0.63 | --> | 0.63 | 0 | 0 | Constrained, otherwise capacity available =592 kVA | --> | 0.598 | 0 | 0 | 0.5 | 0 |  | --> | C18 ex BALLYCOOLIN | Ballycoolin [T41,T42,T43] | FINGLAS |  | 53.4113 | -6.3477
MV/LV Substation NO***088Z |  | 10 kV | _ | LV | 400 kVA :Building Structure | 0.4 | --> | 0.4 | 0 | 0 | Constrained, otherwise capacity available =326 kVA | --> | 0.38 | 0 | 0.11 | 0.308 | 0 |  | --> | C18 ex BALLYCOOLIN | Ballycoolin [T41,T42,T43] | FINGLAS |  | 53.4099 | -6.3468
MV/LV Substation NO***089Z |  | 10 kV | _ | LV | 400 kVA :Building Structure | 0.4 | --> | 0.4 | 0 | 0 | Constrained, otherwise capacity available =243 kVA | --> | 0.38 | 0 | 0 | 0.401 | 0 |  | --> | C25 ex BALLYCOOLIN | Ballycoolin [T41,T42,T43] | FINGLAS |  | 53.4074 | -6.3465
MV/LV Substation RE***091Z |  | 10 kV | _ | LV | 1000 kVA :Building Structure | 1 | --> | 1 | 0 | 0 | Constrained, otherwise capacity available =674 kVA | --> | 0.95 | 0 | 0 | 0.5 | 0 |  | --> | C19 ex COOLMINE | Coolmine [T41,T42] | FINGLAS |  | 53.396 | -6.3924
MV/LV Substation WE***092Z |  | 10 kV | _ | LV | 630 kVA :Building Structure | 0.63 | --> | 0.63 | 0 | 0 | Constrained, otherwise capacity available =519 kVA | --> | 0.598 | 0 | 0 | 0.5 | 0 |  | --> | C20 ex COLLEGE PARK | College Park [T101,T102,T103] | COLLEGE PARK |  | 53.3916 | -6.384
MV/LV Substation WE***093Z |  | 10 kV | _ | LV | 1000 kVA :Building Structure | 1 | --> | 1 | 0 | 0 | Constrained, otherwise capacity available =727 kVA | --> | 0.95 | 0 | 0 | 0.5 | 0 |  | --> | C20 ex COLLEGE PARK | College Park [T101,T102,T103] | COLLEGE PARK |  | 53.3901 | -6.3859
MV/LV Substation BR***094Z |  | 10 kV | _ | LV | 200 kVA :Kiosk Substation | 0.2 | --> | 0.2 | 0 | 0 | Constrained, otherwise capacity available =119 kVA | --> | 0.19 | 0 | 0.016 | 0.189 | 0 |  | --> | C41 ex COLLEGE PARK | College Park [T101,T102,T103] | COLLEGE PARK |  | 53.4048 | -6.414
MV/LV Substation BR***096Z |  | 10 kV | _ | LV | 400 kVA :Kiosk Substation | 0.4 | --> | 0.4 | 0 | 0 | Constrained, otherwise capacity available =325 kVA | --> | 0.38 | 0 | 0.005 | 0.386 | 0 |  | --> | C41 ex COLLEGE PARK | College Park [T101,T102,T103] | COLLEGE PARK |  | 53.4045 | -6.4107
MV/LV Substation MA***097Z |  | 10 kV | _ | LV | 200 kVA :Kiosk Substation | 0.2 | --> | 0.2 | 0 | 0 | Constrained, otherwise capacity available =200 kVA | --> | 0.19 | 0 | 0 | 0.19 | 0 |  | --> | C12 ex MACETOWN | Macetown [T101,T102] | MACETOWN |  | 53.4139 | -6.4144
MV/LV Substation BL***099Y |  | 20 kV | _ | LV | 100 kVA :Pole Substation | 0.1 | --> | 0.1 | 0 | 0 | Constrained, otherwise capacity available =33 kVA | --> | 0.095 | 0 | 0 | 0.104 | 0 |  | --> | E12 ex KILCOCK | Kilcock [T421,T422] | GRIFFINRATH |  | 53.445 | -6.56
MV/LV Substation ST***100Z |  | 10 kV | _ | LV | 200 kVA :Kiosk Substation | 0.2 | --> | 0.2 | 0 | 0 | Constrained, otherwise capacity available =111 kVA | --> | 0.19 | 0 | 0.024 | 0.184 | 0 |  | --> | C11 ex COOLMINE | Coolmine [T41,T42] | FINGLAS |  | 53.3811 | -6.3982
MV/LV Substation WE***101Z |  | 10 kV | _ | LV | 1000 kVA :Kiosk Substation | 1 | --> | 1 | 0 | 0 | Constrained, otherwise capacity available =785 kVA | --> | 0.95 | 0 | 0 | 0.5 | 0 |  | --> | C20 ex COLLEGE PARK | College Park [T101,T102,T103] | COLLEGE PARK |  | 53.3891 | -6.3902
MV/LV Substation TH***102Z |  | 10 kV | _ | LV | 200 kVA :Kiosk Substation | 0.2 | --> | 0.2 | 0.176 | 7.91 |  | --> | 0.19 | 0 | 0.02 | 0.178 | 0 |  | --> | C23 ex PELLETSTOWN | Pelletstown [T101,T102] | FINGLAS |  | 53.3697 | -6.3887
MV/LV Substation RE***103Z |  | 10 kV | _ | LV | 1000 kVA :Building Structure | 1 | --> | 1 | 0 | 0 | Constrained, otherwise capacity available =753 kVA | --> | 0.95 | 0 | 0 | 0.5 | 0 |  | --> | C19 ex COOLMINE | Coolmine [T41,T42] | FINGLAS |  | 53.3955 | -6.3946
MV/LV Substation AP***104Z |  | 10 kV | _ | LV | 400 kVA :Building Structure | 0.4 | --> | 0.4 | 0 | 0 | Constrained, otherwise capacity available =254 kVA | --> | 0.38 | 0 | 0.08 | 0.34 | 0 |  | --> | C17 ex MACETOWN | Macetown [T101,T102] | MACETOWN |  | 53.4116 | -6.4071
MV/LV Substation ST***105Z |  | 10 kV | _ | LV | 200 kVA :Kiosk Substation | 0.2 | --> | 0.2 | 0 | 0 | Constrained, otherwise capacity available =184 kVA | --> | 0.19 | 0 | 0.005 | 0.188 | 0 |  | --> | C11 ex COOLMINE | Coolmine [T41,T42] | FINGLAS |  | 53.3805 | -6.3966
MV/LV Substation DA***106Z |  | 10 kV | _ | LV | 400 kVA :Building Structure | 0.4 | --> | 0.4 | 0 | 0 | Constrained, otherwise capacity available =313 kVA | --> | 0.38 | 0 | 0 | 0.392 | 0 |  | --> | C18 ex BALLYCOOLIN | Ballycoolin [T41,T42,T43] | FINGLAS |  | 53.4103 | -6.3471
MV/LV Substation HA***108Z |  | 10 kV | _ | LV | 200 kVA :Kiosk Substation | 0.2 | --> | 0.2 | 0 | 0 | Constrained, otherwise capacity available =110 kVA | --> | 0.19 | 0 | 0.01 | 0.194 | 0 |  | --> | C11 ex MACETOWN | Macetown [T101,T102] | MACETOWN |  | 53.4012 | -6.4311
MV/LV Substation CH***111Z |  | 10 kV | _ | LV | 400 kVA :Kiosk Substation | 0.4 | --> | 0.4 | 0 | 0 | Constrained, otherwise capacity available =269 kVA | --> | 0.38 | 0 | 0.039 | 0.369 | 0 |  | --> | C14 ex COOLMINE | Coolmine [T41,T42] | FINGLAS |  | 53.3865 | -6.4141
MV/LV Substation BR***112Z |  | 10 kV | _ | LV | 200 kVA :Kiosk Substation | 0.2 | --> | 0.2 | 0 | 0 | Constrained, otherwise capacity available =146 kVA | --> | 0.19 | 0 | 0 | 0.197 | 0 |  | --> | C11 ex MACETOWN | Macetown [T101,T102] | MACETOWN |  | 53.4033 | -6.4129
MV/LV Substation ES***115Z |  | 10 kV | _ | LV | 200 kVA :Kiosk Substation | 0.2 | --> | 0.2 | 0 | 0 | Constrained, otherwise capacity available =200 kVA | --> | 0.19 | 0 | 0 | 0.19 | 0 |  | --> | C18 ex BALLYCOOLIN | Ballycoolin [T41,T42,T43] | FINGLAS |  | 53.4072 | -6.3594
MV/LV Substation CH***117Z |  | 10 kV | _ | LV | 200 kVA :Kiosk Substation | 0.2 | --> | 0.2 | 0 | 0 | Constrained, otherwise capacity available =99 kVA | --> | 0.19 | 0 | 0.022 | 0.187 | 0 |  | --> | C15 ex COOLMINE | Coolmine [T41,T42] | FINGLAS |  | 53.3864 | -6.4118
MV/LV Substation HI***119Z |  | 10 kV | _ | LV | 630 kVA :Building Structure | 0.63 | --> | 0.63 | 0 | 0 | Constrained, otherwise capacity available =537 kVA | --> | 0.598 | 0 | 0.05 | 0.5 | 0 |  | --> | C18 ex BALLYCOOLIN | Ballycoolin [T41,T42,T43] | FINGLAS |  | 53.4129 | -6.3565
MV/LV Substation LI***120Z |  | 10 kV | _ | LV | 400 kVA :Kiosk Substation | 0.4 | --> | 0.4 | 0 | 0 | Constrained, otherwise capacity available =225 kVA | --> | 0.38 | 0 | 0.06 | 0.359 | 0 |  | --> | C41 ex COLLEGE PARK | College Park [T101,T102,T103] | COLLEGE PARK |  | 53.4052 | -6.4314
MV/LV Substation RO***121 |  | 10 kV | _ | LV | 630 kVA :Kiosk Substation | 0.63 | --> | 0.63 | 0.453 | 7.91 |  | --> | 0.598 | 0 | 0.092 | 0.5 | 0 |  | --> | C23 ex PELLETSTOWN | Pelletstown [T101,T102] | FINGLAS |  | 53.381 | -6.3803
MV/LV Substation HA***121Z |  | 10 kV | _ | LV | 200 kVA :Kiosk Substation | 0.2 | --> | 0.2 | 0 | 0 | Constrained, otherwise capacity available =119 kVA | --> | 0.19 | 0 | 0.018 | 0.188 | 0 |  | --> | C11 ex MACETOWN | Macetown [T101,T102] | MACETOWN |  | 53.4008 | -6.4327
MV/LV Substation CO***124Z |  | 10 kV | _ | LV | 400 kVA :Kiosk Substation | 0.4 | --> | 0.4 | 0 | 0 | Constrained, otherwise capacity available =306 kVA | --> | 0.38 | 0 | 0 | 0.393 | 0 |  | --> | C24 ex BALLYCOOLIN | Ballycoolin [T41,T42,T43] | FINGLAS |  | 53.4004 | -6.3774
MV/LV Substation HO***125Z |  | 10 kV | _ | LV | 200 kVA :Kiosk Substation | 0.2 | --> | 0.2 | 0 | 0 | Constrained, otherwise capacity available =128 kVA | --> | 0.19 | 0 | 0.022 | 0.183 | 0 |  | --> | C39 ex COLLEGE PARK | College Park [T101,T102,T103] | COLLEGE PARK |  | 53.434 | -6.3882
MV/LV Substation HO***126Z |  | 10 kV | _ | LV | 200 kVA :Kiosk Substation | 0.2 | --> | 0.2 | 0 | 0 | Constrained, otherwise capacity available =114 kVA | --> | 0.19 | 0 | 0.05 | 0.164 | 0 |  | --> | C39 ex COLLEGE PARK | College Park [T101,T102,T103] | COLLEGE PARK |  | 53.4349 | -6.3817
MV/LV Substation CO***127Z |  | 10 kV | _ | LV | 400 kVA :Building Structure | 0.4 | --> | 0.4 | 0 | 0 | Constrained, otherwise capacity available =318 kVA | --> | 0.38 | 0 | 0.03 | 0.369 | 0 |  | --> | C11 ex BALLYCOOLIN | Ballycoolin [T41,T42,T43] | FINGLAS |  | 53.4128 | -6.3672
MV/LV Substation GL***128 |  | 10 kV | _ | LV | 400 kVA :Kiosk Substation | 0.4 | --> | 0.4 | 0 | 0 | Constrained, otherwise capacity available =259 kVA | --> | 0.38 | 0 | 0.066 | 0.35 | 0 |  | --> | C13 ex COOLMINE | Coolmine [T41,T42] | FINGLAS |  | 53.3819 | -6.3907
MV/LV Substation MO***128Y |  | 10 kV | _ | LV | 200 kVA :Pole Substation | 0.2 | --> | 0.2 | 0 | 0 | Constrained, otherwise capacity available =198 kVA | --> | 0.19 | 0 | 0 | 0.19 | 0 |  | --> | C21 ex MONEYCOOLEY | Moneycooley [T41,T42,T44] | GRIFFINRATH |  | 53.396 | -6.5808
MV/LV Substation PO***129Y |  | 20 kV | _ | LV | 200 kVA :Pole Substation | 0.2 | --> | 0.2 | 0 | 0 | Constrained, otherwise capacity available =195 kVA | --> | 0.19 | 0 | 0.005 | 0.187 | 0 |  | --> | C24 ex MACETOWN | Macetown [T101,T102] | MACETOWN |  | 53.4762 | -6.4857
MV/LV Substation RI***129Z |  | 10 kV | _ | LV | 200 kVA :Kiosk Substation | 0.2 | --> | 0.2 | 0 | 0 | Constrained, otherwise capacity available =116 kVA | --> | 0.19 | 0 | 0.037 | 0.174 | 0 |  | --> | C11 ex COOLMINE | Coolmine [T41,T42] | FINGLAS |  | 53.3748 | -6.4016
MV/LV Substation NO***132Z |  | 10 kV | _ | LV | 1000 kVA :Building Structure | 1 | --> | 1 | 0 | 0 | Constrained, otherwise capacity available =885 kVA | --> | 0.95 | 0 | 0 | 0.5 | 0 |  | --> | C18 ex BALLYCOOLIN | Ballycoolin [T41,T42,T43] | FINGLAS |  | 53.4121 | -6.355
MV/LV Substation NO***135Z |  | 10 kV | _ | LV | 200 kVA :Building Structure | 0.2 | --> | 0.2 | 0 | 0 | Constrained, otherwise capacity available =144 kVA | --> | 0.19 | 0 | 0.04 | 0.168 | 0 |  | --> | C18 ex BALLYCOOLIN | Ballycoolin [T41,T42,T43] | FINGLAS |  | 53.4128 | -6.3509
MV/LV Substation NO***136Z |  | 10 kV | _ | LV | 630 kVA :Building Structure | 0.63 | --> | 0.63 | 0 | 0 | Constrained, otherwise capacity available =496 kVA | --> | 0.598 | 0 | 0.051 | 0.5 | 0 |  | --> | C18 ex BALLYCOOLIN | Ballycoolin [T41,T42,T43] | FINGLAS |  | 53.4108 | -6.3509
MV/LV Substation PR***137Z |  | 10 kV | _ | LV | 630 kVA :Building Structure | 0.63 | --> | 0.63 | 0 | 0 | Constrained, otherwise capacity available =394 kVA | --> | 0.598 | 0 | 0.27 | 0.43 | 0 |  | --> | C17 ex MACETOWN | Macetown [T101,T102] | MACETOWN |  | 53.4091 | -6.408
MV/LV Substation DO***138Y |  | 10 kV | _ | LV | 1000 kVA :Building Structure | 1 | --> | 1 | 0 | 0 | Constrained, otherwise capacity available =325 kVA | --> | 0.95 | 0 | 0.014 | 0.5 | 0 |  | --> | C26 ex MONEYCOOLEY | Moneycooley [T41,T42,T44] | GRIFFINRATH |  | 53.3813 | -6.5894
MV/LV Substation CO***139Z |  | 10 kV | _ | LV | 200 kVA :Kiosk Substation | 0.2 | --> | 0.2 | 0 | 0 | Constrained, otherwise capacity available =152 kVA | --> | 0.19 | 0 | 0 | 0.196 | 0 |  | --> | C20 ex COOLMINE | Coolmine [T41,T42] | FINGLAS |  | 53.3822 | -6.4037
MV/LV Substation CO***140Z |  | 10 kV | _ | LV | 400 kVA :Kiosk Substation | 0.4 | --> | 0.4 | 0 | 0 | Constrained, otherwise capacity available =333 kVA | --> | 0.38 | 0 | 0.006 | 0.385 | 0 |  | --> | C20 ex COOLMINE | Coolmine [T41,T42] | FINGLAS |  | 53.3818 | -6.4036
MV/LV Substation MA***142Z |  | 10 kV | _ | LV | 400 kVA :Kiosk Substation | 0.4 | --> | 0.4 | 0 | 0 | Constrained, otherwise capacity available =252 kVA | --> | 0.38 | 0 | 0.059 | 0.356 | 0 |  | --> | C11 ex MACETOWN | Macetown [T101,T102] | MACETOWN |  | 53.3974 | -6.4236
MV/LV Substation CO***143Y |  | 10 kV | _ | LV | 50 kVA :Pole Substation | 0.05 | --> | 0.05 | 0 | 0 | Constrained, otherwise capacity available =48 kVA | --> | 0.048 | 0 | 0 | 0.048 | 0 |  | --> | C26 ex MONEYCOOLEY | Moneycooley [T41,T42,T44] | GRIFFINRATH |  | 53.3789 | -6.6102
MV/LV Substation MA***143Z |  | 10 kV | _ | LV | 400 kVA :Kiosk Substation | 0.4 | --> | 0.4 | 0 | 0 | Constrained, otherwise capacity available =275 kVA | --> | 0.38 | 0 | 0.059 | 0.353 | 0 |  | --> | C11 ex MACETOWN | Macetown [T101,T102] | MACETOWN |  | 53.3964 | -6.4255
MV/LV Substation PL***145Z |  | 10 kV | _ | LV | 200 kVA :Kiosk Substation | 0.2 | --> | 0.2 | 0 | 0 | Constrained, otherwise capacity available =118 kVA | --> | 0.19 | 0 | 0.05 | 0.164 | 0 |  | --> | C23 ex MACETOWN | Macetown [T101,T102] | MACETOWN |  | 53.4252 | -6.4836
MV/LV Substation I.***148Z |  | 10 kV | _ | LV | 200 kVA :Kiosk Substation | 0.2 | --> | 0.2 | 0 | 0 | Constrained, otherwise capacity available =169 kVA | --> | 0.19 | 0 | 0 | 0.194 | 0 |  | --> | C26 ex BALLYCOOLIN | Ballycoolin [T41,T42,T43] | FINGLAS |  | 53.4028 | -6.377
MV/LV Substation RE***149Z |  | 10 kV | _ | LV | 400 kVA :Building Structure | 0.4 | --> | 0.4 | 0 | 0 | Constrained, otherwise capacity available =260 kVA | --> | 0.38 | 0 | 0.016 | 0.387 | 0 |  | --> | C18 ex BALLYCOOLIN | Ballycoolin [T41,T42,T43] | FINGLAS |  | 53.411 | -6.3573
MV/LV Substation BA***150Z |  | 10 kV | _ | LV | 200 kVA :Building Structure | 0.2 | --> | 0.2 | 0 | 0 | Constrained, otherwise capacity available =46 kVA | --> | 0.19 | 0 | 0 | 0.21 | 0 |  | --> | C17 ex MACETOWN | Macetown [T101,T102] | MACETOWN |  | 53.4108 | -6.4072
MV/LV Substation RO***152Z |  | 10 kV | _ | LV | 400 kVA :Kiosk Substation | 0.4 | --> | 0.4 | 0.299 | 7.91 |  | --> | 0.38 | 0 | 0.075 | 0.338 | 0 |  | --> | C23 ex PELLETSTOWN | Pelletstown [T101,T102] | FINGLAS |  | 53.3825 | -6.3743
MV/LV Substation HA***155Z |  | 10 kV | _ | LV | 400 kVA :Kiosk Substation | 0.4 | --> | 0.4 | 0 | 0 | Constrained, otherwise capacity available =255 kVA | --> | 0.38 | 0 | 0.031 | 0.376 | 0 |  | --> | C22 ex MACETOWN | Macetown [T101,T102] | MACETOWN |  | 53.4025 | -6.4342
MV/LV Substation MA***156Y |  | 10 kV | _ | LV | 630 kVA :Kiosk Substation | 0.63 | --> | 0.63 | 0 | 0 | Constrained, otherwise capacity available =448 kVA | --> | 0.598 | 0 | 0 | 0.5 | 0 |  | --> | C26 ex MONEYCOOLEY | Moneycooley [T41,T42,T44] | GRIFFINRATH |  | 53.3852 | -6.5975
MV/LV Substation JE***158Z |  | 10 kV | _ | LV | 50 kVA :Pole Substation | 0.05 | --> | 0.05 | 0 | 0 | Constrained, otherwise capacity available =47 kVA | --> | 0.048 | 0 | 0 | 0.048 | 0 |  | --> | C39 ex COLLEGE PARK | College Park [T101,T102,T103] | COLLEGE PARK |  | 53.4157 | -6.3987
MV/LV Substation JA***159Y |  | 10 kV | _ | LV | 100 kVA :Pole Substation | 0.1 | --> | 0.1 | 0 | 0 | Constrained, otherwise capacity available =89 kVA | --> | 0.095 | 0 | 0 | 0.096 | 0 |  | --> | C23 ex MACETOWN | Macetown [T101,T102] | MACETOWN |  | 53.3938 | -6.4781
MV/LV Substation MC***160Z |  | 10 kV | _ | LV | 400 kVA :Building Structure | 0.4 | --> | 0.4 | 0 | 0 | Constrained, otherwise capacity available =393 kVA | --> | 0.38 | 0 | 0 | 0.381 | 0 |  | --> | C18 ex BALLYCOOLIN | Ballycoolin [T41,T42,T43] | FINGLAS |  | 53.413 | -6.3531
MV/LV Substation WO***162Z |  | 10 kV | _ | LV | 630 kVA :Kiosk Substation | 0.63 | --> | 0.63 | 0 | 0 | Constrained, otherwise capacity available =493 kVA | --> | 0.598 | 0 | 0 | 0.5 | 0 |  | --> | C12 ex COOLMINE | Coolmine [T41,T42] | FINGLAS |  | 53.3881 | -6.3917
MV/LV Substation GR***163Z |  | 10 kV | _ | LV | 630 kVA :Kiosk Substation | 0.63 | --> | 0.63 | 0 | 0 | Constrained, otherwise capacity available =513 kVA | --> | 0.598 | 0 | 0 | 0.5 | 0 |  | --> | C12 ex COOLMINE | Coolmine [T41,T42] | FINGLAS |  | 53.3871 | -6.3945
MV/LV Substation VE***164Z |  | 10 kV | _ | LV | 630 kVA :Kiosk Substation | 0.63 | --> | 0.63 | 0 | 0 | Constrained, otherwise capacity available =501 kVA | --> | 0.598 | 0 | 0 | 0.5 | 0 |  | --> | C12 ex COOLMINE | Coolmine [T41,T42] | FINGLAS |  | 53.3889 | -6.3943
MV/LV Substation LI***165Z |  | 10 kV | _ | LV | 400 kVA :Kiosk Substation | 0.4 | --> | 0.4 | 0 | 0 | Constrained, otherwise capacity available =312 kVA | --> | 0.38 | 0 | 0.01 | 0.384 | 0 |  | --> | C22 ex MACETOWN | Macetown [T101,T102] | MACETOWN |  | 53.4003 | -6.4359
MV/LV Substation LI***166Z |  | 10 kV | _ | LV | 400 kVA :Kiosk Substation | 0.4 | --> | 0.4 | 0 | 0 | Constrained, otherwise capacity available =327 kVA | --> | 0.38 | 0 | 0.026 | 0.371 | 0 |  | --> | C22 ex MACETOWN | Macetown [T101,T102] | MACETOWN |  | 53.3984 | -6.4393
MV/LV Substation MC***169Z |  | 20 kV | _ | LV | 100 kVA :Pole Substation | 0.1 | --> | 0.1 | 0 | 0 | Constrained, otherwise capacity available =93 kVA | --> | 0.095 | 0 | 0 | 0.096 | 0 |  | --> | C17 ex MONEYCOOLEY | Moneycooley [T41,T42,T44] | GRIFFINRATH |  | 53.4367 | -6.5316
MV/LV Substation BA***171Z |  | 10 kV | _ | LV | 400 kVA :Building Structure | 0.4 | --> | 0.4 | 0 | 0 | Constrained, otherwise capacity available =329 kVA | --> | 0.38 | 0 | 0.1 | 0.316 | 0 |  | --> | C18 ex BALLYCOOLIN | Ballycoolin [T41,T42,T43] | FINGLAS |  | 53.412 | -6.3575
MV/LV Substation MO***175Y |  | 10 kV | _ | LV | 200 kVA :Kiosk Substation | 0.2 | --> | 0.2 | 0 | 0 | Constrained, otherwise capacity available =84 kVA | --> | 0.19 | 0 | 0.045 | 0.172 | 0 |  | --> | C21 ex MONEYCOOLEY | Moneycooley [T41,T42,T44] | GRIFFINRATH |  | 53.3892 | -6.6016
MV/LV Substation WI***175Z |  | 10 kV | _ | LV | 400 kVA :Building Structure | 0.4 | --> | 0.4 | 0 | 0 | Constrained, otherwise capacity available =192 kVA | --> | 0.38 | 0 | 0 | 0.407 | 0 |  | --> | C17 ex MACETOWN | Macetown [T101,T102] | MACETOWN |  | 53.4143 | -6.412
MV/LV Substation ST***176Z |  | 10 kV | _ | LV | 1000 kVA :Building Structure | 1 | --> | 1 | 0 | 0 | Constrained, otherwise capacity available =485 kVA | --> | 0.95 | 0 | 0 | 0.5 | 0 |  | --> | C26 ex BALLYCOOLIN | Ballycoolin [T41,T42,T43] | FINGLAS |  | 53.4061 | -6.3725
MV/LV Substation WE***178Z |  | 10 kV | _ | LV | 630 kVA :Building Structure | 0.63 | --> | 0.63 | 0 | 0 | Constrained, otherwise capacity available =391 kVA | --> | 0.598 | 0 | 0 | 0.5 | 0 |  | --> | C20 ex COLLEGE PARK | College Park [T101,T102,T103] | COLLEGE PARK |  | 53.39 | -6.3894
MV/LV Substation CA***179Y |  | 20 kV | _ | LV | 50 kVA :Pole Substation | 0.05 | --> | 0.05 | 0 | 0 | Constrained, otherwise capacity available =40 kVA | --> | 0.048 | 0 | 0.005 | 0.045 | 0 |  | --> | C17 ex MONEYCOOLEY | Moneycooley [T41,T42,T44] | GRIFFINRATH |  | 53.4124 | -6.4987
MV/LV Substation VI***179Z |  | 10 kV | _ | LV | 630 kVA :Building Structure | 0.63 | --> | 0.63 | 0 | 0 | Constrained, otherwise capacity available =532 kVA | --> | 0.598 | 0 | 0 | 0.5 | 0 |  | --> | C17 ex BALLYCOOLIN | Ballycoolin [T41,T42,T43] | FINGLAS |  | 53.3989 | -6.343
MV/LV Substation CO***185Z |  | 10 kV | _ | LV | 1000 kVA :Building Structure | 1 | --> | 1 | 0 | 0 | Constrained, otherwise capacity available =889 kVA | --> | 0.95 | 0 | 0 | 0.5 | 0 |  | --> | C11 ex BALLYCOOLIN | Ballycoolin [T41,T42,T43] | FINGLAS |  | 53.4104 | -6.369
MV/LV Substation SA***186Y |  | 20 kV | _ | LV | 50 kVA :Pole Substation | 0.05 | --> | 0.05 | 0 | 0 | Constrained, otherwise capacity available =38 kVA | --> | 0.048 | 0 | 0.004 | 0.046 | 0 |  | --> | C17 ex MONEYCOOLEY | Moneycooley [T41,T42,T44] | GRIFFINRATH |  | 53.4299 | -6.508
MV/LV Substation BT***186Z |  | 10 kV | _ | LV | 630 kVA :Building Structure | 0.63 | --> | 0.63 | 0 | 0 | Constrained, otherwise capacity available =575 kVA | --> | 0.598 | 0 | 0 | 0.5 | 0 |  | --> | C13 ex COLLEGE PARK | College Park [T101,T102,T103] | COLLEGE PARK |  | 53.3913 | -6.392
MV/LV Substation BO***189Z |  | 10 kV | _ | LV | 400 kVA :Building Structure | 0.4 | --> | 0.4 | 0 | 0 | Constrained, otherwise capacity available =298 kVA | --> | 0.38 | 0 | 0 | 0.394 | 0 |  | --> | C14 ex MACETOWN | Macetown [T101,T102] | MACETOWN |  | 53.4082 | -6.4141
MV/LV Substation TH***191Y |  | 10 kV | _ | LV | 400 kVA :Kiosk Substation | 0.4 | --> | 0.4 | 0 | 0 | Constrained, otherwise capacity available =307 kVA | --> | 0.38 | 0 | 0.017 | 0.38 | 0 |  | --> | C23 ex MACETOWN | Macetown [T101,T102] | MACETOWN |  | 53.423 | -6.4742
MV/LV Substation RO***191Z |  | 10 kV | _ | LV | 400 kVA :Kiosk Substation | 0.4 | --> | 0.4 | 0 | 0 | Constrained, otherwise capacity available =314 kVA | --> | 0.38 | 0 | 0.005 | 0.388 | 0 |  | --> | C22 ex MACETOWN | Macetown [T101,T102] | MACETOWN |  | 53.3991 | -6.4349
MV/LV Substation GI***193Z |  | 10 kV | _ | LV | 400 kVA :Building Structure | 0.4 | --> | 0.4 | 0 | 0 | Constrained, otherwise capacity available =392 kVA | --> | 0.38 | 0 | 0 | 0.381 | 0 |  | --> | C25 ex BALLYCOOLIN | Ballycoolin [T41,T42,T43] | FINGLAS |  | 53.4038 | -6.3504
MV/LV Substation QU***195Y |  | 20 kV | _ | LV | 100 kVA :Pole Substation | 0.1 | --> | 0.1 | 0 | 0 | Constrained, otherwise capacity available =82 kVA | --> | 0.095 | 0 | 0.056 | 0.056 | 0 |  | --> | C21 ex MACETOWN | Macetown [T101,T102] | MACETOWN |  | 53.4571 | -6.5086
MV/LV Substation TO***196Z |  | 10 kV | _ | LV | 630 kVA :Kiosk Substation | 0.63 | --> | 0.63 | 0 | 0 | Constrained, otherwise capacity available =527 kVA | --> | 0.598 | 0 | 0 | 0.5 | 0 |  | --> | C24 ex BALLYCOOLIN | Ballycoolin [T41,T42,T43] | FINGLAS |  | 53.3929 | -6.3778
MV/LV Substation WO***197Y |  | 20 kV | _ | LV | 50 kVA :Pole Substation | 0.05 | --> | 0.05 | 0 | 0 | Constrained, otherwise capacity available =46 kVA | --> | 0.048 | 0 | 0 | 0.048 | 0 |  | --> | C21 ex MACETOWN | Macetown [T101,T102] | MACETOWN |  | 53.4413 | -6.4784
MV/LV Substation RA***200Y |  | 20 kV | _ | LV | 50 kVA :Pole Substation | 0.05 | --> | 0.05 | 0 | 0 | Constrained, otherwise capacity available =37 kVA | --> | 0.048 | 0 | 0.005 | 0.046 | 0 |  | --> | C24 ex MACETOWN | Macetown [T101,T102] | MACETOWN |  | 53.4677 | -6.4908
MV/LV Substation WI***201Y |  | 20 kV | _ | LV | 100 kVA :Pole Substation | 0.1 | --> | 0.1 | 0 | 0 | Constrained, otherwise capacity available =64 kVA | --> | 0.095 | 0 | 0 | 0.1 | 0 |  | --> | C17 ex MONEYCOOLEY | Moneycooley [T41,T42,T44] | GRIFFINRATH |  | 53.4362 | -6.5331
MV/LV Substation PL***201Z |  | 10 kV | _ | LV | 630 kVA :Building Structure | 0.63 | --> | 0.63 | 0 | 0 | Constrained, otherwise capacity available =463 kVA | --> | 0.598 | 0 | 0.069 | 0.5 | 0 |  | --> | C17 ex MACETOWN | Macetown [T101,T102] | MACETOWN |  | 53.4084 | -6.4047
MV/LV Substation PL***202Z |  | 10 kV | _ | LV | 630 kVA :Building Structure | 0.63 | --> | 0.63 | 0 | 0 | Constrained, otherwise capacity available =571 kVA | --> | 0.598 | 0 | 0.011 | 0.5 | 0 |  | --> | C17 ex MACETOWN | Macetown [T101,T102] | MACETOWN |  | 53.408 | -6.4019
MV/LV Substation DU***203Z |  | 10 kV | _ | LV | 400 kVA :Building Structure | 0.4 | --> | 0.4 | 0 | 0 | Constrained, otherwise capacity available =354 kVA | --> | 0.38 | 0 | 0 | 0.386 | 0 |  | --> | C23 ex MACETOWN | Macetown [T101,T102] | MACETOWN |  | 53.4266 | -6.4779
MV/LV Substation DU***208Z |  | 10 kV | _ | LV | 1000 kVA :Building Structure | 1 | --> | 1 | 0 | 0 | Constrained, otherwise capacity available =820 kVA | --> | 0.95 | 0 | 0 | 0.5 | 0 |  | --> | C19 ex COOLMINE | Coolmine [T41,T42] | FINGLAS |  | 53.394 | -6.386
MV/LV Substation WH***209Z |  | 10 kV | _ | LV | 200 kVA :Kiosk Substation | 0.2 | --> | 0.2 | 0 | 0 | Constrained, otherwise capacity available =162 kVA | --> | 0.19 | 0 | 0.008 | 0.189 | 0 |  | --> | C18 ex COOLMINE | Coolmine [T41,T42] | FINGLAS |  | 53.3946 | -6.3979
MV/LV Substation CO***210Z |  | 10 kV | _ | LV | 400 kVA :Building Structure | 0.4 | --> | 0.4 | 0 | 0 | Constrained, otherwise capacity available =252 kVA | --> | 0.38 | 0 | 0 | 0.4 | 0 |  | --> | C11 ex BALLYCOOLIN | Ballycoolin [T41,T42,T43] | FINGLAS |  | 53.4119 | -6.371
MV/LV Substation CL***213Z |  | 10 kV | _ | LV | 400 kVA :Kiosk Substation | 0.4 | --> | 0.4 | 0 | 0 | Constrained, otherwise capacity available =257 kVA | --> | 0.38 | 0 | 0.035 | 0.373 | 0 |  | --> | C18 ex MACETOWN | Macetown [T101,T102] | MACETOWN |  | 53.4112 | -6.4387
MV/LV Substation MA***214Z |  | 10 kV | _ | LV | 400 kVA :Building Structure | 0.4 | --> | 0.4 | 0 | 0 | Constrained, otherwise capacity available =281 kVA | --> | 0.38 | 0 | 0.15 | 0.285 | 0 |  | --> | C17 ex MACETOWN | Macetown [T101,T102] | MACETOWN |  | 53.4135 | -6.4073
MV/LV Substation MU***216Z |  | 10 kV | _ | LV | 630 kVA :Kiosk Substation | 0.63 | --> | 0.63 | 0 | 0 | Constrained, otherwise capacity available =547 kVA | --> | 0.598 | 0 | 0 | 0.5 | 0 |  | --> | C14 ex MACETOWN | Macetown [T101,T102] | MACETOWN |  | 53.405 | -6.3934
MV/LV Substation WA***217Z |  | 10 kV | _ | LV | 400 kVA :Kiosk Substation | 0.4 | --> | 0.4 | 0 | 0 | Constrained, otherwise capacity available =351 kVA | --> | 0.38 | 0 | 0 | 0.387 | 0 |  | --> | C20 ex COLLEGE PARK | College Park [T101,T102,T103] | COLLEGE PARK |  | 53.3923 | -6.3756
MV/LV Substation WA***218Z |  | 10 kV | _ | LV | 400 kVA :Kiosk Substation | 0.4 | --> | 0.4 | 0 | 0 | Constrained, otherwise capacity available =329 kVA | --> | 0.38 | 0 | 0 | 0.39 | 0 |  | --> | C20 ex COLLEGE PARK | College Park [T101,T102,T103] | COLLEGE PARK |  | 53.3926 | -6.3736
MV/LV Substation RO***220Z |  | 10 kV | _ | LV | 1000 kVA :Building Structure | 1 | --> | 1 | 0 | 0 | Constrained, otherwise capacity available =878 kVA | --> | 0.95 | 0 | 0.05 | 0.5 | 0 |  | --> | C17 ex BALLYCOOLIN | Ballycoolin [T41,T42,T43] | FINGLAS |  | 53.3988 | -6.3459
MV/LV Substation BL***222Z |  | 10 kV | _ | LV | 400 kVA :Kiosk Substation | 0.4 | --> | 0.4 | 0.189 | 7.91 |  | --> | 0.38 | 0 | 0.015 | 0.397 | 0 |  | --> | C23 ex PELLETSTOWN | Pelletstown [T101,T102] | FINGLAS |  | 53.3872 | -6.3766
MV/LV Substation BA***223Y |  | 20 kV | _ | LV | 50 kVA :Pole Substation | 0.05 | --> | 0.05 | 0 | 0 | Constrained, otherwise capacity available =42 kVA | --> | 0.048 | 0 | 0 | 0.048 | 0 |  | --> | C21 ex MACETOWN | Macetown [T101,T102] | MACETOWN |  | 53.4743 | -6.5452
MV/LV Substation BL***223Z |  | 10 kV | _ | LV | 200 kVA :Kiosk Substation | 0.2 | --> | 0.2 | 0 | 0 | Constrained, otherwise capacity available =142 kVA | --> | 0.19 | 0 | 0.046 | 0.164 | 0 |  | --> | C22 ex MACETOWN | Macetown [T101,T102] | MACETOWN |  | 53.397 | -6.4429
MV/LV Substation GL***224 |  | 10 kV | _ | LV | 200 kVA :Kiosk Substation | 0.2 | --> | 0.2 | 0 | 0 | Constrained, otherwise capacity available =86 kVA | --> | 0.19 | 0 | 0.089 | 0.139 | 0 |  | --> | C13 ex COOLMINE | Coolmine [T41,T42] | FINGLAS |  | 53.3829 | -6.3864
MV/LV Substation DU***224Z |  | 10 kV | _ | LV | 200 kVA :Kiosk Substation | 0.2 | --> | 0.2 | 0 | 0 | Constrained, otherwise capacity available =144 kVA | --> | 0.19 | 0 | 0 | 0.198 | 0 |  | --> | C23 ex MACETOWN | Macetown [T101,T102] | MACETOWN |  | 53.4271 | -6.4738
MV/LV Substation SO***225Z |  | 10 kV | _ | LV | 200 kVA :Kiosk Substation | 0.2 | --> | 0.2 | 0 | 0 | Constrained, otherwise capacity available =153 kVA | --> | 0.19 | 0 | 0.005 | 0.192 | 0 |  | --> | C14 ex COOLMINE | Coolmine [T41,T42] | FINGLAS |  | 53.3858 | -6.4095
MV/LV Substation SO***226Z |  | 10 kV | _ | LV | 200 kVA :Kiosk Substation | 0.2 | --> | 0.2 | 0 | 0 | Constrained, otherwise capacity available =121 kVA | --> | 0.19 | 0 | 0.029 | 0.179 | 0 |  | --> | C14 ex COOLMINE | Coolmine [T41,T42] | FINGLAS |  | 53.3857 | -6.4074
MV/LV Substation AS***227Z |  | 10 kV | _ | LV | 200 kVA :Kiosk Substation | 0.2 | --> | 0.2 | 0 | 0 | Constrained, otherwise capacity available =122 kVA | --> | 0.19 | 0 | 0.033 | 0.176 | 0 |  | --> | C14 ex COOLMINE | Coolmine [T41,T42] | FINGLAS |  | 53.3841 | -6.408
MV/LV Substation LI***228Z |  | 10 kV | _ | LV | 400 kVA :Kiosk Substation | 0.4 | --> | 0.4 | 0 | 0 | Constrained, otherwise capacity available =234 kVA | --> | 0.38 | 0 | 0.017 | 0.389 | 0 |  | --> | C14 ex COOLMINE | Coolmine [T41,T42] | FINGLAS |  | 53.3829 | -6.4048
MV/LV Substation CH***229Y |  | 20 kV | _ | LV | 50 kVA :Pole Substation | 0.05 | --> | 0.05 | 0 | 0 | Constrained, otherwise capacity available =41 kVA | --> | 0.048 | 0 | 0 | 0.049 | 0 |  | --> | C21 ex MACETOWN | Macetown [T101,T102] | MACETOWN |  | 53.4715 | -6.5381
MV/LV Substation LI***229Z |  | 10 kV | _ | LV | 400 kVA :Kiosk Substation | 0.4 | --> | 0.4 | 0 | 0 | Constrained, otherwise capacity available =292 kVA | --> | 0.38 | 0 | 0.029 | 0.373 | 0 |  | --> | C14 ex COOLMINE | Coolmine [T41,T42] | FINGLAS |  | 53.3846 | -6.4045
MV/LV Substation RO***230Z |  | 10 kV | _ | LV | 1000 kVA :Building Structure | 1 | --> | 1 | 0 | 0 | Constrained, otherwise capacity available =898 kVA | --> | 0.95 | 0 | 0 | 0.5 | 0 |  | --> | C17 ex BALLYCOOLIN | Ballycoolin [T41,T42,T43] | FINGLAS |  | 53.3996 | -6.3419
MV/LV Substation CA***233Z |  | 10 kV | _ | LV | 630 kVA :Kiosk Substation | 0.63 | --> | 0.63 | 0 | 0 | Constrained, otherwise capacity available =510 kVA | --> | 0.598 | 0 | 0.011 | 0.5 | 0 |  | --> | C14 ex MACETOWN | Macetown [T101,T102] | MACETOWN |  | 53.4045 | -6.3914
MV/LV Substation CA***234Z |  | 10 kV | _ | LV | 400 kVA :Kiosk Substation | 0.4 | --> | 0.4 | 0 | 0 | Constrained, otherwise capacity available =266 kVA | --> | 0.38 | 0 | 0.019 | 0.384 | 0 |  | --> | C14 ex MACETOWN | Macetown [T101,T102] | MACETOWN |  | 53.404 | -6.394
MV/LV Substation CA***235Z |  | 10 kV | _ | LV | 400 kVA :Kiosk Substation | 0.4 | --> | 0.4 | 0 | 0 | Constrained, otherwise capacity available =306 kVA | --> | 0.38 | 0 | 0.007 | 0.387 | 0 |  | --> | C14 ex MACETOWN | Macetown [T101,T102] | MACETOWN |  | 53.403 | -6.3926
MV/LV Substation CA***236Z |  | 10 kV | _ | LV | 200 kVA :Kiosk Substation | 0.2 | --> | 0.2 | 0 | 0 | Constrained, otherwise capacity available =154 kVA | --> | 0.19 | 0 | 0 | 0.196 | 0 |  | --> | C14 ex MACETOWN | Macetown [T101,T102] | MACETOWN |  | 53.4027 | -6.3909
MV/LV Substation CA***237Z |  | 10 kV | _ | LV | 630 kVA :Kiosk Substation | 0.63 | --> | 0.63 | 0 | 0 | Constrained, otherwise capacity available =406 kVA | --> | 0.598 | 0 | 0.027 | 0.5 | 0 |  | --> | C14 ex MACETOWN | Macetown [T101,T102] | MACETOWN |  | 53.4035 | -6.3879
MV/LV Substation CA***238Z |  | 10 kV | _ | LV | 200 kVA :Kiosk Substation | 0.2 | --> | 0.2 | 0 | 0 | Constrained, otherwise capacity available =182 kVA | --> | 0.19 | 0 | 0.005 | 0.189 | 0 |  | --> | C14 ex MACETOWN | Macetown [T101,T102] | MACETOWN |  | 53.4037 | -6.3887
MV/LV Substation BR***241 |  | 10 kV | _ | LV | 200 kVA :Kiosk Substation | 0.2 | --> | 0.2 | 0.097 | 7.91 |  | --> | 0.19 | 0 | 0.067 | 0.154 | 0 |  | --> | C23 ex PELLETSTOWN | Pelletstown [T101,T102] | FINGLAS |  | 53.3805 | -6.3824
MV/LV Substation SP***242 |  | 10 kV | _ | LV | 630 kVA :Kiosk Substation | 0.63 | --> | 0.63 | 0 | 0 | Constrained, otherwise capacity available =580 kVA | --> | 0.598 | 0 | 0.031 | 0.5 | 0 |  | --> | C20 ex COLLEGE PARK | College Park [T101,T102,T103] | COLLEGE PARK |  | 53.3884 | -6.3841
MV/LV Substation RO***242Z |  | 10 kV | _ | LV | 1000 kVA :Building Structure | 1 | --> | 1 | 0 | 0 | Constrained, otherwise capacity available =932 kVA | --> | 0.95 | 0 | 0 | 0.5 | 0 |  | --> | C17 ex BALLYCOOLIN | Ballycoolin [T41,T42,T43] | FINGLAS |  | 53.3995 | -6.3476
MV/LV Substation RA***243Z |  | 10 kV | _ | LV | 200 kVA :Kiosk Substation | 0.2 | --> | 0.2 | 0 | 0 | Constrained, otherwise capacity available =144 kVA | --> | 0.19 | 0 | 0.026 | 0.178 | 0 |  | --> | C11 ex MACETOWN | Macetown [T101,T102] | MACETOWN |  | 53.3947 | -6.4257
MV/LV Substation RA***244Z |  | 10 kV | _ | LV | 400 kVA :Kiosk Substation | 0.4 | --> | 0.4 | 0 | 0 | Constrained, otherwise capacity available =277 kVA | --> | 0.38 | 0 | 0.049 | 0.36 | 0 |  | --> | C11 ex MACETOWN | Macetown [T101,T102] | MACETOWN |  | 53.3953 | -6.4276
MV/LV Substation GL***245Y |  | 20 kV | _ | LV | 100 kVA :Pole Substation | 0.1 | --> | 0.1 | 0 | 0 | Constrained, otherwise capacity available =93 kVA | --> | 0.095 | 0 | 0.01 | 0.088 | 0 |  | --> | C21 ex MACETOWN | Macetown [T101,T102] | MACETOWN |  | 53.4673 | -6.5325
MV/LV Substation MT***247Z |  | 10 kV | _ | LV | 200 kVA :Kiosk Substation | 0.2 | --> | 0.2 | 0 | 0 | Constrained, otherwise capacity available =142 kVA | --> | 0.19 | 0 | 0.014 | 0.187 | 0 |  | --> | C14 ex COOLMINE | Coolmine [T41,T42] | FINGLAS |  | 53.3874 | -6.419
MV/LV Substation MT***248Z |  | 10 kV | _ | LV | 400 kVA :Kiosk Substation | 0.4 | --> | 0.4 | 0 | 0 | Constrained, otherwise capacity available =336 kVA | --> | 0.38 | 0 | 0.027 | 0.369 | 0 |  | --> | C14 ex COOLMINE | Coolmine [T41,T42] | FINGLAS |  | 53.3884 | -6.4221
MV/LV Substation MO***249Z |  | 10 kV | _ | LV | 400 kVA :Kiosk Substation | 0.4 | --> | 0.4 | 0 | 0 | Constrained, otherwise capacity available =272 kVA | --> | 0.38 | 0 | 0.024 | 0.379 | 0 |  | --> | C14 ex COOLMINE | Coolmine [T41,T42] | FINGLAS |  | 53.3882 | -6.4255
MV/LV Substation WO***250Z |  | 10 kV | _ | LV | 400 kVA :Kiosk Substation | 0.4 | --> | 0.4 | 0.28 | 7.91 |  | --> | 0.38 | 0 | 0.005 | 0.392 | 0 |  | --> | C23 ex PELLETSTOWN | Pelletstown [T101,T102] | FINGLAS |  | 53.3849 | -6.3705
MV/LV Substation ED***252 |  | 10 kV | _ | LV | 400 kVA :Kiosk Substation | 0.4 | --> | 0.4 | 0 | 0 | Constrained, otherwise capacity available =213 kVA | --> | 0.38 | 0 | 0.029 | 0.383 | 0 |  | --> | C24 ex BALLYCOOLIN | Ballycoolin [T41,T42,T43] | FINGLAS |  | 53.3958 | -6.3808
MV/LV Substation SC***252Z |  | 10 kV | _ | LV | 200 kVA :Kiosk Substation | 0.2 | --> | 0.2 | 0 | 0 | Constrained, otherwise capacity available =189 kVA | --> | 0.19 | 0 | 0 | 0.192 | 0 |  | --> | C12 ex COOLMINE | Coolmine [T41,T42] | FINGLAS |  | 53.3863 | -6.3856
MV/LV Substation BR***253 |  | 10 kV | _ | LV | 400 kVA :Kiosk Substation | 0.4 | --> | 0.4 | 0 | 0 | Constrained, otherwise capacity available =340 kVA | --> | 0.38 | 0 | 0.023 | 0.371 | 0 |  | --> | C24 ex BALLYCOOLIN | Ballycoolin [T41,T42,T43] | FINGLAS |  | 53.3984 | -6.3847
MV/LV Substation PA***253Y |  | 10 kV | _ | LV | 400 kVA :Kiosk Substation | 0.4 | --> | 0.4 | 0 | 0 | Constrained, otherwise capacity available =364 kVA | --> | 0.38 | 0 | 0.022 | 0.369 | 0 |  | --> | C20 ex MONEYCOOLEY | Moneycooley [T41,T42,T44] | GRIFFINRATH |  | 53.3772 | -6.5944
MV/LV Substation ON***253Z |  | 10 kV | _ | LV | 400 kVA :Kiosk Substation | 0.4 | --> | 0.4 | 0 | 0 | Constrained, otherwise capacity available =302 kVA | --> | 0.38 | 0 | 0 | 0.393 | 0 |  | --> | C22 ex MACETOWN | Macetown [T101,T102] | MACETOWN |  | 53.3914 | -6.4333
MV/LV Substation BR***254 |  | 10 kV | _ | LV | 630 kVA :Kiosk Substation | 0.63 | --> | 0.63 | 0 | 0 | Constrained, otherwise capacity available =582 kVA | --> | 0.598 | 0 | 0.014 | 0.5 | 0 |  | --> | C24 ex BALLYCOOLIN | Ballycoolin [T41,T42,T43] | FINGLAS |  | 53.3972 | -6.3839
MV/LV Substation CH***254Y |  | 10 kV | _ | LV | 200 kVA :Kiosk Substation | 0.2 | --> | 0.2 | 0 | 0 | Constrained, otherwise capacity available =134 kVA | --> | 0.19 | 0 | 0.044 | 0.166 | 0 |  | --> | C23 ex MACETOWN | Macetown [T101,T102] | MACETOWN |  | 53.41 | -6.4714
MV/LV Substation ON***254Z |  | 10 kV | _ | LV | 400 kVA :Kiosk Substation | 0.4 | --> | 0.4 | 0 | 0 | Constrained, otherwise capacity available =319 kVA | --> | 0.38 | 0 | 0 | 0.391 | 0 |  | --> | C22 ex MACETOWN | Macetown [T101,T102] | MACETOWN |  | 53.3916 | -6.4356
MV/LV Substation BR***255 |  | 10 kV | _ | LV | 400 kVA :Kiosk Substation | 0.4 | --> | 0.4 | 0 | 0 | Constrained, otherwise capacity available =336 kVA | --> | 0.38 | 0 | 0.021 | 0.373 | 0 |  | --> | C24 ex BALLYCOOLIN | Ballycoolin [T41,T42,T43] | FINGLAS |  | 53.3978 | -6.3858
MV/LV Substation DU***255Y |  | 10 kV | _ | LV | 400 kVA :Building Structure | 0.4 | --> | 0.4 | 0 | 0 | Constrained, otherwise capacity available =290 kVA | --> | 0.38 | 0 | 0.031 | 0.372 | 0 |  | --> | C23 ex MACETOWN | Macetown [T101,T102] | MACETOWN |  | 53.4188 | -6.4687
MV/LV Substation HI***255Z |  | 10 kV | _ | LV | 400 kVA :Building Structure | 0.4 | --> | 0.4 | 0 | 0 | Constrained, otherwise capacity available =192 kVA | --> | 0.38 | 0 | 0 | 0.407 | 0 |  | --> | C21 ex BALLYCOOLIN | Ballycoolin [T41,T42,T43] | FINGLAS |  | 53.4093 | -6.3631
MV/LV Substation DU***256Y |  | 10 kV | _ | LV | 200 kVA :Pole Substation | 0.2 | --> | 0.2 | 0 | 0 | Constrained, otherwise capacity available =184 kVA | --> | 0.19 | 0 | 0 | 0.192 | 0 |  | --> | C23 ex MACETOWN | Macetown [T101,T102] | MACETOWN |  | 53.4109 | -6.4734
MV/LV Substation PE***256Z |  | 10 kV | _ | LV | 630 kVA :Building Structure | 0.63 | --> | 0.63 | 0 | 0 | Constrained, otherwise capacity available =586 kVA | --> | 0.598 | 0 | 0 | 0.5 | 0 |  | --> | C16 ex COLLEGE PARK | College Park [T101,T102,T103] | COLLEGE PARK |  | 53.3912 | -6.3901
MV/LV Substation HI***257Y |  | 20 kV | _ | LV | 50 kVA :Pole Substation | 0.05 | --> | 0.05 | 0 | 0 | Constrained, otherwise capacity available =34 kVA | --> | 0.048 | 0 | 0.016 | 0.038 | 0 |  | --> | C21 ex MACETOWN | Macetown [T101,T102] | MACETOWN |  | 53.4257 | -6.4711
MV/LV Substation TH***258Z |  | 10 kV | _ | LV | 200 kVA :Kiosk Substation | 0.2 | --> | 0.2 | 0 | 0 | Constrained, otherwise capacity available =166 kVA | --> | 0.19 | 0 | 0 | 0.194 | 0 |  | --> | C11 ex COOLMINE | Coolmine [T41,T42] | FINGLAS |  | 53.3769 | -6.3925
MV/LV Substation RO***259Z |  | 10 kV | _ | LV | 400 kVA :Kiosk Substation | 0.4 | --> | 0.4 | 0 | 0 | Constrained, otherwise capacity available =288 kVA | --> | 0.38 | 0 | 0 | 0.395 | 0 |  | --> | C11 ex COOLMINE | Coolmine [T41,T42] | FINGLAS |  | 53.3764 | -6.3915
MV/LV Substation CA***260Z |  | 10 kV | _ | LV | 400 kVA :Building Structure | 0.4 | --> | 0.4 | 0 | 0 | Constrained, otherwise capacity available =389 kVA | --> | 0.38 | 0 | 0 | 0.382 | 0 |  | --> | C21 ex BALLYCOOLIN | Ballycoolin [T41,T42,T43] | FINGLAS |  | 53.4044 | -6.3574
MV/LV Substation CA***261Z |  | 10 kV | _ | LV | 400 kVA :Building Structure | 0.4 | --> | 0.4 | 0 | 0 | Constrained, otherwise capacity available =381 kVA | --> | 0.38 | 0 | 0 | 0.382 | 0 |  | --> | C41 ex COLLEGE PARK | College Park [T101,T102,T103] | COLLEGE PARK |  | 53.4043 | -6.4248
MV/LV Substation ST***262Z |  | 10 kV | _ | LV | 400 kVA :Kiosk Substation | 0.4 | --> | 0.4 | 0 | 0 | Constrained, otherwise capacity available =341 kVA | --> | 0.38 | 0 | 0.01 | 0.381 | 0 |  | --> | C22 ex MACETOWN | Macetown [T101,T102] | MACETOWN |  | 53.3933 | -6.4326
MV/LV Substation BL***263Y |  | 10 kV | _ | LV | 50 kVA :Pole Substation | 0.05 | --> | 0.05 | 0 | 0 | Constrained, otherwise capacity available =43 kVA | --> | 0.048 | 0 | 0 | 0.048 | 0 |  | --> | C12 ex MONEYCOOLEY | Moneycooley [T41,T42,T44] | GRIFFINRATH |  | 53.3744 | -6.5302
MV/LV Substation AN***263Z |  | 10 kV | _ | LV | 400 kVA :Kiosk Substation | 0.4 | --> | 0.4 | 0 | 0 | Constrained, otherwise capacity available =337 kVA | --> | 0.38 | 0 | 0 | 0.388 | 0 |  | --> | C22 ex MACETOWN | Macetown [T101,T102] | MACETOWN |  | 53.3926 | -6.434
MV/LV Substation RY***264Y |  | 10 kV | _ | LV | 400 kVA :Kiosk Substation | 0.4 | --> | 0.4 | 0 | 0 | Constrained, otherwise capacity available =258 kVA | --> | 0.38 | 0 | 0 | 0.394 | 0 |  | --> | C12 ex MONEYCOOLEY | Moneycooley [T41,T42,T44] | GRIFFINRATH |  | 53.3719 | -6.5171
MV/LV Substation ST***264Z |  | 10 kV | _ | LV | 400 kVA :Kiosk Substation | 0.4 | --> | 0.4 | 0 | 0 | Constrained, otherwise capacity available =346 kVA | --> | 0.38 | 0 | 0 | 0.387 | 0 |  | --> | C22 ex MACETOWN | Macetown [T101,T102] | MACETOWN |  | 53.3926 | -6.4322
MV/LV Substation RA***265Z |  | 10 kV | _ | LV | 400 kVA :Building Structure | 0.4 | --> | 0.4 | 0 | 0 | Constrained, otherwise capacity available =306 kVA | --> | 0.38 | 0 | 0.03 | 0.37 | 0 |  | --> | C17 ex BALLYCOOLIN | Ballycoolin [T41,T42,T43] | FINGLAS |  | 53.4 | -6.3446
MV/LV Substation BI***266Z |  | 10 kV | _ | LV | 400 kVA :Kiosk Substation | 0.4 | --> | 0.4 | 0 | 0 | Constrained, otherwise capacity available =327 kVA | --> | 0.38 | 0 | 0.015 | 0.379 | 0 |  | --> | C39 ex COLLEGE PARK | College Park [T101,T102,T103] | COLLEGE PARK |  | 53.4188 | -6.3834
MV/LV Substation DE***267 |  | 10 kV | _ | LV | 630 kVA :Kiosk Substation | 0.63 | --> | 0.63 | 0 | 0 | Constrained, otherwise capacity available =424 kVA | --> | 0.598 | 0 | 0.241 | 0.447 | 0 |  | --> | C13 ex COOLMINE | Coolmine [T41,T42] | FINGLAS |  | 53.3804 | -6.3887
MV/LV Substation BA***267Z |  | 10 kV | _ | LV | 200 kVA :Kiosk Substation | 0.2 | --> | 0.2 | 0 | 0 | Constrained, otherwise capacity available =102 kVA | --> | 0.19 | 0 | 0.009 | 0.196 | 0 |  | --> | C39 ex COLLEGE PARK | College Park [T101,T102,T103] | COLLEGE PARK |  | 53.4173 | -6.3856
MV/LV Substation CU***268Z |  | 10 kV | _ | LV | 400 kVA :Kiosk Substation | 0.4 | --> | 0.4 | 0 | 0 | Constrained, otherwise capacity available =302 kVA | --> | 0.38 | 0 | 0.01 | 0.386 | 0 |  | --> | C39 ex COLLEGE PARK | College Park [T101,T102,T103] | COLLEGE PARK |  | 53.4153 | -6.3871
MV/LV Substation GE***269Z |  | 10 kV | _ | LV | 630 kVA :Building Structure | 0.63 | --> | 0.63 | 0 | 0 | Constrained, otherwise capacity available =309 kVA | --> | 0.598 | 0 | 0 | 0.5 | 0 |  | --> | C17 ex MACETOWN | Macetown [T101,T102] | MACETOWN |  | 53.4102 | -6.4057
MV/LV Substation BE***274Z |  | 10 kV | _ | LV | 400 kVA :Kiosk Substation | 0.4 | --> | 0.4 | 0 | 0 | Constrained, otherwise capacity available =266 kVA | --> | 0.38 | 0 | 0.024 | 0.38 | 0 |  | --> | C39 ex COLLEGE PARK | College Park [T101,T102,T103] | COLLEGE PARK |  | 53.4222 | -6.3855
MV/LV Substation MU***276Y |  | 20 kV | _ | LV | 50 kVA :Pole Substation | 0.05 | --> | 0.05 | 0 | 0 | Constrained, otherwise capacity available =2 kVA | --> | 0.048 | 0 | 0.002 | 0.052 | 0 |  | --> | E18 ex KILCOCK | Kilcock [T421,T422] | GRIFFINRATH |  | 53.3974 | -6.6016
MV/LV Substation BA***276Z |  | 10 kV | _ | LV | 200 kVA :Kiosk Substation | 0.2 | --> | 0.2 | 0 | 0 | Constrained, otherwise capacity available =165 kVA | --> | 0.19 | 0 | 0 | 0.195 | 0 |  | --> | C26 ex BALLYCOOLIN | Ballycoolin [T41,T42,T43] | FINGLAS |  | 53.4071 | -6.3665
MV/LV Substation EB***277Z |  | 10 kV | _ | LV | 630 kVA :Building Structure | 0.63 | --> | 0.63 | 0 | 0 | Constrained, otherwise capacity available =449 kVA | --> | 0.598 | 0 | 0 | 0.5 | 0 |  | --> | C39 ex COLLEGE PARK | College Park [T101,T102,T103] | COLLEGE PARK |  | 53.4112 | -6.3734
MV/LV Substation BL***278Z |  | 10 kV | _ | LV | 400 kVA :Kiosk Substation | 0.4 | --> | 0.4 | 0 | 0 | Constrained, otherwise capacity available =282 kVA | --> | 0.38 | 0 | 0.01 | 0.388 | 0 |  | --> | C20 ex COLLEGE PARK | College Park [T101,T102,T103] | COLLEGE PARK |  | 53.3941 | -6.3751
MV/LV Substation CR***279Z |  | 10 kV | _ | LV | 400 kVA :Building Structure | 0.4 | --> | 0.4 | 0 | 0 | Constrained, otherwise capacity available =388 kVA | --> | 0.38 | 0 | 0 | 0.382 | 0 |  | --> | C39 ex COLLEGE PARK | College Park [T101,T102,T103] | COLLEGE PARK |  | 53.4109 | -6.3771
MV/LV Substation RA***280Z |  | 10 kV | _ | LV | 200 kVA :Kiosk Substation | 0.2 | --> | 0.2 | 0 | 0 | Constrained, otherwise capacity available =150 kVA | --> | 0.19 | 0 | 0.028 | 0.176 | 0 |  | --> | C11 ex MACETOWN | Macetown [T101,T102] | MACETOWN |  | 53.3944 | -6.4295
MV/LV Substation RO***281 |  | 10 kV | _ | LV | 630 kVA :Building Structure | 0.63 | --> | 0.63 | 0 | 0 | Constrained, otherwise capacity available =352 kVA | --> | 0.598 | 0 | 0 | 0.5 | 0 |  | --> | C13 ex COOLMINE | Coolmine [T41,T42] | FINGLAS |  | 53.3836 | -6.3824
MV/LV Substation BL***282 |  | 10 kV | _ | LV | 400 kVA :Kiosk Substation | 0.4 | --> | 0.4 | 0 | 0 | Constrained, otherwise capacity available =266 kVA | --> | 0.38 | 0 | 0.017 | 0.385 | 0 |  | --> | C18 ex COOLMINE | Coolmine [T41,T42] | FINGLAS |  | 53.3934 | -6.4097
MV/LV Substation AS***283 |  | 10 kV | _ | LV | 200 kVA :Kiosk Substation | 0.2 | --> | 0.2 | 0 | 0 | Constrained, otherwise capacity available =132 kVA | --> | 0.19 | 0 | 0.022 | 0.183 | 0 |  | --> | C24 ex BALLYCOOLIN | Ballycoolin [T41,T42,T43] | FINGLAS |  | 53.3948 | -6.3775
MV/LV Substation WA***284Z |  | 10 kV | _ | LV | 400 kVA :Kiosk Substation | 0.4 | --> | 0.4 | 0 | 0 | Constrained, otherwise capacity available =253 kVA | --> | 0.38 | 0 | 0 | 0.4 | 0 |  | --> | C20 ex COLLEGE PARK | College Park [T101,T102,T103] | COLLEGE PARK |  | 53.3927 | -6.3719
MV/LV Substation CO***285 |  | 10 kV | _ | LV | 200 kVA :Building Structure | 0.2 | --> | 0.2 | 0 | 0 | Constrained, otherwise capacity available =197 kVA | --> | 0.19 | 0 | 0.005 | 0.187 | 0 |  | --> | C12 ex COOLMINE | Coolmine [T41,T42] | FINGLAS |  | 53.3871 | -6.3961
MV/LV Substation QU***285Y |  | 20 kV | _ | LV | 50 kVA :Pole Substation | 0.05 | --> | 0.05 | 0 | 0 | Constrained, otherwise capacity available =40 kVA | --> | 0.048 | 0 | 0 | 0.049 | 0 |  | --> | C21 ex MACETOWN | Macetown [T101,T102] | MACETOWN |  | 53.456 | -6.5001
MV/LV Substation CA***286Y |  | 10 kV | _ | LV | 630 kVA :Kiosk Substation | 0.63 | --> | 0.63 | 0 | 0 | Constrained, otherwise capacity available =327 kVA | --> | 0.598 | 0 | 0.033 | 0.5 | 0 |  | --> | C21 ex MONEYCOOLEY | Moneycooley [T41,T42,T44] | GRIFFINRATH |  | 53.3824 | -6.5884
MV/LV Substation BL***286Z |  | 10 kV | _ | LV | 200 kVA :Kiosk Substation | 0.2 | --> | 0.2 | 0 | 0 | Constrained, otherwise capacity available =139 kVA | --> | 0.19 | 0 | 0 | 0.198 | 0 |  | --> | C20 ex COOLMINE | Coolmine [T41,T42] | FINGLAS |  | 53.3999 | -6.401
MV/LV Substation HU***287Z |  | 10 kV | _ | LV | 400 kVA :Building Structure | 0.4 | --> | 0.4 | 0 | 0 | Constrained, otherwise capacity available =337 kVA | --> | 0.38 | 0 | 0.01 | 0.381 | 0 |  | --> | C11 ex MACETOWN | Macetown [T101,T102] | MACETOWN |  | 53.4024 | -6.4096
MV/LV Substation CO***288 |  | 10 kV | _ | LV | 400 kVA :Kiosk Substation | 0.4 | --> | 0.4 | 0 | 0 | Constrained, otherwise capacity available =320 kVA | --> | 0.38 | 0 | 0.009 | 0.384 | 0 |  | --> | C24 ex BALLYCOOLIN | Ballycoolin [T41,T42,T43] | FINGLAS |  | 53.3982 | -6.3744
MV/LV Substation PO***288Z |  | 10 kV | _ | LV | 630 kVA :Kiosk Substation | 0.63 | --> | 0.63 | 0 | 0 | Constrained, otherwise capacity available =496 kVA | --> | 0.598 | 0 | 0 | 0.5 | 0 |  | --> | C13 ex COOLMINE | Coolmine [T41,T42] | FINGLAS |  | 53.3826 | -6.3969
MV/LV Substation CO***289 |  | 10 kV | _ | LV | 400 kVA :Kiosk Substation | 0.4 | --> | 0.4 | 0 | 0 | Constrained, otherwise capacity available =318 kVA | --> | 0.38 | 0 | 0.026 | 0.372 | 0 |  | --> | C24 ex BALLYCOOLIN | Ballycoolin [T41,T42,T43] | FINGLAS |  | 53.3968 | -6.3765
MV/LV Substation AL***289Y |  | 20 kV | _ | LV | 400 kVA :Building Structure | 0.4 | --> | 0.4 | 0 | 0 | Constrained, otherwise capacity available =311 kVA | --> | 0.38 | 0 | 0 | 0.392 | 0 |  | --> | C17 ex MONEYCOOLEY | Moneycooley [T41,T42,T44] | GRIFFINRATH |  | 53.4271 | -6.5164
MV/LV Substation BE***289Z |  | 10 kV | _ | LV | 400 kVA :Kiosk Substation | 0.4 | --> | 0.4 | 0 | 0 | Constrained, otherwise capacity available =249 kVA | --> | 0.38 | 0 | 0.025 | 0.382 | 0 |  | --> | C22 ex MACETOWN | Macetown [T101,T102] | MACETOWN |  | 53.4046 | -6.4359
MV/LV Substation BR***290 |  | 10 kV | _ | LV | 400 kVA :Kiosk Substation | 0.4 | --> | 0.4 | 0 | 0 | Constrained, otherwise capacity available =190 kVA | --> | 0.38 | 0 | 0.029 | 0.386 | 0 |  | --> | C20 ex COOLMINE | Coolmine [T41,T42] | FINGLAS |  | 53.3987 | -6.4057
MV/LV Substation RA***290Y |  | 20 kV | _ | LV | 50 kVA :Pole Substation | 0.05 | --> | 0.05 | 0 | 0 | Constrained, otherwise capacity available =23 kVA | --> | 0.048 | 0 | 0 | 0.051 | 0 |  | --> | C21 ex MACETOWN | Macetown [T101,T102] | MACETOWN |  | 53.4687 | -6.5368
MV/LV Substation BE***290Z |  | 10 kV | _ | LV | 400 kVA :Kiosk Substation | 0.4 | --> | 0.4 | 0 | 0 | Constrained, otherwise capacity available =275 kVA | --> | 0.38 | 0 | 0.023 | 0.38 | 0 |  | --> | C22 ex MACETOWN | Macetown [T101,T102] | MACETOWN |  | 53.4023 | -6.4384
MV/LV Substation BL***291 |  | 10 kV | _ | LV | 200 kVA :Kiosk Substation | 0.2 | --> | 0.2 | 0 | 0 | Constrained, otherwise capacity available =119 kVA | --> | 0.19 | 0 | 0.03 | 0.178 | 0 |  | --> | C18 ex COOLMINE | Coolmine [T41,T42] | FINGLAS |  | 53.3956 | -6.4085
MV/LV Substation BE***291Z |  | 10 kV | _ | LV | 200 kVA :Kiosk Substation | 0.2 | --> | 0.2 | 0 | 0 | Constrained, otherwise capacity available =133 kVA | --> | 0.19 | 0 | 0.004 | 0.196 | 0 |  | --> | C22 ex MACETOWN | Macetown [T101,T102] | MACETOWN |  | 53.401 | -6.4388
MV/LV Substation RO***292Y |  | 10 kV | _ | LV | 630 kVA :Kiosk Substation | 0.63 | --> | 0.63 | 0 | 0 | Constrained, otherwise capacity available =501 kVA | --> | 0.598 | 0 | 0.005 | 0.5 | 0 |  | --> | C23 ex MACETOWN | Macetown [T101,T102] | MACETOWN |  | 53.4167 | -6.4715
MV/LV Substation WO***292Z |  | 10 kV | _ | LV | 400 kVA :Kiosk Substation | 0.4 | --> | 0.4 | 0 | 0 | Constrained, otherwise capacity available =340 kVA | --> | 0.38 | 0 | 0 | 0.388 | 0 |  | --> | C11 ex COOLMINE | Coolmine [T41,T42] | FINGLAS |  | 53.3764 | -6.4034
MV/LV Substation ST***293Z |  | 10 kV | _ | LV | 400 kVA :Kiosk Substation | 0.4 | --> | 0.4 | 0 | 0 | Constrained, otherwise capacity available =312 kVA | --> | 0.38 | 0 | 0.004 | 0.389 | 0 |  | --> | C11 ex COOLMINE | Coolmine [T41,T42] | FINGLAS |  | 53.3796 | -6.395
MV/LV Substation FE***294Z |  | 10 kV | _ | LV | 200 kVA :Kiosk Substation | 0.2 | --> | 0.2 | 0.007 | 7.91 |  | --> | 0.19 | 0 | 0 | 0.215 | 0 |  | --> | C23 ex PELLETSTOWN | Pelletstown [T101,T102] | FINGLAS |  | 53.3721 | -6.4034
MV/LV Substation LU***295Y |  | 20 kV | _ | LV | 50 kVA :Pole Substation | 0.05 | --> | 0.05 | 0 | 0 | Constrained, otherwise capacity available =48 kVA | --> | 0.048 | 0 | 0 | 0.048 | 0 |  | --> | C21 ex MACETOWN | Macetown [T101,T102] | MACETOWN |  | 53.4534 | -6.4982
MV/LV Substation BE***296Y |  | 20 kV | _ | LV | 50 kVA :Pole Substation | 0.05 | --> | 0.05 | 0 | 0 | Constrained, otherwise capacity available =47 kVA | --> | 0.048 | 0 | 0 | 0.048 | 0 |  | --> | C21 ex MACETOWN | Macetown [T101,T102] | MACETOWN |  | 53.4477 | -6.5027
MV/LV Substation TY***296Z |  | 10 kV | _ | LV | 200 kVA :Kiosk Substation | 0.2 | --> | 0.2 | 0 | 0 | Constrained, otherwise capacity available =155 kVA | --> | 0.19 | 0 | 0 | 0.196 | 0 |  | --> | C41 ex COLLEGE PARK | College Park [T101,T102,T103] | COLLEGE PARK |  | 53.4132 | -6.3877
MV/LV Substation KI***297Z |  | 10 kV | _ | LV | 200 kVA :Pole Substation | 0.2 | --> | 0.2 | 0 | 0 | Constrained, otherwise capacity available =173 kVA | --> | 0.19 | 0 | 0.01 | 0.186 | 0 |  | --> | C39 ex COLLEGE PARK | College Park [T101,T102,T103] | COLLEGE PARK |  | 53.45 | -6.3947
MV/LV Substation GA***298Z |  | 10 kV | _ | LV | 200 kVA :Kiosk Substation | 0.2 | --> | 0.2 | 0 | 0 | Constrained, otherwise capacity available =26 kVA | --> | 0.19 | 0 | 0.01 | 0.205 | 0 |  | --> | C39 ex COLLEGE PARK | College Park [T101,T102,T103] | COLLEGE PARK |  | 53.4183 | -6.386
MV/LV Substation CO***299Y |  | 10 kV | _ | LV | 400 kVA :Kiosk Substation | 0.4 | --> | 0.4 | 0 | 0 | Constrained, otherwise capacity available =346 kVA | --> | 0.38 | 0 | 0 | 0.387 | 0 |  | --> | C21 ex MONEYCOOLEY | Moneycooley [T41,T42,T44] | GRIFFINRATH |  | 53.3836 | -6.589
MV/LV Substation HA***301 |  | 10 kV | _ | LV | 400 kVA :Kiosk Substation | 0.4 | --> | 0.4 | 0 | 0 | Constrained, otherwise capacity available =263 kVA | --> | 0.38 | 0 | 0.039 | 0.369 | 0 |  | --> | C15 ex COOLMINE | Coolmine [T41,T42] | FINGLAS |  | 53.3901 | -6.4104
MV/LV Substation WE***302 |  | 10 kV | _ | LV | 400 kVA :Kiosk Substation | 0.4 | --> | 0.4 | 0 | 0 | Constrained, otherwise capacity available =310 kVA | --> | 0.38 | 0 | 0.018 | 0.379 | 0 |  | --> | C24 ex BALLYCOOLIN | Ballycoolin [T41,T42,T43] | FINGLAS |  | 53.4003 | -6.3696
MV/LV Substation BL***304Y |  | 20 kV | _ | LV | 50 kVA :Pole Substation | 0.05 | --> | 0.05 | 0 | 0 | Constrained, otherwise capacity available =42 kVA | --> | 0.048 | 0 | 0 | 0.049 | 0 |  | --> | E12 ex KILCOCK | Kilcock [T421,T422] | GRIFFINRATH |  | 53.4364 | -6.5757
MV/LV Substation GL***304Z |  | 10 kV | _ | LV | 630 kVA :Building Structure | 0.63 | --> | 0.63 | 0 | 0 | Constrained, otherwise capacity available =361 kVA | --> | 0.598 | 0 | 0.05 | 0.5 | 0 |  | --> | C26 ex MONEYCOOLEY | Moneycooley [T41,T42,T44] | GRIFFINRATH |  | 53.3797 | -6.5869
MV/LV Substation SH***305 |  | 10 kV | _ | LV | 630 kVA :Kiosk Substation | 0.63 | --> | 0.63 | 0 | 0 | Constrained, otherwise capacity available =480 kVA | --> | 0.598 | 0 | 0.003 | 0.5 | 0 |  | --> | C18 ex COOLMINE | Coolmine [T41,T42] | FINGLAS |  | 53.3936 | -6.4019
MV/LV Substation BT***306Z |  | 10 kV | _ | LV | 200 kVA :Kiosk Substation | 0.2 | --> | 0.2 | 0 | 0 | Constrained, otherwise capacity available =162 kVA | --> | 0.19 | 0 | 0.009 | 0.188 | 0 |  | --> | C20 ex COOLMINE | Coolmine [T41,T42] | FINGLAS |  | 53.3906 | -6.4011
MV/LV Substation RO***307 |  | 10 kV | _ | LV | 630 kVA :Kiosk Substation | 0.63 | --> | 0.63 | 0 | 0 | Constrained, otherwise capacity available =394 kVA | --> | 0.598 | 0 | 0.09 | 0.5 | 0 |  | --> | C13 ex COOLMINE | Coolmine [T41,T42] | FINGLAS |  | 53.3857 | -6.3829
MV/LV Substation SA***307Y |  | 10 kV | _ | LV | 200 kVA :Kiosk Substation | 0.2 | --> | 0.2 | 0 | 0 | Constrained, otherwise capacity available =122 kVA | --> | 0.19 | 0 | 0.074 | 0.146 | 0 |  | --> | C23 ex MACETOWN | Macetown [T101,T102] | MACETOWN |  | 53.4226 | -6.4826
MV/LV Substation BT***307Z |  | 10 kV | _ | LV | 200 kVA :Kiosk Substation | 0.2 | --> | 0.2 | 0 | 0 | Constrained, otherwise capacity available =166 kVA | --> | 0.19 | 0 | 0.008 | 0.189 | 0 |  | --> | C20 ex COOLMINE | Coolmine [T41,T42] | FINGLAS |  | 53.3937 | -6.399
MV/LV Substation TE***308Y |  | 10 kV | _ | LV | 200 kVA :Kiosk Substation | 0.2 | --> | 0.2 | 0 | 0 | Constrained, otherwise capacity available =137 kVA | --> | 0.19 | 0 | 0.063 | 0.152 | 0 |  | --> | C23 ex MACETOWN | Macetown [T101,T102] | MACETOWN |  | 53.423 | -6.4717
MV/LV Substation SU***309 |  | 10 kV | _ | LV | 630 kVA :Building Structure | 0.63 | --> | 0.63 | 0.201 | 7.91 |  | --> | 0.598 | 0 | 0 | 0.5 | 0 |  | --> | C23 ex PELLETSTOWN | Pelletstown [T101,T102] | FINGLAS |  | 53.3863 | -6.3782
MV/LV Substation TO***309Y |  | 10 kV | _ | LV | 630 kVA :Kiosk Substation | 0.63 | --> | 0.63 | 0 | 0 | Constrained, otherwise capacity available =509 kVA | --> | 0.598 | 0 | 0.005 | 0.5 | 0 |  | --> | C23 ex MACETOWN | Macetown [T101,T102] | MACETOWN |  | 53.4233 | -6.4767
MV/LV Substation CO***309Z |  | 10 kV | _ | LV | 200 kVA :Kiosk Substation | 0.2 | --> | 0.2 | 0 | 0 | Constrained, otherwise capacity available =193 kVA | --> | 0.19 | 0 | 0 | 0.191 | 0 |  | --> | C26 ex BALLYCOOLIN | Ballycoolin [T41,T42,T43] | FINGLAS |  | 53.4068 | -6.3737
MV/LV Substation HA***310 |  | 10 kV | _ | LV | 400 kVA :Kiosk Substation | 0.4 | --> | 0.4 | 0 | 0 | Constrained, otherwise capacity available =171 kVA | --> | 0.38 | 0 | 0.078 | 0.352 | 0 |  | --> | C15 ex COOLMINE | Coolmine [T41,T42] | FINGLAS |  | 53.3926 | -6.4147
MV/LV Substation FR***310Z |  | 10 kV | _ | LV | 400 kVA :Kiosk Substation | 0.4 | --> | 0.4 | 0 | 0 | Constrained, otherwise capacity available =247 kVA | --> | 0.38 | 0 | 0.016 | 0.389 | 0 |  | --> | C39 ex COLLEGE PARK | College Park [T101,T102,T103] | COLLEGE PARK |  | 53.4207 | -6.3863
MV/LV Substation MI***311Y |  | 10 kV | _ | LV | 200 kVA :Kiosk Substation | 0.2 | --> | 0.2 | 0 | 0 | Constrained, otherwise capacity available =108 kVA | --> | 0.19 | 0 | 0.087 | 0.138 | 0 |  | --> | C23 ex MACETOWN | Macetown [T101,T102] | MACETOWN |  | 53.4187 | -6.4673
MV/LV Substation LI***311Z |  | 10 kV | _ | LV | 200 kVA :Kiosk Substation | 0.2 | --> | 0.2 | 0 | 0 | Constrained, otherwise capacity available =149 kVA | --> | 0.19 | 0 | 0.021 | 0.181 | 0 |  | --> | C22 ex MACETOWN | Macetown [T101,T102] | MACETOWN |  | 53.3973 | -6.4422
MV/LV Substation SH***312 |  | 10 kV | _ | LV | 400 kVA :Kiosk Substation | 0.4 | --> | 0.4 | 0 | 0 | Constrained, otherwise capacity available =293 kVA | --> | 0.38 | 0 | 0.031 | 0.371 | 0 |  | --> | C24 ex BALLYCOOLIN | Ballycoolin [T41,T42,T43] | FINGLAS |  | 53.4013 | -6.3728
MV/LV Substation BL***312Z |  | 10 kV | _ | LV | 200 kVA :Kiosk Substation | 0.2 | --> | 0.2 | 0 | 0 | Constrained, otherwise capacity available =127 kVA | --> | 0.19 | 0 | 0.055 | 0.159 | 0 |  | --> | C22 ex MACETOWN | Macetown [T101,T102] | MACETOWN |  | 53.395 | -6.4456
MV/LV Substation SH***313 |  | 10 kV | _ | LV | 200 kVA :Kiosk Substation | 0.2 | --> | 0.2 | 0 | 0 | Constrained, otherwise capacity available =146 kVA | --> | 0.19 | 0 | 0.009 | 0.191 | 0 |  | --> | C24 ex BALLYCOOLIN | Ballycoolin [T41,T42,T43] | FINGLAS |  | 53.4002 | -6.3729
MV/LV Substation SU***313Z |  | 10 kV | _ | LV | 400 kVA :Kiosk Substation | 0.4 | --> | 0.4 | 0 | 0 | Constrained, otherwise capacity available =329 kVA | --> | 0.38 | 0 | 0 | 0.39 | 0 |  | --> | C18 ex MACETOWN | Macetown [T101,T102] | MACETOWN |  | 53.4097 | -6.4391
MV/LV Substation IL***314Y |  | 10 kV | _ | LV | 630 kVA :Building Structure | 0.63 | --> | 0.63 | 0 | 0 | Constrained, otherwise capacity available =245 kVA | --> | 0.598 | 0 | 0 | 0.5 | 0 |  | --> | C12 ex MONEYCOOLEY | Moneycooley [T41,T42,T44] | GRIFFINRATH |  | 53.3717 | -6.5203
MV/LV Substation FO***315 |  | 10 kV | _ | LV | 630 kVA :Kiosk Substation | 0.63 | --> | 0.63 | 0 | 0 | Constrained, otherwise capacity available =449 kVA | --> | 0.598 | 0 | 0.013 | 0.5 | 0 |  | --> | C18 ex COOLMINE | Coolmine [T41,T42] | FINGLAS |  | 53.3918 | -6.4028
MV/LV Substation HA***315Z |  | 10 kV | _ | LV | 400 kVA :Kiosk Substation | 0.4 | --> | 0.4 | 0 | 0 | Constrained, otherwise capacity available =238 kVA | --> | 0.38 | 0 | 0.042 | 0.37 | 0 |  | --> | C22 ex MACETOWN | Macetown [T101,T102] | MACETOWN |  | 53.3936 | -6.4367
MV/LV Substation LA***316 |  | 10 kV | _ | LV | 200 kVA :Kiosk Substation | 0.2 | --> | 0.2 | 0 | 0 | Constrained, otherwise capacity available =80 kVA | --> | 0.19 | 0 | 0.043 | 0.174 | 0 |  | --> | C14 ex COOLMINE | Coolmine [T41,T42] | FINGLAS |  | 53.3826 | -6.4144
MV/LV Substation GL***316Y |  | 10 kV | _ | LV | 630 kVA :Kiosk Substation | 0.63 | --> | 0.63 | 0 | 0 | Constrained, otherwise capacity available =486 kVA | --> | 0.598 | 0 | 0 | 0.5 | 0 |  | --> | C26 ex MONEYCOOLEY | Moneycooley [T41,T42,T44] | GRIFFINRATH |  | 53.3802 | -6.5869
MV/LV Substation DE***316Z |  | 10 kV | _ | LV | 200 kVA :Kiosk Substation | 0.2 | --> | 0.2 | 0 | 0 | Constrained, otherwise capacity available =121 kVA | --> | 0.19 | 0 | 0.01 | 0.193 | 0 |  | --> | C22 ex MACETOWN | Macetown [T101,T102] | MACETOWN |  | 53.3928 | -6.4353
MV/LV Substation WH***317 |  | 10 kV | _ | LV | 400 kVA :Kiosk Substation | 0.4 | --> | 0.4 | 0 | 0 | Constrained, otherwise capacity available =288 kVA | --> | 0.38 | 0 | 0.005 | 0.391 | 0 |  | --> | C18 ex COOLMINE | Coolmine [T41,T42] | FINGLAS |  | 53.3898 | -6.4034
MV/LV Substation DE***317Z |  | 10 kV | _ | LV | 400 kVA :Kiosk Substation | 0.4 | --> | 0.4 | 0 | 0 | Constrained, otherwise capacity available =327 kVA | --> | 0.38 | 0 | 0.008 | 0.384 | 0 |  | --> | C22 ex MACETOWN | Macetown [T101,T102] | MACETOWN |  | 53.392 | -6.437
MV/LV Substation FO***318 |  | 10 kV | _ | LV | 400 kVA :Kiosk Substation | 0.4 | --> | 0.4 | 0 | 0 | Constrained, otherwise capacity available =297 kVA | --> | 0.38 | 0 | 0.017 | 0.381 | 0 |  | --> | C18 ex COOLMINE | Coolmine [T41,T42] | FINGLAS |  | 53.392 | -6.4061
MV/LV Substation CU***318Z |  | 10 kV | _ | LV | 200 kVA :Kiosk Substation | 0.2 | --> | 0.2 | 0 | 0 | Constrained, otherwise capacity available =143 kVA | --> | 0.19 | 0 | 0 | 0.198 | 0 |  | --> | C39 ex COLLEGE PARK | College Park [T101,T102,T103] | COLLEGE PARK |  | 53.4157 | -6.3887
MV/LV Substation HU***319 |  | 10 kV | _ | LV | 200 kVA :Kiosk Substation | 0.2 | --> | 0.2 | 0 | 0 | Constrained, otherwise capacity available =109 kVA | --> | 0.19 | 0 | 0.015 | 0.191 | 0 |  | --> | C20 ex COOLMINE | Coolmine [T41,T42] | FINGLAS |  | 53.4025 | -6.4033
MV/LV Substation 12***319Z |  | 10 kV | _ | LV | 200 kVA :Kiosk Substation | 0.2 | --> | 0.2 | 0.183 | 7.91 |  | --> | 0.19 | 0 | 0.005 | 0.189 | 0 |  | --> | C23 ex PELLETSTOWN | Pelletstown [T101,T102] | FINGLAS |  | 53.3822 | -6.3657
MV/LV Substation BL***320 |  | 10 kV | _ | LV | 200 kVA :Kiosk Substation | 0.2 | --> | 0.2 | 0 | 0 | Constrained, otherwise capacity available =152 kVA | --> | 0.19 | 0 | 0.006 | 0.192 | 0 |  | --> | C20 ex COOLMINE | Coolmine [T41,T42] | FINGLAS |  | 53.3956 | -6.4037
MV/LV Substation MI***321Y |  | 10 kV | _ | LV | 400 kVA :Kiosk Substation | 0.4 | --> | 0.4 | 0 | 0 | Constrained, otherwise capacity available =334 kVA | --> | 0.38 | 0 | 0.005 | 0.385 | 0 |  | --> | C21 ex MONEYCOOLEY | Moneycooley [T41,T42,T44] | GRIFFINRATH |  | 53.3824 | -6.5931
MV/LV Substation AS***324 |  | 10 kV | _ | LV | 400 kVA :Kiosk Substation | 0.4 | --> | 0.4 | 0 | 0 | Constrained, otherwise capacity available =263 kVA | --> | 0.38 | 0 | 0.038 | 0.37 | 0 |  | --> | C20 ex COOLMINE | Coolmine [T41,T42] | FINGLAS |  | 53.4001 | -6.4029
MV/LV Substation MO***324Y |  | 10 kV | _ | LV | 400 kVA :Kiosk Substation | 0.4 | --> | 0.4 | 0 | 0 | Constrained, otherwise capacity available =332 kVA | --> | 0.38 | 0 | 0.036 | 0.363 | 0 |  | --> | C21 ex MONEYCOOLEY | Moneycooley [T41,T42,T44] | GRIFFINRATH |  | 53.3899 | -6.6023
MV/LV Substation CL***324Z |  | 10 kV | _ | LV | 50 kVA :Pole Substation | 0.05 | --> | 0.05 | 0 | 0 | Constrained, otherwise capacity available =46 kVA | --> | 0.048 | 0 | 0 | 0.048 | 0 |  | --> | C14 ex COOLMINE | Coolmine [T41,T42] | FINGLAS |  | 53.3817 | -6.4132
MV/LV Substation AS***326 |  | 10 kV | _ | LV | 400 kVA :Kiosk Substation | 0.4 | --> | 0.4 | 0 | 0 | Constrained, otherwise capacity available =190 kVA | --> | 0.38 | 0 | 0.06 | 0.363 | 0 |  | --> | C20 ex COOLMINE | Coolmine [T41,T42] | FINGLAS |  | 53.4023 | -6.4059
MV/LV Substation WE***327Z |  | 10 kV | _ | LV | 1000 kVA :Building Structure | 1 | --> | 1 | 0 | 0 | Constrained, otherwise capacity available =1000 kVA | --> | 0.95 | 0 | 0 | 0.5 | 0 |  | --> | C20 ex COLLEGE PARK | College Park [T101,T102,T103] | COLLEGE PARK |  | 53.3917 | -6.384
MV/LV Substation HA***328 |  | 10 kV | _ | LV | 400 kVA :Kiosk Substation | 0.4 | --> | 0.4 | 0 | 0 | Constrained, otherwise capacity available =263 kVA | --> | 0.38 | 0 | 0.053 | 0.359 | 0 |  | --> | C15 ex COOLMINE | Coolmine [T41,T42] | FINGLAS |  | 53.3938 | -6.4173
MV/LV Substation MO***330 |  | 10 kV | _ | LV | 400 kVA :Kiosk Substation | 0.4 | --> | 0.4 | 0 | 0 | Constrained, otherwise capacity available =264 kVA | --> | 0.38 | 0 | 0.006 | 0.394 | 0 |  | --> | C18 ex COOLMINE | Coolmine [T41,T42] | FINGLAS |  | 53.3905 | -6.4067
MV/LV Substation BE***332Z |  | 10 kV | _ | LV | 400 kVA :Kiosk Substation | 0.4 | --> | 0.4 | 0 | 0 | Constrained, otherwise capacity available =280 kVA | --> | 0.38 | 0 | 0.021 | 0.381 | 0 |  | --> | C39 ex COLLEGE PARK | College Park [T101,T102,T103] | COLLEGE PARK |  | 53.4226 | -6.3882
MV/LV Substation BE***333Z |  | 10 kV | _ | LV | 200 kVA :Kiosk Substation | 0.2 | --> | 0.2 | 0 | 0 | Constrained, otherwise capacity available =138 kVA | --> | 0.19 | 0 | 0 | 0.198 | 0 |  | --> | C39 ex COLLEGE PARK | College Park [T101,T102,T103] | COLLEGE PARK |  | 53.4178 | -6.3869
MV/LV Substation LO***335 |  | 10 kV | _ | LV | 400 kVA :Kiosk Substation | 0.4 | --> | 0.4 | 0 | 0 | Constrained, otherwise capacity available =295 kVA | --> | 0.38 | 0 | 0.044 | 0.362 | 0 |  | --> | C15 ex COOLMINE | Coolmine [T41,T42] | FINGLAS |  | 53.3876 | -6.4111
MV/LV Substation LE***336 |  | 10 kV | _ | LV | 400 kVA :Building Structure | 0.4 | --> | 0.4 | 0.246 | 7.91 |  | --> | 0.38 | 0 | 0 | 0.4 | 0 |  | --> | C26 ex PELLETSTOWN | Pelletstown [T101,T102] | FINGLAS |  | 53.3838 | -6.3646
MV/LV Substation CA***336Z |  | 10 kV | _ | LV | 400 kVA :Kiosk Substation | 0.4 | --> | 0.4 | 0 | 0 | Constrained, otherwise capacity available =400 kVA | --> | 0.38 | 0 | 0 | 0.38 | 0 |  | --> | C14 ex MACETOWN | Macetown [T101,T102] | MACETOWN |  | 53.4016 | -6.3907
MV/LV Substation CL***337 |  | 10 kV | _ | LV | 400 kVA :Kiosk Substation | 0.4 | --> | 0.4 | 0 | 0 | Constrained, otherwise capacity available =330 kVA | --> | 0.38 | 0 | 0.026 | 0.37 | 0 |  | --> | C20 ex COLLEGE PARK | College Park [T101,T102,T103] | COLLEGE PARK |  | 53.387 | -6.3828
MV/LV Substation VI***337Z |  | 20 kV | _ | LV | 200 kVA :Pole Substation | 0.2 | --> | 0.2 | 0 | 0 | Constrained, otherwise capacity available =172 kVA | --> | 0.19 | 0 | 0 | 0.194 | 0 |  | --> | C21 ex MACETOWN | Macetown [T101,T102] | MACETOWN |  | 53.4691 | -6.5349
MV/LV Substation CO***338 |  | 10 kV | _ | LV | 50 kVA :Pole Substation | 0.05 | --> | 0.05 | 0 | 0 | Constrained, otherwise capacity available =30 kVA | --> | 0.048 | 0 | 0 | 0.05 | 0 |  | --> | C24 ex BALLYCOOLIN | Ballycoolin [T41,T42,T43] | FINGLAS |  | 53.4011 | -6.3936
MV/LV Substation MI***338Y |  | 10 kV | _ | LV | 400 kVA :Kiosk Substation | 0.4 | --> | 0.4 | 0 | 0 | Constrained, otherwise capacity available =216 kVA | --> | 0.38 | 0 | 0.108 | 0.324 | 0 |  | --> | C23 ex MACETOWN | Macetown [T101,T102] | MACETOWN |  | 53.4217 | -6.4686
MV/LV Substation SK***338Z |  | 10 kV | _ | LV | 200 kVA :Kiosk Substation | 0.2 | --> | 0.2 | 0 | 0 | Constrained, otherwise capacity available =145 kVA | --> | 0.19 | 0 | 0.004 | 0.194 | 0 |  | --> | C20 ex COLLEGE PARK | College Park [T101,T102,T103] | COLLEGE PARK |  | 53.396 | -6.3728
MV/LV Substation AN***339Z |  | 10 kV | _ | LV | 630 kVA :Kiosk Substation | 0.63 | --> | 0.63 | 0 | 0 | Constrained, otherwise capacity available =498 kVA | --> | 0.598 | 0 | 0.008 | 0.5 | 0 |  | --> | C11 ex COOLMINE | Coolmine [T41,T42] | FINGLAS |  | 53.3745 | -6.406
MV/LV Substation AN***340Z |  | 10 kV | _ | LV | 200 kVA :Kiosk Substation | 0.2 | --> | 0.2 | 0 | 0 | Constrained, otherwise capacity available =166 kVA | --> | 0.19 | 0 | 0.004 | 0.192 | 0 |  | --> | C11 ex COOLMINE | Coolmine [T41,T42] | FINGLAS |  | 53.3733 | -6.4059
MV/LV Substation AL***341Z |  | 10 kV | _ | LV | 400 kVA :Kiosk Substation | 0.4 | --> | 0.4 | 0 | 0 | Constrained, otherwise capacity available =282 kVA | --> | 0.38 | 0 | 0.038 | 0.368 | 0 |  | --> | C22 ex MACETOWN | Macetown [T101,T102] | MACETOWN |  | 53.391 | -6.4263
MV/LV Substation AL***342Z |  | 10 kV | _ | LV | 400 kVA :Kiosk Substation | 0.4 | --> | 0.4 | 0 | 0 | Constrained, otherwise capacity available =319 kVA | --> | 0.38 | 0 | 0.01 | 0.384 | 0 |  | --> | C22 ex MACETOWN | Macetown [T101,T102] | MACETOWN |  | 53.3923 | -6.4307
MV/LV Substation LY***343Y |  | 10 kV | _ | LV | 200 kVA :Kiosk Substation | 0.2 | --> | 0.2 | 0 | 0 | Constrained, otherwise capacity available =140 kVA | --> | 0.19 | 0 | 0.03 | 0.176 | 0 |  | --> | C21 ex MONEYCOOLEY | Moneycooley [T41,T42,T44] | GRIFFINRATH |  | 53.3852 | -6.5858
MV/LV Substation AL***343Z |  | 10 kV | _ | LV | 400 kVA :Kiosk Substation | 0.4 | --> | 0.4 | 0 | 0 | Constrained, otherwise capacity available =266 kVA | --> | 0.38 | 0 | 0.032 | 0.374 | 0 |  | --> | C22 ex MACETOWN | Macetown [T101,T102] | MACETOWN |  | 53.3935 | -6.429
MV/LV Substation TH***344Z |  | 10 kV | _ | LV | 630 kVA :Building Structure | 0.63 | --> | 0.63 | 0 | 0 | Constrained, otherwise capacity available =548 kVA | --> | 0.598 | 0 | 0 | 0.5 | 0 |  | --> | C18 ex BALLYCOOLIN | Ballycoolin [T41,T42,T43] | FINGLAS |  | 53.4026 | -6.3683
MV/LV Substation ST***346 |  | 20 kV | _ | LV | 100 kVA :Pole Substation | 0.1 | --> | 0.1 | 0 | 0 | Constrained, otherwise capacity available =80 kVA | --> | 0.095 | 0 | 0.02 | 0.083 | 0 |  | --> | C21 ex MACETOWN | Macetown [T101,T102] | MACETOWN |  | 53.4486 | -6.4422
MV/LV Substation CA***347 |  | 20 kV | _ | LV | 100 kVA :Pole Substation | 0.1 | --> | 0.1 | 0 | 0 | Constrained, otherwise capacity available =84 kVA | --> | 0.095 | 0 | 0.028 | 0.076 | 0 |  | --> | C21 ex MACETOWN | Macetown [T101,T102] | MACETOWN |  | 53.4523 | -6.4525
MV/LV Substation WO***347Z |  | 10 kV | _ | LV | 400 kVA :Kiosk Substation | 0.4 | --> | 0.4 | 0 | 0 | Constrained, otherwise capacity available =400 kVA | --> | 0.38 | 0 | 0 | 0.38 | 0 |  | --> | C11 ex COOLMINE | Coolmine [T41,T42] | FINGLAS |  | 53.3768 | -6.4027
MV/LV Substation PH***348Z |  | 10 kV | _ | LV | 50 kVA :Pole Substation | 0.05 | --> | 0.05 | 0 | 0 | Constrained, otherwise capacity available =46 kVA | --> | 0.048 | 0 | 0 | 0.048 | 0 |  | --> | C26 ex MONEYCOOLEY | Moneycooley [T41,T42,T44] | GRIFFINRATH |  | 53.3825 | -6.6055
MV/LV Substation GA***349Z |  | 20 kV | _ | LV | 100 kVA :Pole Substation | 0.1 | --> | 0.1 | 0 | 0 | Constrained, otherwise capacity available =73 kVA | --> | 0.095 | 0 | 0.018 | 0.085 | 0 |  | --> | C17 ex MONEYCOOLEY | Moneycooley [T41,T42,T44] | GRIFFINRATH |  | 53.4236 | -6.488
MV/LV Substation HU***350 |  | 10 kV | _ | LV | 200 kVA :Kiosk Substation | 0.2 | --> | 0.2 | 0 | 0 | Constrained, otherwise capacity available =99 kVA | --> | 0.19 | 0 | 0.024 | 0.186 | 0 |  | --> | C20 ex COOLMINE | Coolmine [T41,T42] | FINGLAS |  | 53.4001 | -6.4075
MV/LV Substation RE***351 |  | 10 kV | _ | LV | 630 kVA :Building Structure | 0.63 | --> | 0.63 | 0 | 0 | Constrained, otherwise capacity available =630 kVA | --> | 0.598 | 0 | 0 | 0.5 | 0 |  | --> | C22 ex MACETOWN | Macetown [T101,T102] | MACETOWN |  | 53.3926 | -6.4472
MV/LV Substation DU***351Z |  | 20 kV | _ | LV | 50 kVA :Pole Substation | 0.05 | --> | 0.05 | 0 | 0 | Constrained, otherwise capacity available =49 kVA | --> | 0.048 | 0 | 0 | 0.048 | 0 |  | --> | C21 ex MONEYCOOLEY | Moneycooley [T41,T42,T44] | GRIFFINRATH |  | 53.3973 | -6.5535
MV/LV Substation HA***352 |  | 10 kV | _ | LV | 400 kVA :Kiosk Substation | 0.4 | --> | 0.4 | 0 | 0 | Constrained, otherwise capacity available =260 kVA | --> | 0.38 | 0 | 0.039 | 0.37 | 0 |  | --> | C15 ex COOLMINE | Coolmine [T41,T42] | FINGLAS |  | 53.3955 | -6.4199
MV/LV Substation BA***353Z |  | 10 kV | _ | LV | 200 kVA :Kiosk Substation | 0.2 | --> | 0.2 | 0 | 0 | Constrained, otherwise capacity available =200 kVA | --> | 0.19 | 0 | 0 | 0.19 | 0 |  | --> | C39 ex COLLEGE PARK | College Park [T101,T102,T103] | COLLEGE PARK |  | 53.4179 | -6.3845
MV/LV Substation MU***356 |  | 10 kV | _ | LV | 200 kVA :Kiosk Substation | 0.2 | --> | 0.2 | 0 | 0 | Constrained, otherwise capacity available =121 kVA | --> | 0.19 | 0 | 0.008 | 0.194 | 0 |  | --> | C14 ex MACETOWN | Macetown [T101,T102] | MACETOWN |  | 53.4031 | -6.4016
MV/LV Substation MT***356Z |  | 10 kV | _ | LV | 200 kVA :Kiosk Substation | 0.2 | --> | 0.2 | 0 | 0 | Constrained, otherwise capacity available =125 kVA | --> | 0.19 | 0 | 0.033 | 0.176 | 0 |  | --> | C39 ex COLLEGE PARK | College Park [T101,T102,T103] | COLLEGE PARK |  | 53.4218 | -6.3898
MV/LV Substation HU***357 |  | 10 kV | _ | LV | 400 kVA :Kiosk Substation | 0.4 | --> | 0.4 | 0 | 0 | Constrained, otherwise capacity available =245 kVA | --> | 0.38 | 0 | 0.041 | 0.37 | 0 |  | --> | C20 ex COOLMINE | Coolmine [T41,T42] | FINGLAS |  | 53.4003 | -6.4116
MV/LV Substation AL***358Z |  | 10 kV | _ | LV | 400 kVA :Kiosk Substation | 0.4 | --> | 0.4 | 0 | 0 | Constrained, otherwise capacity available =315 kVA | --> | 0.38 | 0 | 0.009 | 0.385 | 0 |  | --> | C22 ex MACETOWN | Macetown [T101,T102] | MACETOWN |  | 53.3899 | -6.4263
MV/LV Substation AL***359Z |  | 10 kV | _ | LV | 630 kVA :Kiosk Substation | 0.63 | --> | 0.63 | 0 | 0 | Constrained, otherwise capacity available =528 kVA | --> | 0.598 | 0 | 0 | 0.5 | 0 |  | --> | C14 ex COOLMINE | Coolmine [T41,T42] | FINGLAS |  | 53.3888 | -6.4286
MV/LV Substation GA***360 |  | 10 kV | _ | LV | 200 kVA :Pole Substation | 0.2 | --> | 0.2 | 0 | 0 | Constrained, otherwise capacity available =176 kVA | --> | 0.19 | 0 | 0 | 0.193 | 0 |  | --> | C14 ex MACETOWN | Macetown [T101,T102] | MACETOWN |  | 53.4095 | -6.3887
MV/LV Substation DU***360Z |  | 20 kV | _ | LV | 50 kVA :Pole Substation | 0.05 | --> | 0.05 | 0 | 0 | Constrained, otherwise capacity available =48 kVA | --> | 0.048 | 0 | 0 | 0.048 | 0 |  | --> | C17 ex MONEYCOOLEY | Moneycooley [T41,T42,T44] | GRIFFINRATH |  | 53.4271 | -6.4932
MV/LV Substation HU***361 |  | 10 kV | _ | LV | 200 kVA :Kiosk Substation | 0.2 | --> | 0.2 | 0 | 0 | Constrained, otherwise capacity available =146 kVA | --> | 0.19 | 0 | 0.007 | 0.192 | 0 |  | --> | C11 ex MACETOWN | Macetown [T101,T102] | MACETOWN |  | 53.4017 | -6.4125
MV/LV Substation MI***361Z |  | 10 kV | _ | LV | 200 kVA :Kiosk Substation | 0.2 | --> | 0.2 | 0.165 | 7.91 |  | --> | 0.19 | 0 | 0 | 0.195 | 0 |  | --> | C23 ex PELLETSTOWN | Pelletstown [T101,T102] | FINGLAS |  | 53.3861 | -6.3745
MV/LV Substation LO***362 |  | 10 kV | _ | LV | 200 kVA :Kiosk Substation | 0.2 | --> | 0.2 | 0 | 0 | Constrained, otherwise capacity available =86 kVA | --> | 0.19 | 0 | 0.05 | 0.168 | 0 |  | --> | C18 ex COOLMINE | Coolmine [T41,T42] | FINGLAS |  | 53.387 | -6.4079
MV/LV Substation LO***363 |  | 10 kV | _ | LV | 200 kVA :Kiosk Substation | 0.2 | --> | 0.2 | 0 | 0 | Constrained, otherwise capacity available =48 kVA | --> | 0.19 | 0 | 0.037 | 0.182 | 0 |  | --> | C18 ex COOLMINE | Coolmine [T41,T42] | FINGLAS |  | 53.3873 | -6.4059
MV/LV Substation WI***363Z |  | 10 kV | _ | LV | 200 kVA :Kiosk Substation | 0.2 | --> | 0.2 | 0 | 0 | Constrained, otherwise capacity available =148 kVA | --> | 0.19 | 0 | 0.005 | 0.193 | 0 |  | --> | C22 ex MACETOWN | Macetown [T101,T102] | MACETOWN |  | 53.395 | -6.4429
MV/LV Substation WH***364 |  | 10 kV | _ | LV | 630 kVA :Kiosk Substation | 0.63 | --> | 0.63 | 0 | 0 | Constrained, otherwise capacity available =480 kVA | --> | 0.598 | 0 | 0.013 | 0.5 | 0 |  | --> | C24 ex BALLYCOOLIN | Ballycoolin [T41,T42,T43] | FINGLAS |  | 53.3992 | -6.399
MV/LV Substation WI***364Z |  | 10 kV | _ | LV | 400 kVA :Kiosk Substation | 0.4 | --> | 0.4 | 0 | 0 | Constrained, otherwise capacity available =332 kVA | --> | 0.38 | 0 | 0.006 | 0.385 | 0 |  | --> | C22 ex MACETOWN | Macetown [T101,T102] | MACETOWN |  | 53.3943 | -6.4428
MV/LV Substation RI***366Z |  | 10 kV | _ | LV | 630 kVA :Building Structure | 0.63 | --> | 0.63 | 0 | 0 | Constrained, otherwise capacity available =473 kVA | --> | 0.598 | 0 | 0 | 0.5 | 0 |  | --> | C24 ex BALLYCOOLIN | Ballycoolin [T41,T42,T43] | FINGLAS |  | 53.4031 | -6.3979
MV/LV Substation AM***367Z |  | 10 kV | _ | LV | 200 kVA :Kiosk Substation | 0.2 | --> | 0.2 | 0 | 0 | Constrained, otherwise capacity available =173 kVA | --> | 0.19 | 0 | 0 | 0.194 | 0 |  | --> | C14 ex MACETOWN | Macetown [T101,T102] | MACETOWN |  | 53.4039 | -6.4033
MV/LV Substation HA***368 |  | 10 kV | _ | LV | 400 kVA :Kiosk Substation | 0.4 | --> | 0.4 | 0 | 0 | Constrained, otherwise capacity available =222 kVA | --> | 0.38 | 0 | 0.062 | 0.358 | 0 |  | --> | C15 ex COOLMINE | Coolmine [T41,T42] | FINGLAS |  | 53.3967 | -6.4168
MV/LV Substation GA***368Z |  | 10 kV | _ | LV | 400 kVA :Kiosk Substation | 0.4 | --> | 0.4 | 0 | 0 | Constrained, otherwise capacity available =400 kVA | --> | 0.38 | 0 | 0 | 0.38 | 0 |  | --> | C39 ex COLLEGE PARK | College Park [T101,T102,T103] | COLLEGE PARK |  | 53.4189 | -6.3875
MV/LV Substation HU***370 |  | 10 kV | _ | LV | 200 kVA :Kiosk Substation | 0.2 | --> | 0.2 | 0 | 0 | Constrained, otherwise capacity available =112 kVA | --> | 0.19 | 0 | 0.01 | 0.194 | 0 |  | --> | C11 ex MACETOWN | Macetown [T101,T102] | MACETOWN |  | 53.4023 | -6.414
MV/LV Substation E.***372 |  | 10 kV | _ | LV | 630 kVA :Building Structure | 0.63 | --> | 0.63 | 0 | 0 | Constrained, otherwise capacity available =494 kVA | --> | 0.598 | 0 | 0 | 0.5 | 0 |  | --> | C18 ex BALLYCOOLIN | Ballycoolin [T41,T42,T43] | FINGLAS |  | 53.4036 | -6.3722
MV/LV Substation PA***372Z |  | 10 kV | _ | LV | 630 kVA :Building Structure | 0.63 | --> | 0.63 | 0 | 0 | Constrained, otherwise capacity available =554 kVA | --> | 0.598 | 0 | 0 | 0.5 | 0 |  | --> | C17 ex MACETOWN | Macetown [T101,T102] | MACETOWN |  | 53.4084 | -6.4006
MV/LV Substation HA***373 |  | 10 kV | _ | LV | 400 kVA :Kiosk Substation | 0.4 | --> | 0.4 | 0 | 0 | Constrained, otherwise capacity available =258 kVA | --> | 0.38 | 0 | 0.033 | 0.374 | 0 |  | --> | C15 ex COOLMINE | Coolmine [T41,T42] | FINGLAS |  | 53.3939 | -6.4237
MV/LV Substation SH***373Z |  | 10 kV | _ | LV | 200 kVA :Kiosk Substation | 0.2 | --> | 0.2 | 0 | 0 | Constrained, otherwise capacity available =162 kVA | --> | 0.19 | 0 | 0.013 | 0.185 | 0 |  | --> | C18 ex COOLMINE | Coolmine [T41,T42] | FINGLAS |  | 53.3934 | -6.4046
MV/LV Substation WH***374 |  | 10 kV | _ | LV | 400 kVA :Kiosk Substation | 0.4 | --> | 0.4 | 0 | 0 | Constrained, otherwise capacity available =282 kVA | --> | 0.38 | 0 | 0.004 | 0.393 | 0 |  | --> | C24 ex BALLYCOOLIN | Ballycoolin [T41,T42,T43] | FINGLAS |  | 53.3974 | -6.3949
MV/LV Substation IT***374Z |  | 10 kV | _ | LV | 400 kVA :Building Structure | 0.4 | --> | 0.4 | 0 | 0 | Constrained, otherwise capacity available =380 kVA | --> | 0.38 | 0 | 0.04 | 0.353 | 0 |  | --> | C26 ex BALLYCOOLIN | Ballycoolin [T41,T42,T43] | FINGLAS |  | 53.4052 | -6.3766
MV/LV Substation CO***375 |  | 10 kV | _ | LV | 1000 kVA :Building Structure | 1 | --> | 1 | 0 | 0 | Constrained, otherwise capacity available =487 kVA | --> | 0.95 | 0 | 0.09 | 0.5 | 0 |  | --> | C12 ex COOLMINE | Coolmine [T41,T42] | FINGLAS |  | 53.384 | -6.3998
MV/LV Substation MO***375Z |  | 10 kV | _ | LV | 200 kVA :Kiosk Substation | 0.2 | --> | 0.2 | 0 | 0 | Constrained, otherwise capacity available =29 kVA | --> | 0.19 | 0 | 0.039 | 0.183 | 0 |  | --> | C39 ex COLLEGE PARK | College Park [T101,T102,T103] | COLLEGE PARK |  | 53.421 | -6.3915
MV/LV Substation CO***376Z |  | 10 kV | _ | LV | 400 kVA :Building Structure | 0.4 | --> | 0.4 | 0 | 0 | Constrained, otherwise capacity available =348 kVA | --> | 0.38 | 0 | 0.035 | 0.361 | 0 |  | --> | C11 ex BALLYCOOLIN | Ballycoolin [T41,T42,T43] | FINGLAS |  | 53.412 | -6.3612
MV/LV Substation GO***377Z |  | 10 kV | _ | LV | 200 kVA :Building Structure | 0.2 | --> | 0.2 | 0 | 0 | Constrained, otherwise capacity available =200 kVA | --> | 0.19 | 0 | 0 | 0.19 | 0 |  | --> | C25 ex BALLYCOOLIN | Ballycoolin [T41,T42,T43] | FINGLAS |  | 53.4068 | -6.349
MV/LV Substation WH***378 |  | 10 kV | _ | LV | 630 kVA :Kiosk Substation | 0.63 | --> | 0.63 | 0 | 0 | Constrained, otherwise capacity available =537 kVA | --> | 0.598 | 0 | 0.011 | 0.5 | 0 |  | --> | C24 ex BALLYCOOLIN | Ballycoolin [T41,T42,T43] | FINGLAS |  | 53.3969 | -6.3979
MV/LV Substation CO***378Z |  | 10 kV | _ | LV | 400 kVA :Kiosk Substation | 0.4 | --> | 0.4 | 0 | 0 | Constrained, otherwise capacity available =285 kVA | --> | 0.38 | 0 | 0.006 | 0.391 | 0 |  | --> | C24 ex BALLYCOOLIN | Ballycoolin [T41,T42,T43] | FINGLAS |  | 53.3996 | -6.3816
MV/LV Substation GA***379Z |  | 10 kV | _ | LV | 630 kVA :Kiosk Substation | 0.63 | --> | 0.63 | 0 | 0 | Constrained, otherwise capacity available =395 kVA | --> | 0.598 | 0 | 0.003 | 0.5 | 0 |  | --> | C20 ex COLLEGE PARK | College Park [T101,T102,T103] | COLLEGE PARK |  | 53.3934 | -6.3722
MV/LV Substation HA***380 |  | 10 kV | _ | LV | 400 kVA :Building Structure | 0.4 | --> | 0.4 | 0 | 0 | Constrained, otherwise capacity available =271 kVA | --> | 0.38 | 0 | 0 | 0.397 | 0 |  | --> | C15 ex COOLMINE | Coolmine [T41,T42] | FINGLAS |  | 53.3925 | -6.4205
MV/LV Substation RO***380Z |  | 10 kV | _ | LV | 630 kVA :Kiosk Substation | 0.63 | --> | 0.63 | 0 | 0 | Constrained, otherwise capacity available =513 kVA | --> | 0.598 | 0 | 0.025 | 0.5 | 0 |  | --> | C17 ex BALLYCOOLIN | Ballycoolin [T41,T42,T43] | FINGLAS |  | 53.4007 | -6.3446
MV/LV Substation WA***381Z |  | 10 kV | _ | LV | 400 kVA :Kiosk Substation | 0.4 | --> | 0.4 | 0 | 0 | Constrained, otherwise capacity available =400 kVA | --> | 0.38 | 0 | 0 | 0.38 | 0 |  | --> | C20 ex COLLEGE PARK | College Park [T101,T102,T103] | COLLEGE PARK |  | 53.3929 | -6.3705
MV/LV Substation HA***382Z |  | 10 kV | _ | LV | 630 kVA :Kiosk Substation | 0.63 | --> | 0.63 | 0 | 0 | Constrained, otherwise capacity available =562 kVA | --> | 0.598 | 0 | 0 | 0.5 | 0 |  | --> | C22 ex MACETOWN | Macetown [T101,T102] | MACETOWN |  | 53.3934 | -6.4388
MV/LV Substation TY***385Z |  | 10 kV | _ | LV | 50 kVA :Pole Substation | 0.05 | --> | 0.05 | 0 | 0 | Constrained, otherwise capacity available =39 kVA | --> | 0.048 | 0 | 0.01 | 0.042 | 0 |  | --> | C39 ex COLLEGE PARK | College Park [T101,T102,T103] | COLLEGE PARK |  | 53.4151 | -6.3963
MV/LV Substation OL***386Z |  | 20 kV | _ | LV | 50 kVA :Pole Substation | 0.05 | --> | 0.05 | 0 | 0 | Constrained, otherwise capacity available =44 kVA | --> | 0.048 | 0 | 0.006 | 0.044 | 0 |  | --> | E12 ex KILCOCK | Kilcock [T421,T422] | GRIFFINRATH |  | 53.4069 | -6.5538
MV/LV Substation GA***387Z |  | 20 kV | _ | LV | 630 kVA :Building Structure | 0.63 | --> | 0.63 | 0 | 0 | Constrained, otherwise capacity available =492 kVA | --> | 0.598 | 0 | 0 | 0.5 | 0 |  | --> | C21 ex MACETOWN | Macetown [T101,T102] | MACETOWN |  | 53.4414 | -6.4681
MV/LV Substation DR***389 |  | 10 kV | _ | LV | 200 kVA :Kiosk Substation | 0.2 | --> | 0.2 | 0 | 0 | Constrained, otherwise capacity available =137 kVA | --> | 0.19 | 0 | 0.008 | 0.192 | 0 |  | --> | C14 ex MACETOWN | Macetown [T101,T102] | MACETOWN |  | 53.4063 | -6.3905
MV/LV Substation DR***390 |  | 10 kV | _ | LV | 400 kVA :Kiosk Substation | 0.4 | --> | 0.4 | 0 | 0 | Constrained, otherwise capacity available =351 kVA | --> | 0.38 | 0 | 0 | 0.387 | 0 |  | --> | C14 ex MACETOWN | Macetown [T101,T102] | MACETOWN |  | 53.4053 | -6.3908
MV/LV Substation DU***390Z |  | 20 kV | _ | LV | 400 kVA :Building Structure | 0.4 | --> | 0.4 | 0 | 0 | Constrained, otherwise capacity available =370 kVA | --> | 0.38 | 0 | 0 | 0.384 | 0 |  | --> | C17 ex MONEYCOOLEY | Moneycooley [T41,T42,T44] | GRIFFINRATH |  | 53.428 | -6.4806
MV/LV Substation DR***391 |  | 10 kV | _ | LV | 200 kVA :Kiosk Substation | 0.2 | --> | 0.2 | 0 | 0 | Constrained, otherwise capacity available =143 kVA | --> | 0.19 | 0 | 0.005 | 0.194 | 0 |  | --> | C14 ex MACETOWN | Macetown [T101,T102] | MACETOWN |  | 53.4051 | -6.3884
MV/LV Substation MO***391Z |  | 10 kV | _ | LV | 400 kVA :Kiosk Substation | 0.4 | --> | 0.4 | 0 | 0 | Constrained, otherwise capacity available =400 kVA | --> | 0.38 | 0 | 0 | 0.38 | 0 |  | --> | C39 ex COLLEGE PARK | College Park [T101,T102,T103] | COLLEGE PARK |  | 53.4202 | -6.3908
MV/LV Substation BL***392 |  | 10 kV | _ | LV | 200 kVA :Kiosk Substation | 0.2 | --> | 0.2 | 0 | 0 | Constrained, otherwise capacity available =127 kVA | --> | 0.19 | 0 | 0.008 | 0.194 | 0 |  | --> | C15 ex COOLMINE | Coolmine [T41,T42] | FINGLAS |  | 53.3978 | -6.4133
MV/LV Substation DR***394 |  | 10 kV | _ | LV | 200 kVA :Kiosk Substation | 0.2 | --> | 0.2 | 0 | 0 | Constrained, otherwise capacity available =148 kVA | --> | 0.19 | 0 | 0 | 0.197 | 0 |  | --> | C14 ex MACETOWN | Macetown [T101,T102] | MACETOWN |  | 53.4062 | -6.3892
MV/LV Substation BE***394Z |  | 10 kV | _ | LV | 200 kVA :Kiosk Substation | 0.2 | --> | 0.2 | 0 | 0 | Constrained, otherwise capacity available =157 kVA | --> | 0.19 | 0 | 0.01 | 0.188 | 0 |  | --> | C39 ex COLLEGE PARK | College Park [T101,T102,T103] | COLLEGE PARK |  | 53.4226 | -6.3906
MV/LV Substation RI***396 |  | 10 kV | _ | LV | 200 kVA :Pole Substation | 0.2 | --> | 0.2 | 0 | 0 | Constrained, otherwise capacity available =165 kVA | --> | 0.19 | 0 | 0 | 0.195 | 0 |  | --> | C24 ex BALLYCOOLIN | Ballycoolin [T41,T42,T43] | FINGLAS |  | 53.4016 | -6.3779
MV/LV Substation CA***397 |  | 10 kV | _ | LV | 200 kVA :Kiosk Substation | 0.2 | --> | 0.2 | 0 | 0 | Constrained, otherwise capacity available =146 kVA | --> | 0.19 | 0 | 0.003 | 0.195 | 0 |  | --> | C14 ex COOLMINE | Coolmine [T41,T42] | FINGLAS |  | 53.3836 | -6.4156
MV/LV Substation BE***397Z |  | 10 kV | _ | LV | 200 kVA :Kiosk Substation | 0.2 | --> | 0.2 | 0 | 0 | Constrained, otherwise capacity available =143 kVA | --> | 0.19 | 0 | 0.009 | 0.191 | 0 |  | --> | C39 ex COLLEGE PARK | College Park [T101,T102,T103] | COLLEGE PARK |  | 53.4182 | -6.3888
MV/LV Substation MA***398Z |  | 10 kV | _ | LV | 400 kVA :Kiosk Substation | 0.4 | --> | 0.4 | 0 | 0 | Constrained, otherwise capacity available =359 kVA | --> | 0.38 | 0 | 0 | 0.386 | 0 |  | --> | C22 ex MACETOWN | Macetown [T101,T102] | MACETOWN |  | 53.3962 | -6.441
MV/LV Substation ST***4001 |  | 10 kV | _ | LV | 400 kVA :Building Structure | 0.4 | --> | 0.4 | 0 | 0 | Constrained, otherwise capacity available =400 kVA | --> | 0.38 | 0 | 0 | 0.38 | 0 |  | --> | C20 ex COLLEGE PARK | College Park [T101,T102,T103] | COLLEGE PARK |  | 53.3886 | -6.3639
MV/LV Substation CA***4002 |  | 10 kV | _ | LV | 400 kVA :Kiosk Substation | 0.4 | --> | 0.4 | 0 | 0 | Constrained, otherwise capacity available =262 kVA | --> | 0.38 | 0 | 0.044 | 0.366 | 0 |  | --> | C21 ex MONEYCOOLEY | Moneycooley [T41,T42,T44] | GRIFFINRATH |  | 53.3867 | -6.585
MV/LV Substation TY***4006 |  | 10 kV | _ | LV | 200 kVA :Kiosk Substation | 0.2 | --> | 0.2 | 0 | 0 | Constrained, otherwise capacity available =106 kVA | --> | 0.19 | 0 | 0.023 | 0.186 | 0 |  | --> | C14 ex MACETOWN | Macetown [T101,T102] | MACETOWN |  | 53.41 | -6.3981
MV/LV Substation TY***4008 |  | 10 kV | _ | LV | 400 kVA :Kiosk Substation | 0.4 | --> | 0.4 | 0 | 0 | Constrained, otherwise capacity available =321 kVA | --> | 0.38 | 0 | 0 | 0.391 | 0 |  | --> | C14 ex MACETOWN | Macetown [T101,T102] | MACETOWN |  | 53.4109 | -6.401
MV/LV Substation M5***4009 |  | 10 kV | _ | LV | 200 kVA :Kiosk Substation | 0.2 | --> | 0.2 | 0.173 | 7.91 |  | --> | 0.19 | 0 | 0 | 0.194 | 0 |  | --> | C23 ex PELLETSTOWN | Pelletstown [T101,T102] | FINGLAS |  | 53.3847 | -6.3662
MV/LV Substation TO***4010 |  | 20 kV | _ | LV | 400 kVA :Kiosk Substation | 0.4 | --> | 0.4 | 0 | 0 | Constrained, otherwise capacity available =377 kVA | --> | 0.38 | 0 | 0 | 0.383 | 0 |  | --> | C21 ex MACETOWN | Macetown [T101,T102] | MACETOWN |  | 53.4538 | -6.4817
MV/LV Substation DE***4011 |  | 20 kV | _ | LV | 400 kVA :Building Structure | 0.4 | --> | 0.4 | 0.294 | 41.3 |  | --> | 0.38 | 0 | 0 | 0.394 | 0 |  | --> | E13 ex CORDUFF | Corduff [T121,T122] | CORDUFF |  | 53.4192 | -6.3519
MV/LV Substation WA***4016 |  | 20 kV | _ | LV | 100 kVA :Pole Substation | 0.1 | --> | 0.1 | 0 | 0 | Constrained, otherwise capacity available =100 kVA | --> | 0.095 | 0 | 0 | 0.095 | 0 |  | --> | E12 ex KILCOCK | Kilcock [T421,T422] | GRIFFINRATH |  | 53.4392 | -6.545
MV/LV Substation MO***401Y |  | 10 kV | _ | LV | 400 kVA :Kiosk Substation | 0.4 | --> | 0.4 | 0 | 0 | Constrained, otherwise capacity available =297 kVA | --> | 0.38 | 0 | 0.027 | 0.374 | 0 |  | --> | C21 ex MONEYCOOLEY | Moneycooley [T41,T42,T44] | GRIFFINRATH |  | 53.3892 | -6.6052
MV/LV Substation RA***401Z |  | 10 kV | _ | LV | 200 kVA :Kiosk Substation | 0.2 | --> | 0.2 | 0 | 0 | Constrained, otherwise capacity available =146 kVA | --> | 0.19 | 0 | 0.022 | 0.181 | 0 |  | --> | C39 ex COLLEGE PARK | College Park [T101,T102,T103] | COLLEGE PARK |  | 53.4193 | -6.3902
MV/LV Substation WH***402 |  | 10 kV | _ | LV | 200 kVA :Kiosk Substation | 0.2 | --> | 0.2 | 0 | 0 | Constrained, otherwise capacity available =138 kVA | --> | 0.19 | 0 | 0.008 | 0.192 | 0 |  | --> | C24 ex BALLYCOOLIN | Ballycoolin [T41,T42,T43] | FINGLAS |  | 53.3957 | -6.3987
MV/LV Substation MO***4023 |  | 20 kV | _ | LV | 50 kVA :Pole Substation | 0.05 | --> | 0.05 | 0 | 0 | Constrained, otherwise capacity available =43 kVA | --> | 0.048 | 0 | 0 | 0.048 | 0 |  | --> | C21 ex MACETOWN | Macetown [T101,T102] | MACETOWN |  | 53.4642 | -6.5219
MV/LV Substation ST***4029 |  | 10 kV | _ | LV | 400 kVA :Building Structure | 0.4 | --> | 0.4 | 0.377 | 7.91 |  | --> | 0.38 | 0 | 0 | 0.383 | 0 |  | --> | C23 ex PELLETSTOWN | Pelletstown [T101,T102] | FINGLAS |  | 53.386 | -6.3767
MV/LV Substation TY***4035 |  | 10 kV | _ | LV | 400 kVA :Kiosk Substation | 0.4 | --> | 0.4 | 0 | 0 | Constrained, otherwise capacity available =356 kVA | --> | 0.38 | 0 | 0 | 0.386 | 0 |  | --> | C39 ex COLLEGE PARK | College Park [T101,T102,T103] | COLLEGE PARK |  | 53.4224 | -6.3818
MV/LV Substation ST***4038 |  | 10 kV | _ | LV | 630 kVA :Building Structure | 0.63 | --> | 0.63 | 0 | 0 | Constrained, otherwise capacity available =460 kVA | --> | 0.598 | 0 | 0.006 | 0.5 | 0 |  | --> | C14 ex COOLMINE | Coolmine [T41,T42] | FINGLAS |  | 53.389 | -6.4307
MV/LV Substation LE***4041 |  | 10 kV | _ | LV | 400 kVA :Kiosk Substation | 0.4 | --> | 0.4 | 0 | 0 | Constrained, otherwise capacity available =365 kVA | --> | 0.38 | 0 | 0 | 0.385 | 0 |  | --> | C17 ex LEIXLIP | Leixlip [T41,T42] | GRIFFINRATH |  | 53.371 | -6.5134
MV/LV Substation ST***4046 |  | 10 kV | _ | LV | 400 kVA :Kiosk Substation | 0.4 | --> | 0.4 | 0.396 | 7.91 |  | --> | 0.38 | 0 | 0.006 | 0.376 | 0 |  | --> | C23 ex PELLETSTOWN | Pelletstown [T101,T102] | FINGLAS |  | 53.3845 | -6.3745
MV/LV Substation WO***4047 |  | 20 kV | _ | LV | 100 kVA :Pole Substation | 0.1 | --> | 0.1 | 0 | 0 | Constrained, otherwise capacity available =100 kVA | --> | 0.095 | 0 | 0 | 0.095 | 0 |  | --> | E12 ex KILCOCK | Kilcock [T421,T422] | GRIFFINRATH |  | 53.4708 | -6.5696
MV/LV Substation KI***404Z |  | 10 kV | _ | LV | 50 kVA :Pole Substation | 0.05 | --> | 0.05 | 0 | 0 | Constrained, otherwise capacity available =43 kVA | --> | 0.048 | 0 | 0 | 0.048 | 0 |  | --> | C39 ex COLLEGE PARK | College Park [T101,T102,T103] | COLLEGE PARK |  | 53.4312 | -6.3621
MV/LV Substation CA***405 |  | 10 kV | _ | LV | 200 kVA :Kiosk Substation | 0.2 | --> | 0.2 | 0 | 0 | Constrained, otherwise capacity available =126 kVA | --> | 0.19 | 0 | 0.039 | 0.171 | 0 |  | --> | C15 ex COOLMINE | Coolmine [T41,T42] | FINGLAS |  | 53.3983 | -6.4172
MV/LV Substation PA***4051 |  | 10 kV | _ | LV | 400 kVA :Building Structure | 0.4 | --> | 0.4 | 0 | 0 | Constrained, otherwise capacity available =296 kVA | --> | 0.38 | 0 | 0 | 0.394 | 0 |  | --> | C14 ex MACETOWN | Macetown [T101,T102] | MACETOWN |  | 53.4026 | -6.3992
MV/LV Substation CH***4054 |  | 10 kV | _ | LV | 400 kVA :Building Structure | 0.4 | --> | 0.4 | 0 | 0 | Constrained, otherwise capacity available =378 kVA | --> | 0.38 | 0 | 0 | 0.383 | 0 |  | --> | C39 ex COLLEGE PARK | College Park [T101,T102,T103] | COLLEGE PARK |  | 53.423 | -6.3786
MV/LV Substation BA***4055 |  | 20 kV | _ | LV | 400 kVA :Building Structure | 0.4 | --> | 0.4 | 0 | 0 | Constrained, otherwise capacity available =360 kVA | --> | 0.38 | 0 | 0 | 0 | 0 | Constrained, otherwise capacity available =385 kW | --> | E12 ex CORDUFF |  |  |  | 53.4273 | -6.3566
MV/LV Substation NA***4056 |  | 10 kV | _ | LV | 400 kVA :Building Structure | 0.4 | --> | 0.4 | 0 | 0 | Constrained, otherwise capacity available =331 kVA | --> | 0.38 | 0 | 0 | 0.389 | 0 |  | --> | C20 ex COLLEGE PARK | College Park [T101,T102,T103] | COLLEGE PARK |  | 53.3954 | -6.3671
MV/LV Substation LU***4058 |  | 10 kV | _ | LV | 400 kVA :Kiosk Substation | 0.4 | --> | 0.4 | 0 | 0 | Constrained, otherwise capacity available =333 kVA | --> | 0.38 | 0 | 0 | 0.389 | 0 |  | --> | C11 ex COOLMINE | Coolmine [T41,T42] | FINGLAS |  | 53.3755 | -6.4081
MV/LV Substation AL***4061 |  | 10 kV | _ | LV | 400 kVA :Kiosk Substation | 0.4 | --> | 0.4 | 0 | 0 | Constrained, otherwise capacity available =346 kVA | --> | 0.38 | 0 | 0 | 0.387 | 0 |  | --> | C24 ex BALLYCOOLIN | Ballycoolin [T41,T42,T43] | FINGLAS |  | 53.4017 | -6.3956
MV/LV Substation BR***4065 |  | 10 kV | _ | LV | 400 kVA :Kiosk Substation | 0.4 | --> | 0.4 | 0 | 0 | Constrained, otherwise capacity available =274 kVA | --> | 0.38 | 0 | 0.085 | 0.334 | 0 |  | --> | C20 ex COLLEGE PARK | College Park [T101,T102,T103] | COLLEGE PARK |  | 53.3931 | -6.3659
MV/LV Substation PA***406Z |  | 20 kV | _ | LV | 630 kVA :Building Structure | 0.63 | --> | 0.63 | 0 | 0 | Constrained, otherwise capacity available =548 kVA | --> | 0.598 | 0 | 0.04 | 0 | 0 | Constrained, otherwise capacity available =580 kW | --> | E14 ex CORDUFF |  |  |  | 53.4147 | -6.3522
MV/LV Substation MA***4077 |  | 10 kV | _ | LV | 400 kVA :Building Structure | 0.4 | --> | 0.4 | 0 | 0 | Constrained, otherwise capacity available =287 kVA | --> | 0.38 | 0 | 0 | 0.395 | 0 |  | --> | C14 ex MACETOWN | Macetown [T101,T102] | MACETOWN |  | 53.4069 | -6.411
MV/LV Substation RO***4078 |  | 10 kV | _ | LV | 400 kVA :Kiosk Substation | 0.4 | --> | 0.4 | 0 | 0 | Constrained, otherwise capacity available =348 kVA | --> | 0.38 | 0 | 0 | 0.387 | 0 |  | --> | C20 ex COLLEGE PARK | College Park [T101,T102,T103] | COLLEGE PARK |  | 53.3947 | -6.3692
MV/LV Substation WE***407Y |  | 10 kV | _ | LV | 630 kVA :Building Structure | 0.63 | --> | 0.63 | 0 | 0 | Constrained, otherwise capacity available =566 kVA | --> | 0.598 | 0 | 0 | 0.5 | 0 |  | --> | C16 ex COLLEGE PARK | College Park [T101,T102,T103] | COLLEGE PARK |  | 53.3923 | -6.3842
MV/LV Substation DI***4083 |  | 10 kV | _ | LV | 400 kVA :Kiosk Substation | 0.4 | --> | 0.4 | 0.26 | 7.91 |  | --> | 0.38 | 0 | 0.054 | 0.359 | 0 |  | --> | C23 ex PELLETSTOWN | Pelletstown [T101,T102] | FINGLAS |  | 53.3704 | -6.3849
MV/LV Substation GA***4084 |  | 10 kV | _ | LV | 400 kVA :Building Structure | 0.4 | --> | 0.4 | 0 | 0 | Constrained, otherwise capacity available =367 kVA | --> | 0.38 | 0 | 0 | 0.384 | 0 |  | --> | C20 ex COLLEGE PARK | College Park [T101,T102,T103] | COLLEGE PARK |  | 53.3974 | -6.3645
MV/LV Substation HA***4086 |  | 10 kV | _ | LV | 400 kVA :Building Structure | 0.4 | --> | 0.4 | 0 | 0 | Constrained, otherwise capacity available =304 kVA | --> | 0.38 | 0 | 0 | 0.393 | 0 |  | --> | C22 ex MACETOWN | Macetown [T101,T102] | MACETOWN |  | 53.3909 | -6.4441
MV/LV Substation SW***408Z |  | 10 kV | _ | LV | 1000 kVA :Building Structure | 1 | --> | 1 | 0 | 0 | Constrained, otherwise capacity available =805 kVA | --> | 0.95 | 0 | 0 | 0.5 | 0 |  | --> | C22 ex MACETOWN | Macetown [T101,T102] | MACETOWN |  | 53.395 | -6.4396
MV/LV Substation BL***409 |  | 10 kV | _ | LV | 200 kVA :Kiosk Substation | 0.2 | --> | 0.2 | 0 | 0 | Constrained, otherwise capacity available =84 kVA | --> | 0.19 | 0 | 0.008 | 0.199 | 0 |  | --> | C11 ex MACETOWN | Macetown [T101,T102] | MACETOWN |  | 53.3988 | -6.4118
MV/LV Substation CO***4091 |  | 20 kV | _ | LV | 50 kVA :Pole Substation | 0.05 | --> | 0.05 | 0 | 0 | Constrained, otherwise capacity available =50 kVA | --> | 0.048 | 0 | 0 | 0.048 | 0 |  | --> | C21 ex MACETOWN | Macetown [T101,T102] | MACETOWN |  | 53.4344 | -6.4949
MV/LV Substation BA***4092 |  | 10 kV | _ | LV | 400 kVA :Kiosk Substation | 0.4 | --> | 0.4 | 0 | 0 | Constrained, otherwise capacity available =344 kVA | --> | 0.38 | 0 | 0.111 | 0.305 | 0 |  | --> | C22 ex MACETOWN | Macetown [T101,T102] | MACETOWN |  | 53.3896 | -6.442
MV/LV Substation CA***4093 |  | 10 kV | _ | LV | 400 kVA :Kiosk Substation | 0.4 | --> | 0.4 | 0 | 0 | Constrained, otherwise capacity available =317 kVA | --> | 0.38 | 0 | 0.008 | 0.385 | 0 |  | --> | C11 ex MACETOWN | Macetown [T101,T102] | MACETOWN |  | 53.4 | -6.428
MV/LV Substation HO***4094 |  | 10 kV | _ | LV | 400 kVA :Kiosk Substation | 0.4 | --> | 0.4 | 0 | 0 | Constrained, otherwise capacity available =236 kVA | --> | 0.38 | 0 | 0.304 | 0.176 | 0 |  | --> | C39 ex COLLEGE PARK | College Park [T101,T102,T103] | COLLEGE PARK |  | 53.4241 | -6.3756
MV/LV Substation LE***4097 |  | 10 kV | _ | LV | 400 kVA :Kiosk Substation | 0.4 | --> | 0.4 | 0 | 0 | Constrained, otherwise capacity available =282 kVA | --> | 0.38 | 0 | 0.005 | 0.392 | 0 |  | --> | C39 ex COLLEGE PARK | College Park [T101,T102,T103] | COLLEGE PARK |  | 53.4249 | -6.3852
MV/LV Substation GO***4098 |  | 20 kV | _ | LV | 630 kVA :Building Structure | 0.63 | --> | 0.63 | 0.5 | 41.3 |  | --> | 0.598 | 0 | 0 | 0.5 | 0 |  | --> | E17 ex CORDUFF | Corduff [T121,T122] | CORDUFF |  | 53.4155 | -6.3618
MV/LV Substation SW***409Z |  | 10 kV | _ | LV | 400 kVA :Building Structure | 0.4 | --> | 0.4 | 0 | 0 | Constrained, otherwise capacity available =366 kVA | --> | 0.38 | 0 | 0 | 0.385 | 0 |  | --> | C22 ex MACETOWN | Macetown [T101,T102] | MACETOWN |  | 53.3955 | -6.4399
MV/LV Substation LI***4101 |  | 10 kV | _ | LV | 400 kVA :Kiosk Substation | 0.4 | --> | 0.4 | 0 | 0 | Constrained, otherwise capacity available =269 kVA | --> | 0.38 | 0 | 0.142 | 0.292 | 0 |  | --> | C21 ex MONEYCOOLEY | Moneycooley [T41,T42,T44] | GRIFFINRATH |  | 53.3824 | -6.5821
MV/LV Substation CA***4107 |  | 10 kV | _ | LV | 630 kVA :Kiosk Substation | 0.63 | --> | 0.63 | 0 | 0 | Constrained, otherwise capacity available =573 kVA | --> | 0.598 | 0 | 0.162 | 0.486 | 0 |  | --> | C21 ex MONEYCOOLEY | Moneycooley [T41,T42,T44] | GRIFFINRATH |  | 53.3816 | -6.5765
MV/LV Substation WI***410Z |  | 10 kV | _ | LV | 200 kVA :Kiosk Substation | 0.2 | --> | 0.2 | 0 | 0 | Constrained, otherwise capacity available =161 kVA | --> | 0.19 | 0 | 0.007 | 0.19 | 0 |  | --> | C22 ex MACETOWN | Macetown [T101,T102] | MACETOWN |  | 53.3951 | -6.4408
MV/LV Substation BL***411 |  | 10 kV | _ | LV | 200 kVA :Kiosk Substation | 0.2 | --> | 0.2 | 0 | 0 | Constrained, otherwise capacity available =119 kVA | --> | 0.19 | 0 | 0.019 | 0.187 | 0 |  | --> | C11 ex MACETOWN | Macetown [T101,T102] | MACETOWN |  | 53.3984 | -6.41
MV/LV Substation DI***4110 |  | 10 kV | _ | LV | 400 kVA :Kiosk Substation | 0.4 | --> | 0.4 | 0 | 0 | Constrained, otherwise capacity available =277 kVA | --> | 0.38 | 0 | 0.108 | 0.316 | 0 |  | --> | C12 ex CASTLEKNOCK | Castleknock [T41,T42] | FINGLAS |  | 53.3678 | -6.3832
MV/LV Substation HA***4114 |  | 10 kV | _ | LV | 630 kVA :Kiosk Substation | 0.63 | --> | 0.63 | 0 | 0 | Constrained, otherwise capacity available =514 kVA | --> | 0.598 | 0 | 0.097 | 0.5 | 0 |  | --> | C14 ex COOLMINE | Coolmine [T41,T42] | FINGLAS |  | 53.3903 | -6.433
MV/LV Substation HA***4115 |  | 10 kV | _ | LV | 400 kVA :Kiosk Substation | 0.4 | --> | 0.4 | 0 | 0 | Constrained, otherwise capacity available =176 kVA | --> | 0.38 | 0 | 0.114 | 0.325 | 0 |  | --> | C14 ex COOLMINE | Coolmine [T41,T42] | FINGLAS |  | 53.3897 | -6.4344
MV/LV Substation CO***4118 |  | 10 kV | _ | LV | 50 kVA :Pole Substation | 0.05 | --> | 0.05 | 0 | 0 | Constrained, otherwise capacity available =40 kVA | --> | 0.048 | 0 | 0 | 0.049 | 0 |  | --> | C23 ex MACETOWN | Macetown [T101,T102] | MACETOWN |  | 53.3857 | -6.4689
MV/LV Substation HO***4119 |  | 10 kV | _ | LV | 400 kVA :Kiosk Substation | 0.4 | --> | 0.4 | 0 | 0 | Constrained, otherwise capacity available =326 kVA | --> | 0.38 | 0 | 0.05 | 0.353 | 0 |  | --> | C23 ex MACETOWN | Macetown [T101,T102] | MACETOWN |  | 53.3995 | -6.4479
MV/LV Substation LA***411Z |  | 10 kV | _ | LV | 400 kVA :Kiosk Substation | 0.4 | --> | 0.4 | 0 | 0 | Constrained, otherwise capacity available =279 kVA | --> | 0.38 | 0 | 0.003 | 0.394 | 0 |  | --> | C11 ex MACETOWN | Macetown [T101,T102] | MACETOWN |  | 53.3977 | -6.4305
MV/LV Substation HA***412 |  | 10 kV | _ | LV | 400 kVA :Kiosk Substation | 0.4 | --> | 0.4 | 0 | 0 | Constrained, otherwise capacity available =226 kVA | --> | 0.38 | 0 | 0.072 | 0.35 | 0 |  | --> | C15 ex COOLMINE | Coolmine [T41,T42] | FINGLAS |  | 53.3897 | -6.4169
MV/LV Substation BE***4123 |  | 10 kV | _ | LV | 400 kVA :Kiosk Substation | 0.4 | --> | 0.4 | 0 | 0 | Constrained, otherwise capacity available =344 kVA | --> | 0.38 | 0 | 0.116 | 0.302 | 0 |  | --> | C22 ex MACETOWN | Macetown [T101,T102] | MACETOWN |  | 53.3929 | -6.4463
MV/LV Substation BE***4124 |  | 10 kV | _ | LV | 400 kVA :Kiosk Substation | 0.4 | --> | 0.4 | 0 | 0 | Constrained, otherwise capacity available =373 kVA | --> | 0.38 | 0 | 0.047 | 0.349 | 0 |  | --> | C22 ex MACETOWN | Macetown [T101,T102] | MACETOWN |  | 53.3911 | -6.4482
MV/LV Substation CA***4125 |  | 10 kV | _ | LV | 400 kVA :Kiosk Substation | 0.4 | --> | 0.4 | 0 | 0 | Constrained, otherwise capacity available =265 kVA | --> | 0.38 | 0 | 0.005 | 0.394 | 0 |  | --> | C14 ex COOLMINE | Coolmine [T41,T42] | FINGLAS |  | 53.3879 | -6.4175
MV/LV Substation PA***4128 |  | 10 kV | _ | LV | 50 kVA :Pole Substation | 0.05 | --> | 0.05 | 0 | 0 | Constrained, otherwise capacity available =50 kVA | --> | 0.048 | 0 | 0 | 0.048 | 0 |  | --> | C14 ex MACETOWN | Macetown [T101,T102] | MACETOWN |  | 53.4051 | -6.3987
MV/LV Substation HO***4129 |  | 10 kV | _ | LV | 400 kVA :Kiosk Substation | 0.4 | --> | 0.4 | 0 | 0 | Constrained, otherwise capacity available =265 kVA | --> | 0.38 | 0 | 0.236 | 0.223 | 0 |  | --> | C39 ex COLLEGE PARK | College Park [T101,T102,T103] | COLLEGE PARK |  | 53.4249 | -6.3707
MV/LV Substation LA***412Z |  | 10 kV | _ | LV | 630 kVA :Kiosk Substation | 0.63 | --> | 0.63 | 0 | 0 | Constrained, otherwise capacity available =490 kVA | --> | 0.598 | 0 | 0.011 | 0.5 | 0 |  | --> | C11 ex MACETOWN | Macetown [T101,T102] | MACETOWN |  | 53.3969 | -6.4328
MV/LV Substation PA***413 |  | 10 kV | _ | LV | 200 kVA :Kiosk Substation | 0.2 | --> | 0.2 | 0 | 0 | Constrained, otherwise capacity available =135 kVA | --> | 0.19 | 0 | 0.005 | 0.195 | 0 |  | --> | C14 ex MACETOWN | Macetown [T101,T102] | MACETOWN |  | 53.4066 | -6.3958
MV/LV Substation HO***4134 |  | 20 kV | _ | LV | 630 kVA :Kiosk Substation | 0.63 | --> | 0.63 | 0.5 | 41.3 |  | --> | 0.598 | 0 | 0.038 | 0.5 | 0 |  | --> | E23 ex CORDUFF | Corduff [T121,T122] | CORDUFF |  | 53.4243 | -6.3656
MV/LV Substation WE***4135 |  | 10 kV | _ | LV | 400 kVA :Kiosk Substation | 0.4 | --> | 0.4 | 0 | 0 | Constrained, otherwise capacity available =346 kVA | --> | 0.38 | 0 | 0 | 0.387 | 0 |  | --> | C14 ex COOLMINE | Coolmine [T41,T42] | FINGLAS |  | 53.3823 | -6.4182
MV/LV Substation KI***4136 |  | 20 kV | _ | LV | 50 kVA :Pole Substation | 0.05 | --> | 0.05 | 0 | 0 | Constrained, otherwise capacity available =37 kVA | --> | 0.048 | 0 | 0 | 0.049 | 0 |  | --> | E12 ex KILCOCK | Kilcock [T421,T422] | GRIFFINRATH |  | 53.4355 | -6.59
MV/LV Substation HA***4137 |  | 10 kV | _ | LV | 630 kVA :Kiosk Substation | 0.63 | --> | 0.63 | 0 | 0 | Constrained, otherwise capacity available =482 kVA | --> | 0.598 | 0 | 0.076 | 0.5 | 0 |  | --> | C14 ex COOLMINE | Coolmine [T41,T42] | FINGLAS |  | 53.3887 | -6.4369
MV/LV Substation HA***4139 |  | 10 kV | _ | LV | 630 kVA :Kiosk Substation | 0.63 | --> | 0.63 | 0 | 0 | Constrained, otherwise capacity available =446 kVA | --> | 0.598 | 0 | 0.031 | 0.5 | 0 |  | --> | C14 ex COOLMINE | Coolmine [T41,T42] | FINGLAS |  | 53.387 | -6.4375
MV/LV Substation MA***4141 |  | 20 kV | _ | LV | 400 kVA :Building Structure | 0.4 | --> | 0.4 | 0 | 0 | Constrained, otherwise capacity available =400 kVA | --> | 0.38 | 0 | 0 | 0.38 | 0 |  | --> | E18 ex KILCOCK | Kilcock [T421,T422] | GRIFFINRATH |  | 53.3954 | -6.5978
MV/LV Substation AV***4142 |  | 10 kV | _ | LV | 630 kVA :Kiosk Substation | 0.63 | --> | 0.63 | 0 | 0 | Constrained, otherwise capacity available =578 kVA | --> | 0.598 | 0 | 0.042 | 0.5 | 0 |  | --> | C14 ex MACETOWN | Macetown [T101,T102] | MACETOWN |  | 53.4113 | -6.3976
MV/LV Substation BA***4143 |  | 10 kV | _ | LV | 400 kVA :Kiosk Substation | 0.4 | --> | 0.4 | 0 | 0 | Constrained, otherwise capacity available =330 kVA | --> | 0.38 | 0 | 0.125 | 0.297 | 0 |  | --> | C22 ex MACETOWN | Macetown [T101,T102] | MACETOWN |  | 53.3913 | -6.4373
MV/LV Substation LA***4147 |  | 10 kV | _ | LV | 630 kVA :Kiosk Substation | 0.63 | --> | 0.63 | 0 | 0 | Constrained, otherwise capacity available =535 kVA | --> | 0.598 | 0 | 0 | 0.5 | 0 |  | --> | C14 ex MACETOWN | Macetown [T101,T102] | MACETOWN |  | 53.4061 | -6.396
MV/LV Substation SH***4149 |  | 20 kV | _ | LV | 50 kVA :Pole Substation | 0.05 | --> | 0.05 | 0 | 0 | Constrained, otherwise capacity available =49 kVA | --> | 0.048 | 0 | 0 | 0.048 | 0 |  | --> | C17 ex MONEYCOOLEY | Moneycooley [T41,T42,T44] | GRIFFINRATH |  | 53.3823 | -6.5062
MV/LV Substation TY***414Z |  | 10 kV | _ | LV | 630 kVA :Building Structure | 0.63 | --> | 0.63 | 0 | 0 | Constrained, otherwise capacity available =581 kVA | --> | 0.598 | 0 | 0 | 0.5 | 0 |  | --> | C39 ex COLLEGE PARK | College Park [T101,T102,T103] | COLLEGE PARK |  | 53.4204 | -6.3845
MV/LV Substation WE***415 |  | 10 kV | _ | LV | 400 kVA :Kiosk Substation | 0.4 | --> | 0.4 | 0 | 0 | Constrained, otherwise capacity available =231 kVA | --> | 0.38 | 0 | 0.004 | 0.4 | 0 |  | --> | C14 ex MACETOWN | Macetown [T101,T102] | MACETOWN |  | 53.4093 | -6.3956
MV/LV Substation CL***4150 |  | 10 kV | _ | LV | 1000 kVA :Building Structure | 1 | --> | 1 | 0 | 0 | Constrained, otherwise capacity available =466 kVA | --> | 0.95 | 0 | 0 | 0.5 | 0 |  | --> | C18 ex BALLYCOOLIN | Ballycoolin [T41,T42,T43] | FINGLAS |  | 53.4065 | -6.3712
MV/LV Substation BE***4151 |  | 10 kV | _ | LV | 400 kVA :Building Structure | 0.4 | --> | 0.4 | 0 | 0 | Constrained, otherwise capacity available =332 kVA | --> | 0.38 | 0 | 0 | 0.389 | 0 |  | --> | C39 ex COLLEGE PARK | College Park [T101,T102,T103] | COLLEGE PARK |  | 53.4141 | -6.3928
MV/LV Substation CA***4153 |  | 20 kV | _ | LV | 50 kVA :Pole Substation | 0.05 | --> | 0.05 | 0 | 0 | Constrained, otherwise capacity available =50 kVA | --> | 0.048 | 0 | 0 | 0.048 | 0 |  | --> | C17 ex MONEYCOOLEY | Moneycooley [T41,T42,T44] | GRIFFINRATH |  | 53.4115 | -6.4909
MV/LV Substation IR***4156 |  | 10 kV | _ | LV | 400 kVA :Building Structure | 0.4 | --> | 0.4 | 0 | 0 | Constrained, otherwise capacity available =371 kVA | --> | 0.38 | 0 | 0 | 0.384 | 0 |  | --> | C20 ex COLLEGE PARK | College Park [T101,T102,T103] | COLLEGE PARK |  | 53.3955 | -6.3605
MV/LV Substation MO***4159 |  | 10 kV | _ | LV | 400 kVA :Building Structure | 0.4 | --> | 0.4 | 0 | 0 | Constrained, otherwise capacity available =400 kVA | --> | 0.38 | 0 | 0 | 0.38 | 0 |  | --> | C18 ex COOLMINE | Coolmine [T41,T42] | FINGLAS |  | 53.3904 | -6.4058
MV/LV Substation TY***415Z |  | 10 kV | _ | LV | 400 kVA :Kiosk Substation | 0.4 | --> | 0.4 | 0 | 0 | Constrained, otherwise capacity available =322 kVA | --> | 0.38 | 0 | 0 | 0.391 | 0 |  | --> | C39 ex COLLEGE PARK | College Park [T101,T102,T103] | COLLEGE PARK |  | 53.4194 | -6.3832
MV/LV Substation KI***4162 |  | 20 kV | _ | LV | 630 kVA :Building Structure | 0.63 | --> | 0.63 | 0.5 | 41.3 |  | --> | 0.598 | 0 | 0 | 0.5 | 0 |  | --> | E13 ex CORDUFF | Corduff [T121,T122] | CORDUFF |  | 53.4177 | -6.3504
MV/LV Substation RI***4163 |  | 10 kV | _ | LV | 630 kVA :Kiosk Substation | 0.63 | --> | 0.63 | 0 | 0 | Constrained, otherwise capacity available =542 kVA | --> | 0.598 | 0 | 0.057 | 0.5 | 0 |  | --> | C11 ex COOLMINE | Coolmine [T41,T42] | FINGLAS |  | 53.3781 | -6.4017
MV/LV Substation BA***4165 |  | 10 kV | _ | LV | 630 kVA :Kiosk Substation | 0.63 | --> | 0.63 | 0 | 0 | Constrained, otherwise capacity available =565 kVA | --> | 0.598 | 0 | 0.122 | 0.5 | 0 |  | --> | C39 ex COLLEGE PARK | College Park [T101,T102,T103] | COLLEGE PARK |  | 53.4223 | -6.3726
MV/LV Substation BA***4166 |  | 10 kV | _ | LV | 630 kVA :Kiosk Substation | 0.63 | --> | 0.63 | 0 | 0 | Constrained, otherwise capacity available =570 kVA | --> | 0.598 | 0 | 0.159 | 0.489 | 0 |  | --> | C39 ex COLLEGE PARK | College Park [T101,T102,T103] | COLLEGE PARK |  | 53.4227 | -6.3686
MV/LV Substation LY***4168 |  | 10 kV | _ | LV | 630 kVA :Kiosk Substation | 0.63 | --> | 0.63 | 0 | 0 | Constrained, otherwise capacity available =520 kVA | --> | 0.598 | 0 | 0.151 | 0.5 | 0 |  | --> | C21 ex MONEYCOOLEY | Moneycooley [T41,T42,T44] | GRIFFINRATH |  | 53.3888 | -6.5858
MV/LV Substation MO***4169 |  | 10 kV | _ | LV | 400 kVA :Kiosk Substation | 0.4 | --> | 0.4 | 0 | 0 | Constrained, otherwise capacity available =300 kVA | --> | 0.38 | 0 | 0.066 | 0.344 | 0 |  | --> | C21 ex MONEYCOOLEY | Moneycooley [T41,T42,T44] | GRIFFINRATH |  | 53.3904 | -6.5894
MV/LV Substation TY***416Z |  | 10 kV | _ | LV | 630 kVA :Building Structure | 0.63 | --> | 0.63 | 0 | 0 | Constrained, otherwise capacity available =599 kVA | --> | 0.598 | 0 | 0 | 0.5 | 0 |  | --> | C39 ex COLLEGE PARK | College Park [T101,T102,T103] | COLLEGE PARK |  | 53.4207 | -6.3817
MV/LV Substation AL***4170 |  | 10 kV | _ | LV | 400 kVA :Kiosk Substation | 0.4 | --> | 0.4 | 0 | 0 | Constrained, otherwise capacity available =362 kVA | --> | 0.38 | 0 | 0 | 0.385 | 0 |  | --> | C22 ex MACETOWN | Macetown [T101,T102] | MACETOWN |  | 53.3902 | -6.4284
MV/LV Substation MA***4171 |  | 10 kV | _ | LV | 400 kVA :Kiosk Substation | 0.4 | --> | 0.4 | 0 | 0 | Constrained, otherwise capacity available =304 kVA | --> | 0.38 | 0 | 0.132 | 0.295 | 0 |  | --> | C21 ex MONEYCOOLEY | Moneycooley [T41,T42,T44] | GRIFFINRATH |  | 53.3858 | -6.5931
MV/LV Substation CL***4172 |  | 10 kV | _ | LV | 400 kVA :Building Structure | 0.4 | --> | 0.4 | 0 | 0 | Constrained, otherwise capacity available =400 kVA | --> | 0.38 | 0 | 0 | 0.38 | 0 |  | --> | C23 ex MACETOWN | Macetown [T101,T102] | MACETOWN |  | 53.4128 | -6.4472
MV/LV Substation CL***4173 |  | 10 kV | _ | LV | 1000 kVA :Building Structure | 1 | --> | 1 | 0 | 0 | Constrained, otherwise capacity available =1000 kVA | --> | 0.95 | 0 | 0 | 0.5 | 0 |  | --> | C26 ex BALLYCOOLIN | Ballycoolin [T41,T42,T43] | FINGLAS |  | 53.4066 | -6.3712
MV/LV Substation NE***4175 |  | 10 kV | _ | LV | 1000 kVA :Building Structure | 1 | --> | 1 | 0 | 0 | Constrained, otherwise capacity available =792 kVA | --> | 0.95 | 0 | 0 | 0.5 | 0 |  | --> | C16 ex COLLEGE PARK | College Park [T101,T102,T103] | COLLEGE PARK |  | 53.3928 | -6.3879
MV/LV Substation LA***4176 |  | 10 kV | _ | LV | 1000 kVA :Building Structure | 1 | --> | 1 | 0 | 0 | Constrained, otherwise capacity available =756 kVA | --> | 0.95 | 0 | 0 | 0.5 | 0 |  | --> | C11 ex BALLYCOOLIN | Ballycoolin [T41,T42,T43] | FINGLAS |  | 53.4127 | -6.3671
MV/LV Substation IR***4177 |  | 10 kV | _ | LV | 400 kVA :Building Structure | 0.4 | --> | 0.4 | 0 | 0 | Constrained, otherwise capacity available =400 kVA | --> | 0.38 | 0 | 0 | 0.38 | 0 |  | --> | C20 ex COLLEGE PARK | College Park [T101,T102,T103] | COLLEGE PARK |  | 53.3891 | -6.3744
MV/LV Substation RI***4178 |  | 10 kV | _ | LV | 630 kVA :Kiosk Substation | 0.63 | --> | 0.63 | 0 | 0 | Constrained, otherwise capacity available =572 kVA | --> | 0.598 | 0 | 0.005 | 0.5 | 0 |  | --> | C24 ex BALLYCOOLIN | Ballycoolin [T41,T42,T43] | FINGLAS |  | 53.3935 | -6.379
MV/LV Substation TY***417Z |  | 10 kV | _ | LV | 630 kVA :Building Structure | 0.63 | --> | 0.63 | 0 | 0 | Constrained, otherwise capacity available =532 kVA | --> | 0.598 | 0 | 0 | 0.5 | 0 |  | --> | C39 ex COLLEGE PARK | College Park [T101,T102,T103] | COLLEGE PARK |  | 53.4194 | -6.3825
MV/LV Substation KI***4180 |  | 10 kV | _ | LV | 400 kVA :Kiosk Substation | 0.4 | --> | 0.4 | 0 | 0 | Constrained, otherwise capacity available =396 kVA | --> | 0.38 | 0 | 0 | 0.38 | 0 |  | --> | C18 ex BALLYCOOLIN | Ballycoolin [T41,T42,T43] | FINGLAS |  | 53.4032 | -6.3669
MV/LV Substation PO***4184 |  | 20 kV | _ | LV | 100 kVA :Pole Substation | 0.1 | --> | 0.1 | 0 | 0 | Constrained, otherwise capacity available =97 kVA | --> | 0.095 | 0 | 0 | 0.095 | 0 |  | --> | C21 ex MACETOWN | Macetown [T101,T102] | MACETOWN |  | 53.4203 | -6.4375
MV/LV Substation PI***4187 |  | 10 kV | _ | LV | 630 kVA :Kiosk Substation | 0.63 | --> | 0.63 | 0 | 0 | Constrained, otherwise capacity available =508 kVA | --> | 0.598 | 0 | 0 | 0.5 | 0 |  | --> | C14 ex COOLMINE | Coolmine [T41,T42] | FINGLAS |  | 53.3858 | -6.4357
MV/LV Substation SE***4189 |  | 20 kV | _ | LV | 400 kVA :Building Structure | 0.4 | --> | 0.4 | 0 | 0 | Constrained, otherwise capacity available =353 kVA | --> | 0.38 | 0 | 0.2 | 0 | 0 | Constrained, otherwise capacity available =238 kW | --> | E12 ex CORDUFF |  |  |  | 53.4179 | -6.3606
MV/LV Substation CO***4191 |  | 10 kV | _ | LV | 630 kVA :Kiosk Substation | 0.63 | --> | 0.63 | 0 | 0 | Constrained, otherwise capacity available =361 kVA | --> | 0.598 | 0 | 0.09 | 0.5 | 0 |  | --> | C12 ex COOLMINE | Coolmine [T41,T42] | FINGLAS |  | 53.3846 | -6.3898
MV/LV Substation CL***4195 |  | 10 kV | _ | LV | 630 kVA :Kiosk Substation | 0.63 | --> | 0.63 | 0 | 0 | Constrained, otherwise capacity available =519 kVA | --> | 0.598 | 0 | 0 | 0.5 | 0 |  | --> | C11 ex COOLMINE | Coolmine [T41,T42] | FINGLAS |  | 53.3823 | -6.3992
MV/LV Substation CR***4197 |  | 10 kV | _ | LV | 200 kVA :Kiosk Substation | 0.2 | --> | 0.2 | 0 | 0 | Constrained, otherwise capacity available =198 kVA | --> | 0.19 | 0 | 0 | 0.19 | 0 |  | --> | C41 ex COLLEGE PARK | College Park [T101,T102,T103] | COLLEGE PARK |  | 53.4144 | -6.3827
MV/LV Substation ST***4198 |  | 10 kV | _ | LV | 630 kVA :Kiosk Substation | 0.63 | --> | 0.63 | 0 | 0 | Constrained, otherwise capacity available =480 kVA | --> | 0.598 | 0 | 0.117 | 0.5 | 0 |  | --> | C14 ex COOLMINE | Coolmine [T41,T42] | FINGLAS |  | 53.3868 | -6.429
MV/LV Substation ST***4199 |  | 10 kV | _ | LV | 630 kVA :Building Structure | 0.63 | --> | 0.63 | 0 | 0 | Constrained, otherwise capacity available =630 kVA | --> | 0.598 | 0 | 0 | 0.5 | 0 |  | --> | C14 ex COOLMINE | Coolmine [T41,T42] | FINGLAS |  | 53.3852 | -6.4306
MV/LV Substation LA***4200 |  | 10 kV | _ | LV | 1000 kVA :Building Structure | 1 | --> | 1 | 0 | 0 | Constrained, otherwise capacity available =802 kVA | --> | 0.95 | 0 | 0.042 | 0.5 | 0 |  | --> | C11 ex BALLYCOOLIN | Ballycoolin [T41,T42,T43] | FINGLAS |  | 53.4139 | -6.3656
MV/LV Substation PA***4206 |  | 10 kV | _ | LV | 1000 kVA :Building Structure | 1 | --> | 1 | 0 | 0 | Constrained, otherwise capacity available =891 kVA | --> | 0.95 | 0 | 0.018 | 0.5 | 0 |  | --> | C14 ex COOLMINE | Coolmine [T41,T42] | FINGLAS |  | 53.3877 | -6.4401
MV/LV Substation PA***4207 |  | 10 kV | _ | LV | 1000 kVA :Building Structure | 1 | --> | 1 | 0 | 0 | Constrained, otherwise capacity available =931 kVA | --> | 0.95 | 0 | 0 | 0.5 | 0 |  | --> | C14 ex COOLMINE | Coolmine [T41,T42] | FINGLAS |  | 53.3877 | -6.4401
MV/LV Substation ST***4209 |  | 10 kV | _ | LV | 1000 kVA :Building Structure | 1 | --> | 1 | 0 | 0 | Constrained, otherwise capacity available =816 kVA | --> | 0.95 | 0 | 0.032 | 0.5 | 0 |  | --> | C14 ex COOLMINE | Coolmine [T41,T42] | FINGLAS |  | 53.3865 | -6.4397
MV/LV Substation ST***4210 |  | 10 kV | _ | LV | 1000 kVA :Building Structure | 1 | --> | 1 | 0 | 0 | Constrained, otherwise capacity available =806 kVA | --> | 0.95 | 0 | 0.02 | 0.5 | 0 |  | --> | C14 ex COOLMINE | Coolmine [T41,T42] | FINGLAS |  | 53.386 | -6.4376
MV/LV Substation HO***4211 |  | 10 kV | _ | LV | 630 kVA :Kiosk Substation | 0.63 | --> | 0.63 | 0 | 0 | Constrained, otherwise capacity available =505 kVA | --> | 0.598 | 0 | 0.078 | 0.5 | 0 |  | --> | C39 ex COLLEGE PARK | College Park [T101,T102,T103] | COLLEGE PARK |  | 53.4235 | -6.3679
MV/LV Substation NE***4212 |  | 10 kV | _ | LV | 1000 kVA :Building Structure | 1 | --> | 1 | 0 | 0 | Constrained, otherwise capacity available =740 kVA | --> | 0.95 | 0 | 0 | 0.5 | 0 |  | --> | C19 ex COOLMINE | Coolmine [T41,T42] | FINGLAS |  | 53.3934 | -6.3891
MV/LV Substation BA***4216 |  | 10 kV | _ | LV | 630 kVA :Building Structure | 0.63 | --> | 0.63 | 0 | 0 | Constrained, otherwise capacity available =539 kVA | --> | 0.598 | 0 | 0.2 | 0.462 | 0 |  | --> | C39 ex COLLEGE PARK | College Park [T101,T102,T103] | COLLEGE PARK |  | 53.4261 | -6.3548
MV/LV Substation WI***4217 |  | 10 kV | _ | LV | 630 kVA :Kiosk Substation | 0.63 | --> | 0.63 | 0 | 0 | Constrained, otherwise capacity available =581 kVA | --> | 0.598 | 0 | 0.05 | 0.5 | 0 |  | --> | C23 ex MACETOWN | Macetown [T101,T102] | MACETOWN |  | 53.4006 | -6.4457
MV/LV Substation BA***4218 |  | 10 kV | _ | LV | 630 kVA :Kiosk Substation | 0.63 | --> | 0.63 | 0 | 0 | Constrained, otherwise capacity available =560 kVA | --> | 0.598 | 0 | 0.18 | 0.475 | 0 |  | --> | C22 ex MACETOWN | Macetown [T101,T102] | MACETOWN |  | 53.3889 | -6.443
MV/LV Substation TH***4221 |  | 10 kV | _ | LV | 630 kVA :Kiosk Substation | 0.63 | --> | 0.63 | 0 | 0 | Constrained, otherwise capacity available =553 kVA | --> | 0.598 | 0 | 0.018 | 0.5 | 0 |  | --> | C23 ex MACETOWN | Macetown [T101,T102] | MACETOWN |  | 53.4153 | -6.4599
MV/LV Substation CA***4224 |  | 20 kV | _ | LV | 50 kVA :Pole Substation | 0.05 | --> | 0.05 | 0 | 0 | Constrained, otherwise capacity available =50 kVA | --> | 0.048 | 0 | 0 | 0.048 | 0 |  | --> | C21 ex MACETOWN | Macetown [T101,T102] | MACETOWN |  | 53.4494 | -6.445
MV/LV Substation EI***4226 |  | 20 kV | _ | LV | 400 kVA :Kiosk Substation | 0.4 | --> | 0.4 | 0 | 0 | Constrained, otherwise capacity available =378 kVA | --> | 0.38 | 0 | 0 | 0.383 | 0 |  | --> | C17 ex MONEYCOOLEY | Moneycooley [T41,T42,T44] | GRIFFINRATH |  | 53.3827 | -6.5241
MV/LV Substation KI***4228 |  | 20 kV | _ | LV | 630 kVA :Building Structure | 0.63 | --> | 0.63 | 0.5 | 41.3 |  | --> | 0.598 | 0 | 0 | 0.5 | 0 |  | --> | E13 ex CORDUFF | Corduff [T121,T122] | CORDUFF |  | 53.4164 | -6.3499
MV/LV Substation KI***4229 |  | 10 kV | _ | LV | 630 kVA :Kiosk Substation | 0.63 | --> | 0.63 | 0 | 0 | Constrained, otherwise capacity available =516 kVA | --> | 0.598 | 0 | 0.025 | 0.5 | 0 |  | --> | C39 ex COLLEGE PARK | College Park [T101,T102,T103] | COLLEGE PARK |  | 53.4241 | -6.3794
MV/LV Substation BR***4230 |  | 20 kV | _ | LV | 630 kVA :Building Structure | 0.63 | --> | 0.63 | 0 | 0 | Constrained, otherwise capacity available =597 kVA | --> | 0.598 | 0 | 0 | 0.5 | 0 |  | --> | C21 ex MACETOWN | Macetown [T101,T102] | MACETOWN |  | 53.4292 | -6.4572
MV/LV Substation CL***4231 |  | 10 kV | _ | LV | 400 kVA :Kiosk Substation | 0.4 | --> | 0.4 | 0 | 0 | Constrained, otherwise capacity available =395 kVA | --> | 0.38 | 0 | 0 | 0.381 | 0 |  | --> | C14 ex COOLMINE | Coolmine [T41,T42] | FINGLAS |  | 53.3842 | -6.4275
MV/LV Substation LI***4232 |  | 10 kV | _ | LV | 630 kVA :Building Structure | 0.63 | --> | 0.63 | 0 | 0 | Constrained, otherwise capacity available =521 kVA | --> | 0.598 | 0 | 0 | 0.5 | 0 |  | --> | C14 ex COOLMINE | Coolmine [T41,T42] | FINGLAS |  | 53.3837 | -6.42
MV/LV Substation KI***4233 |  | 10 kV | _ | LV | 630 kVA :Kiosk Substation | 0.63 | --> | 0.63 | 0 | 0 | Constrained, otherwise capacity available =469 kVA | --> | 0.598 | 0 | 0.046 | 0.5 | 0 |  | --> | C39 ex COLLEGE PARK | College Park [T101,T102,T103] | COLLEGE PARK |  | 53.4249 | -6.3824
MV/LV Substation GR***423Z |  | 10 kV | _ | LV | 1000 kVA :Building Structure | 1 | --> | 1 | 0 | 0 | Constrained, otherwise capacity available =904 kVA | --> | 0.95 | 0 | 0 | 0.5 | 0 |  | --> | C13 ex COLLEGE PARK | College Park [T101,T102,T103] | COLLEGE PARK |  | 53.391 | -6.3927
MV/LV Substation BR***4242 |  | 20 kV | _ | LV | 400 kVA :Kiosk Substation | 0.4 | --> | 0.4 | 0 | 0 | Constrained, otherwise capacity available =400 kVA | --> | 0.38 | 0 | 0 | 0.38 | 0 |  | --> | C21 ex MACETOWN | Macetown [T101,T102] | MACETOWN |  | 53.4223 | -6.4469
MV/LV Substation WA***4245 |  | 20 kV | _ | LV | 400 kVA :Kiosk Substation | 0.4 | --> | 0.4 | 0 | 0 | Constrained, otherwise capacity available =400 kVA | --> | 0.38 | 0 | 0 | 0.38 | 0 |  | --> | C17 ex MONEYCOOLEY | Moneycooley [T41,T42,T44] | GRIFFINRATH |  | 53.4159 | -6.4819
MV/LV Substation KI***4249 |  | 20 kV | _ | LV | 630 kVA :Building Structure | 0.63 | --> | 0.63 | 0.5 | 41.3 |  | --> | 0.598 | 0 | 0.009 | 0.5 | 0 |  | --> | E13 ex CORDUFF | Corduff [T121,T122] | CORDUFF |  | 53.418 | -6.3535
MV/LV Substation GR***424Z |  | 10 kV | _ | LV | 1000 kVA :Building Structure | 1 | --> | 1 | 0 | 0 | Constrained, otherwise capacity available =904 kVA | --> | 0.95 | 0 | 0 | 0.5 | 0 |  | --> | C13 ex COLLEGE PARK | College Park [T101,T102,T103] | COLLEGE PARK |  | 53.3911 | -6.3929
MV/LV Substation WI***4250 |  | 10 kV | _ | LV | 1000 kVA :Building Structure | 1 | --> | 1 | 0 | 0 | Constrained, otherwise capacity available =914 kVA | --> | 0.95 | 0 | 0 | 0.5 | 0 |  | --> | C11 ex COOLMINE | Coolmine [T41,T42] | FINGLAS |  | 53.3796 | -6.4004
MV/LV Substation WI***4251 |  | 10 kV | _ | LV | 630 kVA :Building Structure | 0.63 | --> | 0.63 | 0 | 0 | Constrained, otherwise capacity available =569 kVA | --> | 0.598 | 0 | 0 | 0.5 | 0 |  | --> | C11 ex COOLMINE | Coolmine [T41,T42] | FINGLAS |  | 53.38 | -6.4012
MV/LV Substation AY***4253 |  | 10 kV | _ | LV | 630 kVA :Building Structure | 0.63 | --> | 0.63 | 0 | 0 | Constrained, otherwise capacity available =579 kVA | --> | 0.598 | 0 | 0 | 0.5 | 0 |  | --> | C18 ex MACETOWN | Macetown [T101,T102] | MACETOWN |  | 53.4118 | -6.4441
MV/LV Substation BR***4254 |  | 20 kV | _ | LV | 630 kVA :Building Structure | 0.63 | --> | 0.63 | 0 | 0 | Constrained, otherwise capacity available =566 kVA | --> | 0.598 | 0 | 0 | 0.5 | 0 |  | --> | C21 ex MACETOWN | Macetown [T101,T102] | MACETOWN |  | 53.4316 | -6.4494
MV/LV Substation BA***4256 |  | 10 kV | _ | LV | 200 kVA :Pole Substation | 0.2 | --> | 0.2 | 0 | 0 | Constrained, otherwise capacity available =200 kVA | --> | 0.19 | 0 | 0 | 0.19 | 0 |  | --> | C39 ex COLLEGE PARK | College Park [T101,T102,T103] | COLLEGE PARK |  | 53.4512 | -6.3684
MV/LV Substation CU***4257 |  | 20 kV | _ | LV | 50 kVA :Pole Substation | 0.05 | --> | 0.05 | 0 | 0 | Constrained, otherwise capacity available =50 kVA | --> | 0.048 | 0 | 0 | 0.048 | 0 |  | --> | E12 ex KILCOCK | Kilcock [T421,T422] | GRIFFINRATH |  | 53.4617 | -6.5779
MV/LV Substation UN***4259 |  | 20 kV | _ | LV | 630 kVA :Building Structure | 0.63 | --> | 0.63 | 0.5 | 41.3 |  | --> | 0.598 | 0 | 0 | 0.5 | 0 |  | --> | E13 ex CORDUFF | Corduff [T121,T122] | CORDUFF |  | 53.4194 | -6.3502
MV/LV Substation ST***4261 |  | 10 kV | _ | LV | 400 kVA :Kiosk Substation | 0.4 | --> | 0.4 | 0 | 0 | Constrained, otherwise capacity available =301 kVA | --> | 0.38 | 0 | 0 | 0.393 | 0 |  | --> | C26 ex MONEYCOOLEY | Moneycooley [T41,T42,T44] | GRIFFINRATH |  | 53.3829 | -6.5947
MV/LV Substation HA***4262 |  | 10 kV | _ | LV | 630 kVA :Kiosk Substation | 0.63 | --> | 0.63 | 0 | 0 | Constrained, otherwise capacity available =586 kVA | --> | 0.598 | 0 | 0.035 | 0.5 | 0 |  | --> | C22 ex MACETOWN | Macetown [T101,T102] | MACETOWN |  | 53.3905 | -6.4389
MV/LV Substation SA***4263 |  | 10 kV | _ | LV | 400 kVA :Kiosk Substation | 0.4 | --> | 0.4 | 0 | 0 | Constrained, otherwise capacity available =286 kVA | --> | 0.38 | 0 | 0 | 0.395 | 0 |  | --> | C24 ex BALLYCOOLIN | Ballycoolin [T41,T42,T43] | FINGLAS |  | 53.3994 | -6.3758
MV/LV Substation NU***4264 |  | 20 kV | _ | LV | 100 kVA :Pole Substation | 0.1 | --> | 0.1 | 0 | 0 | Constrained, otherwise capacity available =100 kVA | --> | 0.095 | 0 | 0 | 0.095 | 0 |  | --> | C24 ex MACETOWN | Macetown [T101,T102] | MACETOWN |  | 53.45 | -6.4217
MV/LV Substation NO***4268 |  | 20 kV | _ | LV | 400 kVA :Building Structure | 0.4 | --> | 0.4 | 0.389 | 41.3 |  | --> | 0.38 | 0 | 0 | 0.382 | 0 |  | --> | E13 ex CORDUFF | Corduff [T121,T122] | CORDUFF |  | 53.4183 | -6.357
MV/LV Substation BT***426Z |  | 10 kV | _ | LV | 400 kVA :Building Structure | 0.4 | --> | 0.4 | 0 | 0 | Constrained, otherwise capacity available =320 kVA | --> | 0.38 | 0 | 0.04 | 0.361 | 0 |  | --> | C11 ex BALLYCOOLIN | Ballycoolin [T41,T42,T43] | FINGLAS |  | 53.4116 | -6.3627
MV/LV Substation PA***4276 |  | 20 kV | _ | LV | 630 kVA :Building Structure | 0.63 | --> | 0.63 | 0.476 | 41.3 |  | --> | 0.598 | 0 | 0 | 0.5 | 0 |  | --> | E13 ex CORDUFF | Corduff [T121,T122] | CORDUFF |  | 53.4188 | -6.35
MV/LV Substation TY***4277 |  | 10 kV | _ | LV | 630 kVA :Kiosk Substation | 0.63 | --> | 0.63 | 0 | 0 | Constrained, otherwise capacity available =535 kVA | --> | 0.598 | 0 | 0 | 0.5 | 0 |  | --> | C14 ex MACETOWN | Macetown [T101,T102] | MACETOWN |  | 53.4108 | -6.4022
MV/LV Substation CL***4278 |  | 10 kV | _ | LV | 630 kVA :Kiosk Substation | 0.63 | --> | 0.63 | 0.5 | 7.91 |  | --> | 0.598 | 0 | 0 | 0.5 | 0 |  | --> | C23 ex PELLETSTOWN | Pelletstown [T101,T102] | FINGLAS |  | 53.3853 | -6.3714
MV/LV Substation KI***4279 |  | 20 kV | _ | LV | 630 kVA :Building Structure | 0.63 | --> | 0.63 | 0.5 | 41.3 |  | --> | 0.598 | 0 | 0 | 0.5 | 0 |  | --> | E13 ex CORDUFF | Corduff [T121,T122] | CORDUFF |  | 53.4169 | -6.3537
MV/LV Substation LI***4280 |  | 10 kV | _ | LV | 400 kVA :Building Structure | 0.4 | --> | 0.4 | 0 | 0 | Constrained, otherwise capacity available =309 kVA | --> | 0.38 | 0 | 0 | 0.392 | 0 |  | --> | C20 ex COOLMINE | Coolmine [T41,T42] | FINGLAS |  | 53.3958 | -6.4009
MV/LV Substation BR***4281 |  | 20 kV | _ | LV | 630 kVA :Building Structure | 0.63 | --> | 0.63 | 0 | 0 | Constrained, otherwise capacity available =616 kVA | --> | 0.598 | 0 | 0 | 0.5 | 0 |  | --> | C21 ex MACETOWN | Macetown [T101,T102] | MACETOWN |  | 53.4318 | -6.449
MV/LV Substation HU***4286 |  | 20 kV | _ | LV | 50 kVA :Pole Substation | 0.05 | --> | 0.05 | 0 | 0 | Constrained, otherwise capacity available =50 kVA | --> | 0.048 | 0 | 0 | 0 | 0 | Constrained, otherwise capacity available =48 kW | --> | E14 ex CORDUFF |  |  |  | 53.4124 | -6.3429
MV/LV Substation SV***4287 |  | 10 kV | _ | LV | 1000 kVA :Building Structure | 1 | --> | 1 | 0 | 0 | Constrained, otherwise capacity available =1000 kVA | --> | 0.95 | 0 | 0 | 0.5 | 0 |  | --> | C22 ex MACETOWN | Macetown [T101,T102] | MACETOWN |  | 53.3894 | -6.4388
MV/LV Substation RA***429 |  | 10 kV | _ | LV | 100 kVA :Pole Substation | 0.1 | --> | 0.1 | 0.082 | 7.91 |  | --> | 0.095 | 0 | 0 | 0.098 | 0 |  | --> | C26 ex PELLETSTOWN | Pelletstown [T101,T102] | FINGLAS |  | 53.3837 | -6.3587
MV/LV Substation WI***4291 |  | 10 kV | _ | LV | 630 kVA :Kiosk Substation | 0.63 | --> | 0.63 | 0 | 0 | Constrained, otherwise capacity available =597 kVA | --> | 0.598 | 0 | 0.142 | 0.498 | 0 |  | --> | C39 ex COLLEGE PARK | College Park [T101,T102,T103] | COLLEGE PARK |  | 53.4254 | -6.3757
MV/LV Substation BA***4292 |  | 10 kV | _ | LV | 1000 kVA :Building Structure | 1 | --> | 1 | 0 | 0 | Constrained, otherwise capacity available =914 kVA | --> | 0.95 | 0 | 0 | 0.5 | 0 |  | --> | C14 ex COOLMINE | Coolmine [T41,T42] | FINGLAS |  | 53.3878 | -6.4419
MV/LV Substation BA***4293 |  | 10 kV | _ | LV | 1000 kVA :Building Structure | 1 | --> | 1 | 0 | 0 | Constrained, otherwise capacity available =924 kVA | --> | 0.95 | 0 | 0 | 0.5 | 0 |  | --> | C14 ex COOLMINE | Coolmine [T41,T42] | FINGLAS |  | 53.3878 | -6.4419
MV/LV Substation UN***4294 |  | 20 kV | _ | LV | 630 kVA :Building Structure | 0.63 | --> | 0.63 | 0 | 0 | Constrained, otherwise capacity available =530 kVA | --> | 0.598 | 0 | 0 | 0 | 0 | Constrained, otherwise capacity available =612 kW | --> | E14 ex CORDUFF |  |  |  | 53.415 | -6.3472
MV/LV Substation LI***4295 |  | 10 kV | _ | LV | 630 kVA :Kiosk Substation | 0.63 | --> | 0.63 | 0 | 0 | Constrained, otherwise capacity available =561 kVA | --> | 0.598 | 0 | 0.011 | 0.5 | 0 |  | --> | C21 ex MONEYCOOLEY | Moneycooley [T41,T42,T44] | GRIFFINRATH |  | 53.3872 | -6.5792
MV/LV Substation VE***4297 |  | 20 kV | _ | LV | 200 kVA :Pole Substation | 0.2 | --> | 0.2 | 0 | 0 | Constrained, otherwise capacity available =200 kVA | --> | 0.19 | 0 | 0 | 0.19 | 0 |  | --> | E12 ex KILCOCK | Kilcock [T421,T422] | GRIFFINRATH |  | 53.4454 | -6.5332
MV/LV Substation BT***4299 |  | 10 kV | _ | LV | 400 kVA :Kiosk Substation | 0.4 | --> | 0.4 | 0 | 0 | Constrained, otherwise capacity available =400 kVA | --> | 0.38 | 0 | 0 | 0.38 | 0 |  | --> | C18 ex BALLYCOOLIN | Ballycoolin [T41,T42,T43] | FINGLAS |  | 53.4047 | -6.369
MV/LV Substation TA***430 |  | 10 kV | _ | LV | 200 kVA :Kiosk Substation | 0.2 | --> | 0.2 | 0.139 | 7.91 |  | --> | 0.19 | 0 | 0.056 | 0.157 | 0 |  | --> | C23 ex PELLETSTOWN | Pelletstown [T101,T102] | FINGLAS |  | 53.3843 | -6.3668
MV/LV Substation MA***4300 |  | 10 kV | _ | LV | 400 kVA :Kiosk Substation | 0.4 | --> | 0.4 | 0 | 0 | Constrained, otherwise capacity available =400 kVA | --> | 0.38 | 0 | 0 | 0.38 | 0 |  | --> | C21 ex MONEYCOOLEY | Moneycooley [T41,T42,T44] | GRIFFINRATH |  | 53.3914 | -6.5986
MV/LV Substation LI***4303 |  | 10 kV | _ | LV | 630 kVA :Kiosk Substation | 0.63 | --> | 0.63 | 0 | 0 | Constrained, otherwise capacity available =484 kVA | --> | 0.598 | 0 | 0.005 | 0.5 | 0 |  | --> | C21 ex MONEYCOOLEY | Moneycooley [T41,T42,T44] | GRIFFINRATH |  | 53.3881 | -6.5818
MV/LV Substation LI***4305 |  | 10 kV | _ | LV | 630 kVA :Building Structure | 0.63 | --> | 0.63 | 0 | 0 | Constrained, otherwise capacity available =530 kVA | --> | 0.598 | 0 | 0 | 0.5 | 0 |  | --> | C39 ex COLLEGE PARK | College Park [T101,T102,T103] | COLLEGE PARK |  | 53.4209 | -6.3817
MV/LV Substation CO***4306 |  | 10 kV | _ | LV | 400 kVA :Kiosk Substation | 0.4 | --> | 0.4 | 0 | 0 | Constrained, otherwise capacity available =400 kVA | --> | 0.38 | 0 | 0 | 0.38 | 0 |  | --> | C39 ex COLLEGE PARK | College Park [T101,T102,T103] | COLLEGE PARK |  | 53.417 | -6.3645
MV/LV Substation WH***4309 |  | 10 kV | _ | LV | 1000 kVA :Building Structure | 1 | --> | 1 | 0.5 | 7.91 |  | --> | 0.95 | 0 | 0.008 | 0.5 | 0 |  | --> | C23 ex PELLETSTOWN | Pelletstown [T101,T102] | FINGLAS |  | 53.3713 | -6.3822
MV/LV Substation AR***430Z |  | 10 kV | _ | LV | 400 kVA :Kiosk Substation | 0.4 | --> | 0.4 | 0 | 0 | Constrained, otherwise capacity available =310 kVA | --> | 0.38 | 0 | 0.005 | 0.388 | 0 |  | --> | C11 ex MACETOWN | Macetown [T101,T102] | MACETOWN |  | 53.4047 | -6.4077
MV/LV Substation WH***4310 |  | 10 kV | _ | LV | 1000 kVA :Building Structure | 1 | --> | 1 | 0.5 | 7.91 |  | --> | 0.95 | 0 | 0.013 | 0.5 | 0 |  | --> | C23 ex PELLETSTOWN | Pelletstown [T101,T102] | FINGLAS |  | 53.3713 | -6.3822
MV/LV Substation FC***4314 |  | 10 kV | _ | LV | 400 kVA :Kiosk Substation | 0.4 | --> | 0.4 | 0 | 0 | Constrained, otherwise capacity available =372 kVA | --> | 0.38 | 0 | 0 | 0.384 | 0 |  | --> | C12 ex COOLMINE | Coolmine [T41,T42] | FINGLAS |  | 53.3843 | -6.3964
MV/LV Substation ST***4316 |  | 10 kV | _ | LV | 1000 kVA :Building Structure | 1 | --> | 1 | 0 | 0 | Constrained, otherwise capacity available =870 kVA | --> | 0.95 | 0 | 0.01 | 0.5 | 0 |  | --> | C14 ex COOLMINE | Coolmine [T41,T42] | FINGLAS |  | 53.3865 | -6.4396
MV/LV Substation AR***431Z |  | 10 kV | _ | LV | 200 kVA :Kiosk Substation | 0.2 | --> | 0.2 | 0 | 0 | Constrained, otherwise capacity available =157 kVA | --> | 0.19 | 0 | 0 | 0.196 | 0 |  | --> | C11 ex MACETOWN | Macetown [T101,T102] | MACETOWN |  | 53.4034 | -6.4099
MV/LV Substation CL***4320 |  | 10 kV | _ | LV | 630 kVA :Kiosk Substation | 0.63 | --> | 0.63 | 0 | 0 | Constrained, otherwise capacity available =620 kVA | --> | 0.598 | 0 | 0.006 | 0.5 | 0 |  | --> | C14 ex COOLMINE | Coolmine [T41,T42] | FINGLAS |  | 53.3834 | -6.4173
MV/LV Substation ID***4326 |  | 10 kV | _ | LV | 400 kVA :Kiosk Substation | 0.4 | --> | 0.4 | 0 | 0 | Constrained, otherwise capacity available =399 kVA | --> | 0.38 | 0 | 0 | 0.38 | 0 |  | --> | C18 ex BALLYCOOLIN | Ballycoolin [T41,T42,T43] | FINGLAS |  | 53.4038 | -6.3703
MV/LV Substation ST***4327 |  | 10 kV | _ | LV | 50 kVA :Pole Substation | 0.05 | --> | 0.05 | 0 | 0 | Constrained, otherwise capacity available =38 kVA | --> | 0.048 | 0 | 0 | 0.049 | 0 |  | --> | C26 ex MONEYCOOLEY | Moneycooley [T41,T42,T44] | GRIFFINRATH |  | 53.3875 | -6.5977
MV/LV Substation PH***432Z |  | 10 kV | _ | LV | 630 kVA :Kiosk Substation | 0.63 | --> | 0.63 | 0 | 0 | Constrained, otherwise capacity available =585 kVA | --> | 0.598 | 0 | 0 | 0.5 | 0 |  | --> | C22 ex MACETOWN | Macetown [T101,T102] | MACETOWN |  | 53.3996 | -6.4361
MV/LV Substation MI***433 |  | 10 kV | _ | LV | 200 kVA :Kiosk Substation | 0.2 | --> | 0.2 | 0.092 | 7.91 |  | --> | 0.19 | 0 | 0.031 | 0.181 | 0 |  | --> | C23 ex PELLETSTOWN | Pelletstown [T101,T102] | FINGLAS |  | 53.3866 | -6.3733
MV/LV Substation ST***4330 |  | 20 kV | _ | LV | 400 kVA :Kiosk Substation | 0.4 | --> | 0.4 | 0 | 0 | Constrained, otherwise capacity available =400 kVA | --> | 0.38 | 0 | 0 | 0.38 | 0 |  | --> | C17 ex MONEYCOOLEY | Moneycooley [T41,T42,T44] | GRIFFINRATH |  | 53.4143 | -6.4751
MV/LV Substation PU***4335 |  | 10 kV | _ | LV | 630 kVA :Building Structure | 0.63 | --> | 0.63 | 0 | 0 | Constrained, otherwise capacity available =130 kVA | --> | 0.598 | 0 | 0 | 0.5 | 0 |  | --> | C20 ex BALLYCOOLIN | Ballycoolin [T41,T42,T43] | FINGLAS |  | 53.4067 | -6.3502
MV/LV Substation DA***4338 |  | 10 kV | _ | LV | 200 kVA :Kiosk Substation | 0.2 | --> | 0.2 | 0 | 0 | Constrained, otherwise capacity available =200 kVA | --> | 0.19 | 0 | 0 | 0.19 | 0 |  | --> | C11 ex MACETOWN | Macetown [T101,T102] | MACETOWN |  | 53.4101 | -6.4196
MV/LV Substation CO***433Z |  | 10 kV | _ | LV | 200 kVA :Kiosk Substation | 0.2 | --> | 0.2 | 0 | 0 | Constrained, otherwise capacity available =165 kVA | --> | 0.19 | 0 | 0.005 | 0.191 | 0 |  | --> | C24 ex BALLYCOOLIN | Ballycoolin [T41,T42,T43] | FINGLAS |  | 53.3986 | -6.3782
MV/LV Substation VI***434 |  | 10 kV | _ | LV | 200 kVA :Kiosk Substation | 0.2 | --> | 0.2 | 0 | 0 | Constrained, otherwise capacity available =135 kVA | --> | 0.19 | 0 | 0.012 | 0.19 | 0 |  | --> | C14 ex COOLMINE | Coolmine [T41,T42] | FINGLAS |  | 53.3812 | -6.4102
MV/LV Substation KI***4342 |  | 10 kV | _ | LV | 630 kVA :Kiosk Substation | 0.63 | --> | 0.63 | 0 | 0 | Constrained, otherwise capacity available =544 kVA | --> | 0.598 | 0 | 0.156 | 0.494 | 0 |  | --> | C39 ex COLLEGE PARK | College Park [T101,T102,T103] | COLLEGE PARK |  | 53.4253 | -6.379
MV/LV Substation KI***4343 |  | 10 kV | _ | LV | 630 kVA :Kiosk Substation | 0.63 | --> | 0.63 | 0 | 0 | Constrained, otherwise capacity available =546 kVA | --> | 0.598 | 0 | 0.17 | 0.484 | 0 |  | --> | C39 ex COLLEGE PARK | College Park [T101,T102,T103] | COLLEGE PARK |  | 53.4267 | -6.3819
MV/LV Substation KI***4344 |  | 10 kV | _ | LV | 630 kVA :Kiosk Substation | 0.63 | --> | 0.63 | 0 | 0 | Constrained, otherwise capacity available =566 kVA | --> | 0.598 | 0 | 0.121 | 0.5 | 0 |  | --> | C39 ex COLLEGE PARK | College Park [T101,T102,T103] | COLLEGE PARK |  | 53.4279 | -6.3838
MV/LV Substation KI***4345 |  | 10 kV | _ | LV | 630 kVA :Kiosk Substation | 0.63 | --> | 0.63 | 0 | 0 | Constrained, otherwise capacity available =569 kVA | --> | 0.598 | 0 | 0.099 | 0.5 | 0 |  | --> | C39 ex COLLEGE PARK | College Park [T101,T102,T103] | COLLEGE PARK |  | 53.4269 | -6.3841
MV/LV Substation KI***4346 |  | 10 kV | _ | LV | 630 kVA :Kiosk Substation | 0.63 | --> | 0.63 | 0 | 0 | Constrained, otherwise capacity available =593 kVA | --> | 0.598 | 0 | 0.066 | 0.5 | 0 |  | --> | C39 ex COLLEGE PARK | College Park [T101,T102,T103] | COLLEGE PARK |  | 53.4264 | -6.386
MV/LV Substation LA***4347 |  | 10 kV | _ | LV | 400 kVA :Building Structure | 0.4 | --> | 0.4 | 0 | 0 | Constrained, otherwise capacity available =400 kVA | --> | 0.38 | 0 | 0 | 0.38 | 0 |  | --> | C25 ex BALLYCOOLIN | Ballycoolin [T41,T42,T43] | FINGLAS |  | 53.4074 | -6.3464
MV/LV Substation HW***4348 |  | 10 kV | _ | LV | 400 kVA :Kiosk Substation | 0.4 | --> | 0.4 | 0 | 0 | Constrained, otherwise capacity available =351 kVA | --> | 0.38 | 0 | 0.006 | 0.382 | 0 |  | --> | C39 ex COLLEGE PARK | College Park [T101,T102,T103] | COLLEGE PARK |  | 53.4233 | -6.3743
MV/LV Substation WA***4349 |  | 20 kV | _ | LV | 50 kVA :Pole Substation | 0.05 | --> | 0.05 | 0 | 0 | Constrained, otherwise capacity available =47 kVA | --> | 0.048 | 0 | 0 | 0.048 | 0 |  | --> | C17 ex MONEYCOOLEY | Moneycooley [T41,T42,T44] | GRIFFINRATH |  | 53.3918 | -6.4957
MV/LV Substation ON***434Z |  | 10 kV | _ | LV | 630 kVA :Kiosk Substation | 0.63 | --> | 0.63 | 0 | 0 | Constrained, otherwise capacity available =531 kVA | --> | 0.598 | 0 | 0 | 0.5 | 0 |  | --> | C22 ex MACETOWN | Macetown [T101,T102] | MACETOWN |  | 53.3973 | -6.4405
MV/LV Substation KI***4350 |  | 10 kV | _ | LV | 630 kVA :Kiosk Substation | 0.63 | --> | 0.63 | 0 | 0 | Constrained, otherwise capacity available =607 kVA | --> | 0.598 | 0 | 0.04 | 0.5 | 0 |  | --> | C39 ex COLLEGE PARK | College Park [T101,T102,T103] | COLLEGE PARK |  | 53.4258 | -6.3871
MV/LV Substation KI***4351 |  | 10 kV | _ | LV | 630 kVA :Kiosk Substation | 0.63 | --> | 0.63 | 0 | 0 | Constrained, otherwise capacity available =628 kVA | --> | 0.598 | 0 | 0 | 0.5 | 0 |  | --> | C20 ex COOLMINE | Coolmine [T41,T42] | FINGLAS |  | 53.3831 | -6.4018
MV/LV Substation HA***4352 |  | 10 kV | _ | LV | 400 kVA :Kiosk Substation | 0.4 | --> | 0.4 | 0 | 0 | Constrained, otherwise capacity available =400 kVA | --> | 0.38 | 0 | 0 | 0.38 | 0 |  | --> | C15 ex COOLMINE | Coolmine [T41,T42] | FINGLAS |  | 53.3925 | -6.4189
MV/LV Substation HO***4353 |  | 10 kV | _ | LV | 630 kVA :Kiosk Substation | 0.63 | --> | 0.63 | 0 | 0 | Constrained, otherwise capacity available =597 kVA | --> | 0.598 | 0 | 0.014 | 0.5 | 0 |  | --> | C39 ex COLLEGE PARK | College Park [T101,T102,T103] | COLLEGE PARK |  | 53.4279 | -6.371
MV/LV Substation CH***435Z |  | 10 kV | _ | LV | 400 kVA :Kiosk Substation | 0.4 | --> | 0.4 | 0 | 0 | Constrained, otherwise capacity available =328 kVA | --> | 0.38 | 0 | 0 | 0.39 | 0 |  | --> | C22 ex MACETOWN | Macetown [T101,T102] | MACETOWN |  | 53.3964 | -6.4385
MV/LV Substation LO***436 |  | 10 kV | _ | LV | 50 kVA :Pole Substation | 0.05 | --> | 0.05 | 0 | 0 | Constrained, otherwise capacity available =43 kVA | --> | 0.048 | 0 | 0 | 0.048 | 0 |  | --> | C23 ex MACETOWN | Macetown [T101,T102] | MACETOWN |  | 53.418 | -6.4535
MV/LV Substation BA***4361 |  | 10 kV | _ | LV | 630 kVA :Kiosk Substation | 0.63 | --> | 0.63 | 0 | 0 | Constrained, otherwise capacity available =615 kVA | --> | 0.598 | 0 | 0 | 0.5 | 0 |  | --> | C14 ex COOLMINE | Coolmine [T41,T42] | FINGLAS |  | 53.3886 | -6.4408
MV/LV Substation MA***436Z |  | 10 kV | _ | LV | 400 kVA :Building Structure | 0.4 | --> | 0.4 | 0 | 0 | Constrained, otherwise capacity available =353 kVA | --> | 0.38 | 0 | 0.005 | 0.383 | 0 |  | --> | C22 ex MACETOWN | Macetown [T101,T102] | MACETOWN |  | 53.3961 | -6.4402
MV/LV Substation CH***4370 |  | 10 kV | _ | LV | 1000 kVA :Building Structure | 1 | --> | 1 | 0 | 0 | Constrained, otherwise capacity available =995 kVA | --> | 0.95 | 0 | 0.083 | 0.5 | 0 |  | --> | C43 ex COLLEGE PARK | College Park [T101,T102,T103] | COLLEGE PARK |  | 53.4133 | -6.3957
MV/LV Substation CH***4371 |  | 10 kV | _ | LV | 630 kVA :Kiosk Substation | 0.63 | --> | 0.63 | 0 | 0 | Constrained, otherwise capacity available =603 kVA | --> | 0.598 | 0 | 0 | 0.5 | 0 |  | --> | C43 ex COLLEGE PARK | College Park [T101,T102,T103] | COLLEGE PARK |  | 53.4121 | -6.3936
MV/LV Substation CH***4372 |  | 10 kV | _ | LV | 630 kVA :Kiosk Substation | 0.63 | --> | 0.63 | 0 | 0 | Constrained, otherwise capacity available =623 kVA | --> | 0.598 | 0 | 0 | 0.5 | 0 |  | --> | C43 ex COLLEGE PARK | College Park [T101,T102,T103] | COLLEGE PARK |  | 53.4132 | -6.393
MV/LV Substation CH***4374 |  | 10 kV | _ | LV | 630 kVA :Kiosk Substation | 0.63 | --> | 0.63 | 0 | 0 | Constrained, otherwise capacity available =610 kVA | --> | 0.598 | 0 | 0 | 0.5 | 0 |  | --> | C43 ex COLLEGE PARK | College Park [T101,T102,T103] | COLLEGE PARK |  | 53.4124 | -6.3917
MV/LV Substation PA***437Z |  | 10 kV | _ | LV | 400 kVA :Building Structure | 0.4 | --> | 0.4 | 0 | 0 | Constrained, otherwise capacity available =277 kVA | --> | 0.38 | 0 | 0 | 0.396 | 0 |  | --> | C22 ex MACETOWN | Macetown [T101,T102] | MACETOWN |  | 53.3958 | -6.439
MV/LV Substation SC***4381 |  | 10 kV | _ | LV | 400 kVA :Kiosk Substation | 0.4 | --> | 0.4 | 0 | 0 | Constrained, otherwise capacity available =381 kVA | --> | 0.38 | 0 | 0 | 0.383 | 0 |  | --> | C11 ex COOLMINE | Coolmine [T41,T42] | FINGLAS |  | 53.3761 | -6.4098
MV/LV Substation KI***4386 |  | 10 kV | _ | LV | 630 kVA :Kiosk Substation | 0.63 | --> | 0.63 | 0 | 0 | Constrained, otherwise capacity available =626 kVA | --> | 0.598 | 0 | 0.029 | 0.5 | 0 |  | --> | C39 ex COLLEGE PARK | College Park [T101,T102,T103] | COLLEGE PARK |  | 53.4278 | -6.3877
MV/LV Substation KI***4387 |  | 10 kV | _ | LV | 630 kVA :Kiosk Substation | 0.63 | --> | 0.63 | 0 | 0 | Constrained, otherwise capacity available =580 kVA | --> | 0.598 | 0 | 0.058 | 0.5 | 0 |  | --> | C39 ex COLLEGE PARK | College Park [T101,T102,T103] | COLLEGE PARK |  | 53.4269 | -6.3903
MV/LV Substation KI***4388 |  | 10 kV | _ | LV | 630 kVA :Kiosk Substation | 0.63 | --> | 0.63 | 0 | 0 | Constrained, otherwise capacity available =618 kVA | --> | 0.598 | 0 | 0.063 | 0.5 | 0 |  | --> | C39 ex COLLEGE PARK | College Park [T101,T102,T103] | COLLEGE PARK |  | 53.4281 | -6.3892
MV/LV Substation KI***4389 |  | 10 kV | _ | LV | 630 kVA :Kiosk Substation | 0.63 | --> | 0.63 | 0 | 0 | Constrained, otherwise capacity available =627 kVA | --> | 0.598 | 0 | 0.034 | 0.5 | 0 |  | --> | C39 ex COLLEGE PARK | College Park [T101,T102,T103] | COLLEGE PARK |  | 53.4286 | -6.3867
MV/LV Substation HA***438Z |  | 10 kV | _ | LV | 400 kVA :Kiosk Substation | 0.4 | --> | 0.4 | 0 | 0 | Constrained, otherwise capacity available =357 kVA | --> | 0.38 | 0 | 0 | 0.386 | 0 |  | --> | C15 ex COOLMINE | Coolmine [T41,T42] | FINGLAS |  | 53.3925 | -6.4219
MV/LV Substation KI***4390 |  | 10 kV | _ | LV | 630 kVA :Kiosk Substation | 0.63 | --> | 0.63 | 0 | 0 | Constrained, otherwise capacity available =621 kVA | --> | 0.598 | 0 | 0.124 | 0.5 | 0 |  | --> | C39 ex COLLEGE PARK | College Park [T101,T102,T103] | COLLEGE PARK |  | 53.4291 | -6.39
MV/LV Substation KI***4391 |  | 10 kV | _ | LV | 630 kVA :Kiosk Substation | 0.63 | --> | 0.63 | 0 | 0 | Constrained, otherwise capacity available =629 kVA | --> | 0.598 | 0 | 0.01 | 0.5 | 0 |  | --> | C39 ex COLLEGE PARK | College Park [T101,T102,T103] | COLLEGE PARK |  | 53.4299 | -6.3916
MV/LV Substation KI***4392 |  | 10 kV | _ | LV | 630 kVA :Kiosk Substation | 0.63 | --> | 0.63 | 0 | 0 | Constrained, otherwise capacity available =574 kVA | --> | 0.598 | 0 | 0.104 | 0.5 | 0 |  | --> | C39 ex COLLEGE PARK | College Park [T101,T102,T103] | COLLEGE PARK |  | 53.4283 | -6.3918
MV/LV Substation KI***4393 |  | 10 kV | _ | LV | 630 kVA :Kiosk Substation | 0.63 | --> | 0.63 | 0 | 0 | Constrained, otherwise capacity available =625 kVA | --> | 0.598 | 0 | 0.023 | 0.5 | 0 |  | --> | C39 ex COLLEGE PARK | College Park [T101,T102,T103] | COLLEGE PARK |  | 53.4271 | -6.3944
MV/LV Substation CH***4394 |  | 10 kV | _ | LV | 630 kVA :Kiosk Substation | 0.63 | --> | 0.63 | 0 | 0 | Constrained, otherwise capacity available =504 kVA | --> | 0.598 | 0 | 0 | 0.5 | 0 |  | --> | C14 ex COOLMINE | Coolmine [T41,T42] | FINGLAS |  | 53.3845 | -6.4224
MV/LV Substation CH***4395 |  | 10 kV | _ | LV | 630 kVA :Kiosk Substation | 0.63 | --> | 0.63 | 0 | 0 | Constrained, otherwise capacity available =630 kVA | --> | 0.598 | 0 | 0 | 0.5 | 0 |  | --> | C14 ex COOLMINE | Coolmine [T41,T42] | FINGLAS |  | 53.3848 | -6.4204
MV/LV Substation MA***440Z |  | 10 kV | _ | LV | 1000 kVA :Building Structure | 1 | --> | 1 | 0 | 0 | Constrained, otherwise capacity available =751 kVA | --> | 0.95 | 0 | 0.05 | 0.5 | 0 |  | --> | C26 ex MONEYCOOLEY | Moneycooley [T41,T42,T44] | GRIFFINRATH |  | 53.3819 | -6.5954
MV/LV Substation LI***4415 |  | 10 kV | _ | LV | 400 kVA :Building Structure | 0.4 | --> | 0.4 | 0 | 0 | Constrained, otherwise capacity available =400 kVA | --> | 0.38 | 0 | 0 | 0.38 | 0 |  | --> | C23 ex MACETOWN | Macetown [T101,T102] | MACETOWN |  | 53.4207 | -6.4726
MV/LV Substation LU***4416 |  | 10 kV | _ | LV | 630 kVA :Kiosk Substation | 0.63 | --> | 0.63 | 0 | 0 | Constrained, otherwise capacity available =628 kVA | --> | 0.598 | 0 | 0 | 0.5 | 0 |  | --> | C11 ex COOLMINE | Coolmine [T41,T42] | FINGLAS |  | 53.378 | -6.4096
MV/LV Substation LU***4417 |  | 10 kV | _ | LV | 630 kVA :Kiosk Substation | 0.63 | --> | 0.63 | 0 | 0 | Constrained, otherwise capacity available =630 kVA | --> | 0.598 | 0 | 0 | 0.5 | 0 |  | --> | C11 ex COOLMINE | Coolmine [T41,T42] | FINGLAS |  | 53.3777 | -6.4082
MV/LV Substation CO***4423 |  | 10 kV | _ | LV | 400 kVA :Kiosk Substation | 0.4 | --> | 0.4 | 0 | 0 | Constrained, otherwise capacity available =261 kVA | --> | 0.38 | 0 | 0.038 | 0.37 | 0 |  | --> | C17 ex CASTLEKNOCK | Castleknock [T41,T42] | FINGLAS |  | 53.3728 | -6.3751
MV/LV Substation OA***4436 |  | 10 kV | _ | LV | 630 kVA :Kiosk Substation | 0.63 | --> | 0.63 | 0 | 0 | Constrained, otherwise capacity available =630 kVA | --> | 0.598 | 0 | 0 | 0.5 | 0 |  | --> | C23 ex MACETOWN | Macetown [T101,T102] | MACETOWN |  | 53.4131 | -6.4617
MV/LV Substation FL***447 |  | 20 kV | _ | LV | 100 kVA :Pole Substation | 0.1 | --> | 0.1 | 0 | 0 | Constrained, otherwise capacity available =91 kVA | --> | 0.095 | 0 | 0 | 0.096 | 0 |  | --> | C21 ex MACETOWN | Macetown [T101,T102] | MACETOWN |  | 53.4436 | -6.4759
MV/LV Substation SU***448Z |  | 10 kV | _ | LV | 630 kVA :Kiosk Substation | 0.63 | --> | 0.63 | 0 | 0 | Constrained, otherwise capacity available =542 kVA | --> | 0.598 | 0 | 0 | 0.5 | 0 |  | --> | C18 ex MACETOWN | Macetown [T101,T102] | MACETOWN |  | 53.4087 | -6.4418
MV/LV Substation SU***449Z |  | 10 kV | _ | LV | 400 kVA :Kiosk Substation | 0.4 | --> | 0.4 | 0 | 0 | Constrained, otherwise capacity available =270 kVA | --> | 0.38 | 0 | 0.002 | 0.396 | 0 |  | --> | C18 ex MACETOWN | Macetown [T101,T102] | MACETOWN |  | 53.4086 | -6.4436
MV/LV Substation WA***450 |  | 20 kV | _ | LV | 50 kVA :Pole Substation | 0.05 | --> | 0.05 | 0 | 0 | Constrained, otherwise capacity available =29 kVA | --> | 0.048 | 0 | 0.024 | 0.032 | 0 |  | --> | C21 ex MACETOWN | Macetown [T101,T102] | MACETOWN |  | 53.4408 | -6.5102
MV/LV Substation DU***450Z |  | 20 kV | _ | LV | 400 kVA :Kiosk Substation | 0.4 | --> | 0.4 | 0 | 0 | Constrained, otherwise capacity available =240 kVA | --> | 0.38 | 0 | 0.073 | 0.347 | 0 |  | --> | C17 ex MONEYCOOLEY | Moneycooley [T41,T42,T44] | GRIFFINRATH |  | 53.4144 | -6.483
MV/LV Substation DU***451Z |  | 20 kV | _ | LV | 400 kVA :Kiosk Substation | 0.4 | --> | 0.4 | 0 | 0 | Constrained, otherwise capacity available =303 kVA | --> | 0.38 | 0 | 0.014 | 0.383 | 0 |  | --> | C17 ex MONEYCOOLEY | Moneycooley [T41,T42,T44] | GRIFFINRATH |  | 53.4133 | -6.4796
MV/LV Substation DU***452Z |  | 20 kV | _ | LV | 630 kVA :Kiosk Substation | 0.63 | --> | 0.63 | 0 | 0 | Constrained, otherwise capacity available =519 kVA | --> | 0.598 | 0 | 0.033 | 0.5 | 0 |  | --> | C17 ex MONEYCOOLEY | Moneycooley [T41,T42,T44] | GRIFFINRATH |  | 53.4128 | -6.4778
MV/LV Substation DU***453Z |  | 20 kV | _ | LV | 630 kVA :Kiosk Substation | 0.63 | --> | 0.63 | 0 | 0 | Constrained, otherwise capacity available =518 kVA | --> | 0.598 | 0 | 0 | 0.5 | 0 |  | --> | C17 ex MONEYCOOLEY | Moneycooley [T41,T42,T44] | GRIFFINRATH |  | 53.4148 | -6.4796
MV/LV Substation D.***454Z |  | 20 kV | _ | LV | 400 kVA :Kiosk Substation | 0.4 | --> | 0.4 | 0 | 0 | Constrained, otherwise capacity available =299 kVA | --> | 0.38 | 0 | 0 | 0.394 | 0 |  | --> | C17 ex MONEYCOOLEY | Moneycooley [T41,T42,T44] | GRIFFINRATH |  | 53.4156 | -6.4787
MV/LV Substation HA***455 |  | 20 kV | _ | LV | 100 kVA :Pole Substation | 0.1 | --> | 0.1 | 0 | 0 | Constrained, otherwise capacity available =89 kVA | --> | 0.095 | 0 | 0.015 | 0.085 | 0 |  | --> | C17 ex MONEYCOOLEY | Moneycooley [T41,T42,T44] | GRIFFINRATH |  | 53.4346 | -6.541
MV/LV Substation MA***455Z |  | 10 kV | _ | LV | 1000 kVA :Building Structure | 1 | --> | 1 | 0 | 0 | Constrained, otherwise capacity available =799 kVA | --> | 0.95 | 0 | 0 | 0.5 | 0 |  | --> | C26 ex MONEYCOOLEY | Moneycooley [T41,T42,T44] | GRIFFINRATH |  | 53.3818 | -6.5955
MV/LV Substation MO***458Z |  | 10 kV | _ | LV | 400 kVA :Kiosk Substation | 0.4 | --> | 0.4 | 0 | 0 | Constrained, otherwise capacity available =305 kVA | --> | 0.38 | 0 | 0.034 | 0.368 | 0 |  | --> | C39 ex COLLEGE PARK | College Park [T101,T102,T103] | COLLEGE PARK |  | 53.4223 | -6.3926
MV/LV Substation DR***459Z |  | 10 kV | _ | LV | 400 kVA :Kiosk Substation | 0.4 | --> | 0.4 | 0 | 0 | Constrained, otherwise capacity available =379 kVA | --> | 0.38 | 0 | 0 | 0.383 | 0 |  | --> | C14 ex MACETOWN | Macetown [T101,T102] | MACETOWN |  | 53.4057 | -6.3868
MV/LV Substation KI***460Z |  | 20 kV | _ | LV | 50 kVA :Pole Substation | 0.05 | --> | 0.05 | 0 | 0 | Constrained, otherwise capacity available =45 kVA | --> | 0.048 | 0 | 0.005 | 0.044 | 0 |  | --> | E12 ex KILCOCK | Kilcock [T421,T422] | GRIFFINRATH |  | 53.4067 | -6.5754
MV/LV Substation CO***462 |  | 20 kV | _ | LV | 50 kVA :Pole Substation | 0.05 | --> | 0.05 | 0 | 0 | Constrained, otherwise capacity available =26 kVA | --> | 0.048 | 0 | 0 | 0.051 | 0 |  | --> | C17 ex MONEYCOOLEY | Moneycooley [T41,T42,T44] | GRIFFINRATH |  | 53.4281 | -6.4973
MV/LV Substation DU***462Z |  | 10 kV | _ | LV | 200 kVA :Kiosk Substation | 0.2 | --> | 0.2 | 0 | 0 | Constrained, otherwise capacity available =200 kVA | --> | 0.19 | 0 | 0 | 0.19 | 0 |  | --> | C20 ex COLLEGE PARK | College Park [T101,T102,T103] | COLLEGE PARK |  | 53.3943 | -6.3702
MV/LV Substation BA***463Z |  | 10 kV | _ | LV | 400 kVA :Kiosk Substation | 0.4 | --> | 0.4 | 0 | 0 | Constrained, otherwise capacity available =370 kVA | --> | 0.38 | 0 | 0 | 0.384 | 0 |  | --> | C20 ex COLLEGE PARK | College Park [T101,T102,T103] | COLLEGE PARK |  | 53.3933 | -6.3701
MV/LV Substation DU***465Z |  | 20 kV | _ | LV | 400 kVA :Building Structure | 0.4 | --> | 0.4 | 0 | 0 | Constrained, otherwise capacity available =396 kVA | --> | 0.38 | 0 | 0 | 0.38 | 0 |  | --> | C17 ex MONEYCOOLEY | Moneycooley [T41,T42,T44] | GRIFFINRATH |  | 53.4079 | -6.4887
MV/LV Substation HO***466Z |  | 20 kV | _ | LV | 50 kVA :Pole Substation | 0.05 | --> | 0.05 | 0 | 0 | Constrained, otherwise capacity available =44 kVA | --> | 0.048 | 0 | 0 | 0.048 | 0 |  | --> | C21 ex MONEYCOOLEY | Moneycooley [T41,T42,T44] | GRIFFINRATH |  | 53.3937 | -6.5397
MV/LV Substation WI***468Z |  | 10 kV | _ | LV | 400 kVA :Kiosk Substation | 0.4 | --> | 0.4 | 0 | 0 | Constrained, otherwise capacity available =339 kVA | --> | 0.38 | 0 | 0 | 0.388 | 0 |  | --> | C22 ex MACETOWN | Macetown [T101,T102] | MACETOWN |  | 53.3943 | -6.4404
MV/LV Substation MI***470Z |  | 20 kV | _ | LV | 630 kVA :Building Structure | 0.63 | --> | 0.63 | 0 | 0 | Constrained, otherwise capacity available =469 kVA | --> | 0.598 | 0 | 0.079 | 0 | 0 | Constrained, otherwise capacity available =562 kW | --> | E14 ex CORDUFF |  |  |  | 53.4158 | -6.3443
MV/LV Substation DO***471Z |  | 20 kV | _ | LV | 630 kVA :Building Structure | 0.63 | --> | 0.63 | 0.5 | 41.3 |  | --> | 0.598 | 0 | 0.15 | 0.492 | 0 |  | --> | E13 ex CORDUFF | Corduff [T121,T122] | CORDUFF |  | 53.4165 | -6.3571
MV/LV Substation MO***473Z |  | 10 kV | _ | LV | 400 kVA :Kiosk Substation | 0.4 | --> | 0.4 | 0 | 0 | Constrained, otherwise capacity available =254 kVA | --> | 0.38 | 0 | 0.039 | 0.371 | 0 |  | --> | C21 ex MONEYCOOLEY | Moneycooley [T41,T42,T44] | GRIFFINRATH |  | 53.3929 | -6.594
MV/LV Substation KE***475 |  | 10 kV | _ | LV | 100 kVA :Pole Substation | 0.1 | --> | 0.1 | 0 | 0 | Constrained, otherwise capacity available =88 kVA | --> | 0.095 | 0 | 0.011 | 0.088 | 0 |  | --> | C23 ex MACETOWN | Macetown [T101,T102] | MACETOWN |  | 53.398 | -6.468
MV/LV Substation CA***475Z |  | 10 kV | _ | LV | 400 kVA :Kiosk Substation | 0.4 | --> | 0.4 | 0 | 0 | Constrained, otherwise capacity available =325 kVA | --> | 0.38 | 0 | 0.055 | 0.349 | 0 |  | --> | C21 ex MONEYCOOLEY | Moneycooley [T41,T42,T44] | GRIFFINRATH |  | 53.3844 | -6.5882
MV/LV Substation WE***478Z |  | 10 kV | _ | LV | 1000 kVA :Building Structure | 1 | --> | 1 | 0 | 0 | Constrained, otherwise capacity available =789 kVA | --> | 0.95 | 0 | 0 | 0.5 | 0 |  | --> | C20 ex COLLEGE PARK | College Park [T101,T102,T103] | COLLEGE PARK |  | 53.3895 | -6.3872
MV/LV Substation MO***479Z |  | 10 kV | _ | LV | 400 kVA :Kiosk Substation | 0.4 | --> | 0.4 | 0 | 0 | Constrained, otherwise capacity available =287 kVA | --> | 0.38 | 0 | 0.054 | 0.355 | 0 |  | --> | C21 ex MONEYCOOLEY | Moneycooley [T41,T42,T44] | GRIFFINRATH |  | 53.3905 | -6.5939
MV/LV Substation MO***480Z |  | 10 kV | _ | LV | 400 kVA :Kiosk Substation | 0.4 | --> | 0.4 | 0 | 0 | Constrained, otherwise capacity available =314 kVA | --> | 0.38 | 0 | 0.044 | 0.359 | 0 |  | --> | C21 ex MONEYCOOLEY | Moneycooley [T41,T42,T44] | GRIFFINRATH |  | 53.3905 | -6.5913
MV/LV Substation MO***481Z |  | 10 kV | _ | LV | 400 kVA :Kiosk Substation | 0.4 | --> | 0.4 | 0 | 0 | Constrained, otherwise capacity available =337 kVA | --> | 0.38 | 0 | 0.067 | 0.339 | 0 |  | --> | C21 ex MONEYCOOLEY | Moneycooley [T41,T42,T44] | GRIFFINRATH |  | 53.3887 | -6.5951
MV/LV Substation MO***482Z |  | 10 kV | _ | LV | 200 kVA :Kiosk Substation | 0.2 | --> | 0.2 | 0 | 0 | Constrained, otherwise capacity available =106 kVA | --> | 0.19 | 0 | 0.014 | 0.192 | 0 |  | --> | C39 ex COLLEGE PARK | College Park [T101,T102,T103] | COLLEGE PARK |  | 53.4226 | -6.3951
MV/LV Substation MO***483Z |  | 10 kV | _ | LV | 400 kVA :Kiosk Substation | 0.4 | --> | 0.4 | 0 | 0 | Constrained, otherwise capacity available =333 kVA | --> | 0.38 | 0 | 0.024 | 0.371 | 0 |  | --> | C39 ex COLLEGE PARK | College Park [T101,T102,T103] | COLLEGE PARK |  | 53.4212 | -6.3934
MV/LV Substation ST***484Z |  | 10 kV | _ | LV | 400 kVA :Kiosk Substation | 0.4 | --> | 0.4 | 0 | 0 | Constrained, otherwise capacity available =288 kVA | --> | 0.38 | 0 | 0.009 | 0.388 | 0 |  | --> | C21 ex MONEYCOOLEY | Moneycooley [T41,T42,T44] | GRIFFINRATH |  | 53.3877 | -6.5966
MV/LV Substation CO***486Z |  | 10 kV | _ | LV | 400 kVA :Kiosk Substation | 0.4 | --> | 0.4 | 0 | 0 | Constrained, otherwise capacity available =232 kVA | --> | 0.38 | 0 | 0 | 0.402 | 0 |  | --> | C18 ex COOLMINE | Coolmine [T41,T42] | FINGLAS |  | 53.384 | -6.4004
MV/LV Substation MO***488Z |  | 10 kV | _ | LV | 100 kVA :Pole Substation | 0.1 | --> | 0.1 | 0 | 0 | Constrained, otherwise capacity available =66 kVA | --> | 0.095 | 0 | 0 | 0.1 | 0 |  | --> | C21 ex MONEYCOOLEY | Moneycooley [T41,T42,T44] | GRIFFINRATH |  | 53.3912 | -6.5988
MV/LV Substation WI***489Z |  | 10 kV | _ | LV | 400 kVA :Kiosk Substation | 0.4 | --> | 0.4 | 0 | 0 | Constrained, otherwise capacity available =289 kVA | --> | 0.38 | 0 | 0 | 0.395 | 0 |  | --> | C11 ex COOLMINE | Coolmine [T41,T42] | FINGLAS |  | 53.3804 | -6.3993
MV/LV Substation MA***490Z |  | 10 kV | _ | LV | 630 kVA :Building Structure | 0.63 | --> | 0.63 | 0 | 0 | Constrained, otherwise capacity available =563 kVA | --> | 0.598 | 0 | 0 | 0.5 | 0 |  | --> | C41 ex COLLEGE PARK | College Park [T101,T102,T103] | COLLEGE PARK |  | 53.4162 | -6.4085
MV/LV Substation MA***494Z |  | 10 kV | _ | LV | 400 kVA :Kiosk Substation | 0.4 | --> | 0.4 | 0 | 0 | Constrained, otherwise capacity available =366 kVA | --> | 0.38 | 0 | 0.003 | 0.382 | 0 |  | --> | C21 ex MONEYCOOLEY | Moneycooley [T41,T42,T44] | GRIFFINRATH |  | 53.3861 | -6.5958
MV/LV Substation DI***495Z |  | 10 kV | _ | LV | 400 kVA :Kiosk Substation | 0.4 | --> | 0.4 | 0.297 | 7.91 |  | --> | 0.38 | 0 | 0.01 | 0.386 | 0 |  | --> | C23 ex PELLETSTOWN | Pelletstown [T101,T102] | FINGLAS |  | 53.3689 | -6.3866
MV/LV Substation MI***496Z |  | 10 kV | _ | LV | 200 kVA :Building Structure | 0.2 | --> | 0.2 | 0 | 0 | Constrained, otherwise capacity available =198 kVA | --> | 0.19 | 0 | 0 | 0.19 | 0 |  | --> | C12 ex COOLMINE | Coolmine [T41,T42] | FINGLAS |  | 53.3876 | -6.3995
MV/LV Substation BL***497 |  | 10 kV | _ | LV | 200 kVA :Building Structure | 0.2 | --> | 0.2 | 0 | 0 | Constrained, otherwise capacity available =101 kVA | --> | 0.19 | 0 | 0.011 | 0.195 | 0 |  | --> | C20 ex COOLMINE | Coolmine [T41,T42] | FINGLAS |  | 53.3973 | -6.4012
MV/LV Substation TY***498Z |  | 10 kV | _ | LV | 400 kVA :Building Structure | 0.4 | --> | 0.4 | 0 | 0 | Constrained, otherwise capacity available =237 kVA | --> | 0.38 | 0 | 0 | 0.402 | 0 |  | --> | C39 ex COLLEGE PARK | College Park [T101,T102,T103] | COLLEGE PARK |  | 53.4195 | -6.3805
MV/LV Substation RE***501Z |  | 10 kV | _ | LV | 400 kVA :Kiosk Substation | 0.4 | --> | 0.4 | 0 | 0 | Constrained, otherwise capacity available =305 kVA | --> | 0.38 | 0 | 0.008 | 0.387 | 0 |  | --> | C39 ex COLLEGE PARK | College Park [T101,T102,T103] | COLLEGE PARK |  | 53.4281 | -6.3757
MV/LV Substation MU***502 |  | 10 kV | _ | LV | 630 kVA :Kiosk Substation | 0.63 | --> | 0.63 | 0 | 0 | Constrained, otherwise capacity available =591 kVA | --> | 0.598 | 0 | 0.01 | 0.5 | 0 |  | --> | C24 ex BALLYCOOLIN | Ballycoolin [T41,T42,T43] | FINGLAS |  | 53.4011 | -6.3982
MV/LV Substation BT***503Z |  | 10 kV | _ | LV | 1000 kVA :Building Structure | 1 | --> | 1 | 0 | 0 | Constrained, otherwise capacity available =866 kVA | --> | 0.95 | 0 | 0.012 | 0.5 | 0 |  | --> | C11 ex BALLYCOOLIN | Ballycoolin [T41,T42,T43] | FINGLAS |  | 53.4125 | -6.3615
MV/LV Substation AG***504Z |  | 10 kV | _ | LV | 630 kVA :Building Structure | 0.63 | --> | 0.63 | 0 | 0 | Constrained, otherwise capacity available =529 kVA | --> | 0.598 | 0 | 0 | 0.5 | 0 |  | --> | C20 ex BALLYCOOLIN | Ballycoolin [T41,T42,T43] | FINGLAS |  | 53.4096 | -6.3479
MV/LV Substation GR***507Z |  | 10 kV | _ | LV | 630 kVA :Building Structure | 0.63 | --> | 0.63 | 0 | 0 | Constrained, otherwise capacity available =572 kVA | --> | 0.598 | 0 | 0 | 0.5 | 0 |  | --> | C13 ex COLLEGE PARK | College Park [T101,T102,T103] | COLLEGE PARK |  | 53.3915 | -6.3939
MV/LV Substation BA***508Y |  | 10 kV | _ | LV | 50 kVA :Pole Substation | 0.05 | --> | 0.05 | 0 | 0 | Constrained, otherwise capacity available =33 kVA | --> | 0.048 | 0 | 0 | 0.05 | 0 |  | --> | C16 ex LEIXLIP | Leixlip [T41,T42] | GRIFFINRATH |  | 53.3497 | -6.515
MV/LV Substation GR***508Z |  | 10 kV | _ | LV | 630 kVA :Building Structure | 0.63 | --> | 0.63 | 0 | 0 | Constrained, otherwise capacity available =555 kVA | --> | 0.598 | 0 | 0 | 0.5 | 0 |  | --> | C13 ex COLLEGE PARK | College Park [T101,T102,T103] | COLLEGE PARK |  | 53.3915 | -6.3939
MV/LV Substation BR***510Z |  | 20 kV | _ | LV | 400 kVA :Building Structure | 0.4 | --> | 0.4 | 0 | 0 | Constrained, otherwise capacity available =300 kVA | --> | 0.38 | 0 | 0 | 0.393 | 0 |  | --> | C21 ex MACETOWN | Macetown [T101,T102] | MACETOWN |  | 53.4304 | -6.4535
MV/LV Substation BL***513Z |  | 20 kV | _ | LV | 200 kVA :Kiosk Substation | 0.2 | --> | 0.2 | 0 | 0 | Constrained, otherwise capacity available =177 kVA | --> | 0.19 | 0 | 0 | 0.193 | 0 |  | --> | E12 ex KILCOCK | Kilcock [T421,T422] | GRIFFINRATH |  | 53.4331 | -6.565
MV/LV Substation BA***514 |  | 10 kV | _ | LV | 100 kVA :Pole Substation | 0.1 | --> | 0.1 | 0 | 0 | Constrained, otherwise capacity available =100 kVA | --> | 0.095 | 0 | 0 | 0.095 | 0 |  | --> | C39 ex COLLEGE PARK | College Park [T101,T102,T103] | COLLEGE PARK |  | 53.4094 | -6.3732
MV/LV Substation BC***514Z |  | 10 kV | _ | LV | 200 kVA :Kiosk Substation | 0.2 | --> | 0.2 | 0 | 0 | Constrained, otherwise capacity available =24 kVA | --> | 0.19 | 0 | 0 | 0.213 | 0 |  | --> | C18 ex BALLYCOOLIN | Ballycoolin [T41,T42,T43] | FINGLAS |  | 53.4089 | -6.3657
MV/LV Substation BC***515Z |  | 10 kV | _ | LV | 200 kVA :Kiosk Substation | 0.2 | --> | 0.2 | 0 | 0 | Constrained, otherwise capacity available =200 kVA | --> | 0.19 | 0 | 0 | 0.19 | 0 |  | --> | C18 ex BALLYCOOLIN | Ballycoolin [T41,T42,T43] | FINGLAS |  | 53.4099 | -6.3679
MV/LV Substation CR***517Z |  | 10 kV | _ | LV | 400 kVA :Kiosk Substation | 0.4 | --> | 0.4 | 0 | 0 | Constrained, otherwise capacity available =343 kVA | --> | 0.38 | 0 | 0.03 | 0.366 | 0 |  | --> | C39 ex COLLEGE PARK | College Park [T101,T102,T103] | COLLEGE PARK |  | 53.4191 | -6.3927
MV/LV Substation HO***518 |  | 10 kV | _ | LV | 50 kVA :Pole Substation | 0.05 | --> | 0.05 | 0 | 0 | Constrained, otherwise capacity available =34 kVA | --> | 0.048 | 0 | 0 | 0.05 | 0 |  | --> | C39 ex COLLEGE PARK | College Park [T101,T102,T103] | COLLEGE PARK |  | 53.4306 | -6.371
MV/LV Substation BE***522 |  | 10 kV | _ | LV | 50 kVA :Pole Substation | 0.05 | --> | 0.05 | 0 | 0 | Constrained, otherwise capacity available =35 kVA | --> | 0.048 | 0 | 0 | 0.05 | 0 |  | --> | C39 ex COLLEGE PARK | College Park [T101,T102,T103] | COLLEGE PARK |  | 53.4427 | -6.3872
MV/LV Substation BE***523 |  | 10 kV | _ | LV | 100 kVA :Pole Substation | 0.1 | --> | 0.1 | 0 | 0 | Constrained, otherwise capacity available =98 kVA | --> | 0.095 | 0 | 0 | 0.095 | 0 |  | --> | C39 ex COLLEGE PARK | College Park [T101,T102,T103] | COLLEGE PARK |  | 53.4422 | -6.395
MV/LV Substation ER***523Z |  | 10 kV | _ | LV | 400 kVA :Kiosk Substation | 0.4 | --> | 0.4 | 0 | 0 | Constrained, otherwise capacity available =286 kVA | --> | 0.38 | 0 | 0 | 0.395 | 0 |  | --> | C20 ex COLLEGE PARK | College Park [T101,T102,T103] | COLLEGE PARK |  | 53.3918 | -6.3677
MV/LV Substation CR***524Z |  | 10 kV | _ | LV | 400 kVA :Kiosk Substation | 0.4 | --> | 0.4 | 0 | 0 | Constrained, otherwise capacity available =324 kVA | --> | 0.38 | 0 | 0.015 | 0.379 | 0 |  | --> | C39 ex COLLEGE PARK | College Park [T101,T102,T103] | COLLEGE PARK |  | 53.4198 | -6.3976
MV/LV Substation RI***526 |  | 10 kV | _ | LV | 50 kVA :Pole Substation | 0.05 | --> | 0.05 | 0.044 | 7.91 |  | --> | 0.048 | 0 | 0 | 0.048 | 0 |  | --> | C26 ex PELLETSTOWN | Pelletstown [T101,T102] | FINGLAS |  | 53.3826 | -6.3534
MV/LV Substation CR***526Z |  | 10 kV | _ | LV | 400 kVA :Kiosk Substation | 0.4 | --> | 0.4 | 0 | 0 | Constrained, otherwise capacity available =291 kVA | --> | 0.38 | 0 | 0.026 | 0.375 | 0 |  | --> | C39 ex COLLEGE PARK | College Park [T101,T102,T103] | COLLEGE PARK |  | 53.4187 | -6.3962
MV/LV Substation EL***527 |  | 10 kV | _ | LV | 200 kVA :Kiosk Substation | 0.2 | --> | 0.2 | 0 | 0 | Constrained, otherwise capacity available =120 kVA | --> | 0.19 | 0 | 0.027 | 0.181 | 0 |  | --> | C15 ex COOLMINE | Coolmine [T41,T42] | FINGLAS |  | 53.3917 | -6.4245
MV/LV Substation CH***527Z |  | 10 kV | _ | LV | 400 kVA :Kiosk Substation | 0.4 | --> | 0.4 | 0 | 0 | Constrained, otherwise capacity available =291 kVA | --> | 0.38 | 0 | 0.037 | 0.367 | 0 |  | --> | C39 ex COLLEGE PARK | College Park [T101,T102,T103] | COLLEGE PARK |  | 53.4325 | -6.3758
MV/LV Substation KR***529Z |  | 10 kV | _ | LV | 400 kVA :Kiosk Substation | 0.4 | --> | 0.4 | 0 | 0 | Constrained, otherwise capacity available =338 kVA | --> | 0.38 | 0 | 0.015 | 0.377 | 0 |  | --> | C23 ex MACETOWN | Macetown [T101,T102] | MACETOWN |  | 53.3972 | -6.4491
MV/LV Substation TE***531Z |  | 20 kV | _ | LV | 400 kVA :Building Structure | 0.4 | --> | 0.4 | 0.39 | 41.3 |  | --> | 0.38 | 0 | 0 | 0.381 | 0 |  | --> | E13 ex CORDUFF | Corduff [T121,T122] | CORDUFF |  | 53.4203 | -6.351
MV/LV Substation RA***532 |  | 10 kV | _ | LV | 50 kVA :Pole Substation | 0.05 | --> | 0.05 | 0 | 0 | Constrained, otherwise capacity available =27 kVA | --> | 0.048 | 0 | 0 | 0.05 | 0 |  | --> | C23 ex MACETOWN | Macetown [T101,T102] | MACETOWN |  | 53.4162 | -6.4618
MV/LV Substation ST***533 |  | 10 kV | _ | LV | 200 kVA :Kiosk Substation | 0.2 | --> | 0.2 | 0 | 0 | Constrained, otherwise capacity available =108 kVA | --> | 0.19 | 0 | 0.01 | 0.195 | 0 |  | --> | C15 ex COOLMINE | Coolmine [T41,T42] | FINGLAS |  | 53.3908 | -6.4233
MV/LV Substation OL***534Z |  | 20 kV | _ | LV | 630 kVA :Building Structure | 0.63 | --> | 0.63 | 0.5 | 41.3 |  | --> | 0.598 | 0 | 0.011 | 0.5 | 0 |  | --> | E13 ex CORDUFF | Corduff [T121,T122] | CORDUFF |  | 53.4172 | -6.3509
MV/LV Substation CH***535Z |  | 10 kV | _ | LV | 200 kVA :Kiosk Substation | 0.2 | --> | 0.2 | 0 | 0 | Constrained, otherwise capacity available =188 kVA | --> | 0.19 | 0 | 0.005 | 0.188 | 0 |  | --> | C39 ex COLLEGE PARK | College Park [T101,T102,T103] | COLLEGE PARK |  | 53.4325 | -6.3776
MV/LV Substation ON***536Z |  | 10 kV | _ | LV | 400 kVA :Building Structure | 0.4 | --> | 0.4 | 0 | 0 | Constrained, otherwise capacity available =326 kVA | --> | 0.38 | 0 | 0 | 0.39 | 0 |  | --> | C22 ex MACETOWN | Macetown [T101,T102] | MACETOWN |  | 53.3952 | -6.4379
MV/LV Substation AL***540Z |  | 10 kV | _ | LV | 400 kVA :Kiosk Substation | 0.4 | --> | 0.4 | 0 | 0 | Constrained, otherwise capacity available =356 kVA | --> | 0.38 | 0 | 0.053 | 0.347 | 0 |  | --> | C39 ex COLLEGE PARK | College Park [T101,T102,T103] | COLLEGE PARK |  | 53.4344 | -6.3775
MV/LV Substation CH***541Z |  | 10 kV | _ | LV | 100 kVA :Pole Substation | 0.1 | --> | 0.1 | 0 | 0 | Constrained, otherwise capacity available =83 kVA | --> | 0.095 | 0 | 0.012 | 0.088 | 0 |  | --> | C39 ex COLLEGE PARK | College Park [T101,T102,T103] | COLLEGE PARK |  | 53.4354 | -6.38
MV/LV Substation PA***542Z |  | 10 kV | _ | LV | 630 kVA :Kiosk Substation | 0.63 | --> | 0.63 | 0 | 0 | Constrained, otherwise capacity available =529 kVA | --> | 0.598 | 0 | 0.005 | 0.5 | 0 |  | --> | C14 ex MACETOWN | Macetown [T101,T102] | MACETOWN |  | 53.407 | -6.399
MV/LV Substation PA***543Z |  | 10 kV | _ | LV | 630 kVA :Kiosk Substation | 0.63 | --> | 0.63 | 0 | 0 | Constrained, otherwise capacity available =566 kVA | --> | 0.598 | 0 | 0.006 | 0.5 | 0 |  | --> | C14 ex MACETOWN | Macetown [T101,T102] | MACETOWN |  | 53.4048 | -6.3979
MV/LV Substation DU***544 |  | 10 kV | _ | LV | 1000 kVA :Building Structure | 1 | --> | 1 | 0 | 0 | Constrained, otherwise capacity available =771 kVA | --> | 0.95 | 0 | 0.011 | 0.5 | 0 |  | --> | C39 ex COLLEGE PARK | College Park [T101,T102,T103] | COLLEGE PARK |  | 53.4156 | -6.365
MV/LV Substation HO***544Z |  | 10 kV | _ | LV | 100 kVA :Pole Substation | 0.1 | --> | 0.1 | 0 | 0 | Constrained, otherwise capacity available =84 kVA | --> | 0.095 | 0 | 0 | 0.097 | 0 |  | --> | C39 ex COLLEGE PARK | College Park [T101,T102,T103] | COLLEGE PARK |  | 53.4303 | -6.3758
MV/LV Substation SY***545 |  | 10 kV | _ | LV | 200 kVA :Building Structure | 0.2 | --> | 0.2 | 0 | 0 | Constrained, otherwise capacity available =184 kVA | --> | 0.19 | 0 | 0 | 0.192 | 0 |  | --> | C18 ex BALLYCOOLIN | Ballycoolin [T41,T42,T43] | FINGLAS |  | 53.4049 | -6.3588
MV/LV Substation CL***546 |  | 10 kV | _ | LV | 1000 kVA :Building Structure | 1 | --> | 1 | 0 | 0 | Constrained, otherwise capacity available =923 kVA | --> | 0.95 | 0 | 0 | 0.5 | 0 |  | --> | C21 ex BALLYCOOLIN | Ballycoolin [T41,T42,T43] | FINGLAS |  | 53.4084 | -6.3559
MV/LV Substation PO***547 |  | 10 kV | _ | LV | 400 kVA :Kiosk Substation | 0.4 | --> | 0.4 | 0 | 0 | Constrained, otherwise capacity available =265 kVA | --> | 0.38 | 0 | 0.08 | 0.339 | 0 |  | --> | C14 ex COOLMINE | Coolmine [T41,T42] | FINGLAS |  | 53.3859 | -6.4238
MV/LV Substation TE***548 |  | 10 kV | _ | LV | 630 kVA :Building Structure | 0.63 | --> | 0.63 | 0 | 0 | Constrained, otherwise capacity available =505 kVA | --> | 0.598 | 0 | 0 | 0.5 | 0 |  | --> | C18 ex BALLYCOOLIN | Ballycoolin [T41,T42,T43] | FINGLAS |  | 53.4041 | -6.3675
MV/LV Substation AR***548Z |  | 10 kV | _ | LV | 630 kVA :Building Structure | 0.63 | --> | 0.63 | 0 | 0 | Constrained, otherwise capacity available =492 kVA | --> | 0.598 | 0 | 0 | 0.5 | 0 |  | --> | C18 ex MACETOWN | Macetown [T101,T102] | MACETOWN |  | 53.4122 | -6.4449
MV/LV Substation PI***549 |  | 20 kV | _ | LV | 50 kVA :Pole Substation | 0.05 | --> | 0.05 | 0 | 0 | Constrained, otherwise capacity available =34 kVA | --> | 0.048 | 0 | 0 | 0.05 | 0 |  | --> | C21 ex MACETOWN | Macetown [T101,T102] | MACETOWN |  | 53.4562 | -6.4766
MV/LV Substation MA***549Z |  | 10 kV | _ | LV | 630 kVA :Building Structure | 0.63 | --> | 0.63 | 0 | 0 | Constrained, otherwise capacity available =505 kVA | --> | 0.598 | 0 | 0 | 0.5 | 0 |  | --> | C20 ex BALLYCOOLIN | Ballycoolin [T41,T42,T43] | FINGLAS |  | 53.4095 | -6.3516
MV/LV Substation BL***550 |  | 20 kV | _ | LV | 100 kVA :Pole Substation | 0.1 | --> | 0.1 | 0 | 0 | Constrained, otherwise capacity available =92 kVA | --> | 0.095 | 0 | 0.04 | 0.066 | 0 |  | --> | C21 ex MACETOWN | Macetown [T101,T102] | MACETOWN |  | 53.4555 | -6.4805
MV/LV Substation BE***551 |  | 20 kV | _ | LV | 50 kVA :Pole Substation | 0.05 | --> | 0.05 | 0 | 0 | Constrained, otherwise capacity available =47 kVA | --> | 0.048 | 0 | 0 | 0.048 | 0 |  | --> | C21 ex MACETOWN | Macetown [T101,T102] | MACETOWN |  | 53.4493 | -6.5057
MV/LV Substation BC***551Z |  | 10 kV | _ | LV | 400 kVA :Building Structure | 0.4 | --> | 0.4 | 0 | 0 | Constrained, otherwise capacity available =400 kVA | --> | 0.38 | 0 | 0 | 0.38 | 0 |  | --> | C18 ex BALLYCOOLIN | Ballycoolin [T41,T42,T43] | FINGLAS |  | 53.4099 | -6.3662
MV/LV Substation BL***554Z |  | 10 kV | _ | LV | 100 kVA :Pole Substation | 0.1 | --> | 0.1 | 0 | 0 | Constrained, otherwise capacity available =94 kVA | --> | 0.095 | 0 | 0 | 0.096 | 0 |  | --> | C21 ex MONEYCOOLEY | Moneycooley [T41,T42,T44] | GRIFFINRATH |  | 53.381 | -6.5725
MV/LV Substation OR***557Z |  | 10 kV | _ | LV | 630 kVA :Building Structure | 0.63 | --> | 0.63 | 0 | 0 | Constrained, otherwise capacity available =571 kVA | --> | 0.598 | 0 | 0 | 0.5 | 0 |  | --> | C20 ex BALLYCOOLIN | Ballycoolin [T41,T42,T43] | FINGLAS |  | 53.4105 | -6.3557
MV/LV Substation OR***558Z |  | 10 kV | _ | LV | 400 kVA :Building Structure | 0.4 | --> | 0.4 | 0 | 0 | Constrained, otherwise capacity available =380 kVA | --> | 0.38 | 0 | 0 | 0.383 | 0 |  | --> | C20 ex BALLYCOOLIN | Ballycoolin [T41,T42,T43] | FINGLAS |  | 53.4101 | -6.353
MV/LV Substation US***559Z |  | 10 kV | _ | LV | 1000 kVA :Building Structure | 1 | --> | 1 | 0 | 0 | Constrained, otherwise capacity available =844 kVA | --> | 0.95 | 0 | 0 | 0.5 | 0 |  | --> | C20 ex BALLYCOOLIN | Ballycoolin [T41,T42,T43] | FINGLAS |  | 53.4096 | -6.3495
MV/LV Substation CO***560 |  | 10 kV | _ | LV | 100 kVA :Pole Substation | 0.1 | --> | 0.1 | 0 | 0 | Constrained, otherwise capacity available =50 kVA | --> | 0.095 | 0 | 0.005 | 0.098 | 0 |  | --> | C24 ex BALLYCOOLIN | Ballycoolin [T41,T42,T43] | FINGLAS |  | 53.3989 | -6.3924
MV/LV Substation NO***560Z |  | 20 kV | _ | LV | 630 kVA :Building Structure | 0.63 | --> | 0.63 | 0 | 0 | Constrained, otherwise capacity available =510 kVA | --> | 0.598 | 0 | 0.06 | 0 | 0 | Constrained, otherwise capacity available =570 kW | --> | E14 ex CORDUFF |  |  |  | 53.4199 | -6.3443
MV/LV Substation WI***561 |  | 10 kV | _ | LV | 400 kVA :Kiosk Substation | 0.4 | --> | 0.4 | 0 | 0 | Constrained, otherwise capacity available =241 kVA | --> | 0.38 | 0 | 0.04 | 0.372 | 0 |  | --> | C15 ex COOLMINE | Coolmine [T41,T42] | FINGLAS |  | 53.3905 | -6.4197
MV/LV Substation AC***561Z |  | 10 kV | _ | LV | 400 kVA :Kiosk Substation | 0.4 | --> | 0.4 | 0 | 0 | Constrained, otherwise capacity available =330 kVA | --> | 0.38 | 0 | 0 | 0.39 | 0 |  | --> | C20 ex COLLEGE PARK | College Park [T101,T102,T103] | COLLEGE PARK |  | 53.3928 | -6.3667
MV/LV Substation PH***565Z |  | 10 kV | _ | LV | 400 kVA :Kiosk Substation | 0.4 | --> | 0.4 | 0 | 0 | Constrained, otherwise capacity available =310 kVA | --> | 0.38 | 0 | 0.016 | 0.38 | 0 |  | --> | C22 ex MACETOWN | Macetown [T101,T102] | MACETOWN |  | 53.3981 | -6.4377
MV/LV Substation DU***566Z |  | 10 kV | _ | LV | 400 kVA :Building Structure | 0.4 | --> | 0.4 | 0 | 0 | Constrained, otherwise capacity available =366 kVA | --> | 0.38 | 0 | 0 | 0.385 | 0 |  | --> | C23 ex MACETOWN | Macetown [T101,T102] | MACETOWN |  | 53.4269 | -6.4761
MV/LV Substation DU***567Z |  | 10 kV | _ | LV | 630 kVA :Building Structure | 0.63 | --> | 0.63 | 0 | 0 | Constrained, otherwise capacity available =524 kVA | --> | 0.598 | 0 | 0.015 | 0.5 | 0 |  | --> | C23 ex MACETOWN | Macetown [T101,T102] | MACETOWN |  | 53.4269 | -6.476
MV/LV Substation PR***568Z |  | 20 kV | _ | LV | 630 kVA :Building Structure | 0.63 | --> | 0.63 | 0 | 0 | Constrained, otherwise capacity available =568 kVA | --> | 0.598 | 0 | 0.02 | 0 | 0 | Constrained, otherwise capacity available =592 kW | --> | E14 ex CORDUFF |  |  |  | 53.4152 | -6.3492
MV/LV Substation CJ***569Z |  | 20 kV | _ | LV | 630 kVA :Building Structure | 0.63 | --> | 0.63 | 0.5 | 41.3 |  | --> | 0.598 | 0 | 0 | 0.5 | 0 |  | --> | E13 ex CORDUFF | Corduff [T121,T122] | CORDUFF |  | 53.4202 | -6.3473
MV/LV Substation BA***570 |  | 10 kV | _ | LV | 100 kVA :Pole Substation | 0.1 | --> | 0.1 | 0 | 0 | Constrained, otherwise capacity available =92 kVA | --> | 0.095 | 0 | 0 | 0.096 | 0 |  | --> | C23 ex MACETOWN | Macetown [T101,T102] | MACETOWN |  | 53.3842 | -6.4404
MV/LV Substation CO***570Z |  | 10 kV | _ | LV | 630 kVA :Building Structure | 0.63 | --> | 0.63 | 0 | 0 | Constrained, otherwise capacity available =573 kVA | --> | 0.598 | 0 | 0 | 0.5 | 0 |  | --> | C11 ex BALLYCOOLIN | Ballycoolin [T41,T42,T43] | FINGLAS |  | 53.4117 | -6.3652
MV/LV Substation RE***571Z |  | 10 kV | _ | LV | 1000 kVA :Building Structure | 1 | --> | 1 | 0 | 0 | Constrained, otherwise capacity available =874 kVA | --> | 0.95 | 0 | 0 | 0.5 | 0 |  | --> | C19 ex COOLMINE | Coolmine [T41,T42] | FINGLAS |  | 53.3955 | -6.3946
MV/LV Substation CA***572Z |  | 10 kV | _ | LV | 400 kVA :Kiosk Substation | 0.4 | --> | 0.4 | 0 | 0 | Constrained, otherwise capacity available =241 kVA | --> | 0.38 | 0 | 0.045 | 0.368 | 0 |  | --> | C11 ex MACETOWN | Macetown [T101,T102] | MACETOWN |  | 53.3983 | -6.4292
MV/LV Substation HO***573 |  | 10 kV | _ | LV | 200 kVA :Kiosk Substation | 0.2 | --> | 0.2 | 0 | 0 | Constrained, otherwise capacity available =196 kVA | --> | 0.19 | 0 | 0 | 0.191 | 0 |  | --> | C20 ex COLLEGE PARK | College Park [T101,T102,T103] | COLLEGE PARK |  | 53.3871 | -6.372
MV/LV Substation RI***574 |  | 10 kV | _ | LV | 200 kVA :Kiosk Substation | 0.2 | --> | 0.2 | 0 | 0 | Constrained, otherwise capacity available =138 kVA | --> | 0.19 | 0 | 0.01 | 0.191 | 0 |  | --> | C20 ex COLLEGE PARK | College Park [T101,T102,T103] | COLLEGE PARK |  | 53.3862 | -6.3711
MV/LV Substation LA***574Z |  | 10 kV | _ | LV | 400 kVA :Kiosk Substation | 0.4 | --> | 0.4 | 0 | 0 | Constrained, otherwise capacity available =340 kVA | --> | 0.38 | 0 | 0.003 | 0.386 | 0 |  | --> | C11 ex MACETOWN | Macetown [T101,T102] | MACETOWN |  | 53.3986 | -6.4322
MV/LV Substation BT***576Z |  | 10 kV | _ | LV | 1000 kVA :Building Structure | 1 | --> | 1 | 0 | 0 | Constrained, otherwise capacity available =870 kVA | --> | 0.95 | 0 | 0.03 | 0.5 | 0 |  | --> | C11 ex BALLYCOOLIN | Ballycoolin [T41,T42,T43] | FINGLAS |  | 53.4132 | -6.3594
MV/LV Substation PO***581 |  | 10 kV | _ | LV | 50 kVA :Pole Substation | 0.05 | --> | 0.05 | 0 | 0 | Constrained, otherwise capacity available =30 kVA | --> | 0.048 | 0 | 0 | 0.05 | 0 |  | --> | C39 ex COLLEGE PARK | College Park [T101,T102,T103] | COLLEGE PARK |  | 53.4219 | -6.4064
MV/LV Substation PO***582 |  | 10 kV | _ | LV | 400 kVA :Kiosk Substation | 0.4 | --> | 0.4 | 0 | 0 | Constrained, otherwise capacity available =272 kVA | --> | 0.38 | 0 | 0.056 | 0.356 | 0 |  | --> | C14 ex COOLMINE | Coolmine [T41,T42] | FINGLAS |  | 53.3865 | -6.4224
MV/LV Substation FA***582Z |  | 10 kV | _ | LV | 400 kVA :Building Structure | 0.4 | --> | 0.4 | 0 | 0 | Constrained, otherwise capacity available =372 kVA | --> | 0.38 | 0 | 0.08 | 0.324 | 0 |  | --> | C41 ex COLLEGE PARK | College Park [T101,T102,T103] | COLLEGE PARK |  | 53.4161 | -6.4059
MV/LV Substation BE***583Z |  | 10 kV | _ | LV | 400 kVA :Building Structure | 0.4 | --> | 0.4 | 0 | 0 | Constrained, otherwise capacity available =392 kVA | --> | 0.38 | 0 | 0 | 0.381 | 0 |  | --> | C39 ex COLLEGE PARK | College Park [T101,T102,T103] | COLLEGE PARK |  | 53.4123 | -6.3738
MV/LV Substation KI***584Z |  | 20 kV | _ | LV | 50 kVA :Pole Substation | 0.05 | --> | 0.05 | 0 | 0 | Constrained, otherwise capacity available =41 kVA | --> | 0.048 | 0 | 0 | 0.049 | 0 |  | --> | E12 ex KILCOCK | Kilcock [T421,T422] | GRIFFINRATH |  | 53.4188 | -6.5648
MV/LV Substation DA***585 |  | 10 kV | _ | LV | 50 kVA :Pole Substation | 0.05 | --> | 0.05 | 0 | 0 | Constrained, otherwise capacity available =50 kVA | --> | 0.048 | 0 | 0 | 0.048 | 0 |  | --> | C12 ex MACETOWN | Macetown [T101,T102] | MACETOWN |  | 53.4101 | -6.4266
MV/LV Substation CO***586Z |  | 20 kV | _ | LV | 50 kVA :Pole Substation | 0.05 | --> | 0.05 | 0 | 0 | Constrained, otherwise capacity available =50 kVA | --> | 0.048 | 0 | 0 | 0 | 0 | Constrained, otherwise capacity available =48 kW | --> | E12 ex CORDUFF |  |  |  | 53.4176 | -6.3624
MV/LV Substation PR***589Z |  | 20 kV | _ | LV | 630 kVA :Building Structure | 0.63 | --> | 0.63 | 0 | 0 | Constrained, otherwise capacity available =508 kVA | --> | 0.598 | 0 | 0.03 | 0 | 0 | Constrained, otherwise capacity available =593 kW | --> | E14 ex CORDUFF |  |  |  | 53.4216 | -6.3418
MV/LV Substation BT***590Z |  | 10 kV | _ | LV | 630 kVA :Building Structure | 0.63 | --> | 0.63 | 0 | 0 | Constrained, otherwise capacity available =502 kVA | --> | 0.598 | 0 | 0 | 0.5 | 0 |  | --> | C28 ex COLLEGE PARK | College Park [T101,T102,T103] | COLLEGE PARK |  | 53.411 | -6.3662
MV/LV Substation BA***591 |  | 10 kV | _ | LV | 30 kVA :Pole Substation | 0.03 | --> | 0.03 | 0 | 0 | Constrained, otherwise capacity available =16 kVA | --> | 0.028 | 0 | 0 | 0.03 | 0 |  | --> | C23 ex MACETOWN | Macetown [T101,T102] | MACETOWN |  | 53.387 | -6.4462
MV/LV Substation OL***593Z |  | 20 kV | _ | LV | 400 kVA :Building Structure | 0.4 | --> | 0.4 | 0.388 | 41.3 |  | --> | 0.38 | 0 | 0 | 0.382 | 0 |  | --> | E13 ex CORDUFF | Corduff [T121,T122] | CORDUFF |  | 53.418 | -6.3506
MV/LV Substation CO***595 |  | 10 kV | _ | LV | 200 kVA :Kiosk Substation | 0.2 | --> | 0.2 | 0 | 0 | Constrained, otherwise capacity available =178 kVA | --> | 0.19 | 0 | 0 | 0.193 | 0 |  | --> | C12 ex COOLMINE | Coolmine [T41,T42] | FINGLAS |  | 53.3861 | -6.3962
MV/LV Substation BR***595Z |  | 20 kV | _ | LV | 50 kVA :Pole Substation | 0.05 | --> | 0.05 | 0 | 0 | Constrained, otherwise capacity available =49 kVA | --> | 0.048 | 0 | 0 | 0.048 | 0 |  | --> | E12 ex KILCOCK | Kilcock [T421,T422] | GRIFFINRATH |  | 53.424 | -6.5701
MV/LV Substation KE***598Z |  | 10 kV | _ | LV | 400 kVA :Kiosk Substation | 0.4 | --> | 0.4 | 0 | 0 | Constrained, otherwise capacity available =360 kVA | --> | 0.38 | 0 | 0.015 | 0.374 | 0 |  | --> | C26 ex MONEYCOOLEY | Moneycooley [T41,T42,T44] | GRIFFINRATH |  | 53.3819 | -6.5921
MV/LV Substation BA***599Z |  | 10 kV | _ | LV | 630 kVA :Kiosk Substation | 0.63 | --> | 0.63 | 0 | 0 | Constrained, otherwise capacity available =516 kVA | --> | 0.598 | 0 | 0.054 | 0.5 | 0 |  | --> | C22 ex MACETOWN | Macetown [T101,T102] | MACETOWN |  | 53.3921 | -6.444
MV/LV Substation PA***601Z |  | 20 kV | _ | LV | 400 kVA :Building Structure | 0.4 | --> | 0.4 | 0.359 | 41.3 |  | --> | 0.38 | 0 | 0.01 | 0.378 | 0 |  | --> | E13 ex CORDUFF | Corduff [T121,T122] | CORDUFF |  | 53.4197 | -6.3487
MV/LV Substation BA***603Z |  | 10 kV | _ | LV | 400 kVA :Kiosk Substation | 0.4 | --> | 0.4 | 0 | 0 | Constrained, otherwise capacity available =283 kVA | --> | 0.38 | 0 | 0.084 | 0.333 | 0 |  | --> | C22 ex MACETOWN | Macetown [T101,T102] | MACETOWN |  | 53.3921 | -6.4422
MV/LV Substation KI***613 |  | 10 kV | _ | LV | 100 kVA :Pole Substation | 0.1 | --> | 0.1 | 0 | 0 | Constrained, otherwise capacity available =92 kVA | --> | 0.095 | 0 | 0 | 0.096 | 0 |  | --> | C39 ex COLLEGE PARK | College Park [T101,T102,T103] | COLLEGE PARK |  | 53.4361 | -6.3941
MV/LV Substation ON***614Z |  | 10 kV | _ | LV | 200 kVA :Kiosk Substation | 0.2 | --> | 0.2 | 0 | 0 | Constrained, otherwise capacity available =147 kVA | --> | 0.19 | 0 | 0.005 | 0.193 | 0 |  | --> | C22 ex MACETOWN | Macetown [T101,T102] | MACETOWN |  | 53.3931 | -6.4421
MV/LV Substation KE***615Z |  | 20 kV | _ | LV | 50 kVA :Pole Substation | 0.05 | --> | 0.05 | 0 | 0 | Constrained, otherwise capacity available =38 kVA | --> | 0.048 | 0 | 0 | 0.049 | 0 |  | --> | C17 ex MONEYCOOLEY | Moneycooley [T41,T42,T44] | GRIFFINRATH |  | 53.3836 | -6.5315
MV/LV Substation AL***617 |  | 10 kV | _ | LV | 630 kVA :Kiosk Substation | 0.63 | --> | 0.63 | 0 | 0 | Constrained, otherwise capacity available =483 kVA | --> | 0.598 | 0 | 0.039 | 0.5 | 0 |  | --> | C14 ex COOLMINE | Coolmine [T41,T42] | FINGLAS |  | 53.3872 | -6.428
MV/LV Substation BE***619 |  | 10 kV | _ | LV | 200 kVA :Kiosk Substation | 0.2 | --> | 0.2 | 0 | 0 | Constrained, otherwise capacity available =129 kVA | --> | 0.19 | 0 | 0.015 | 0.188 | 0 |  | --> | C20 ex COLLEGE PARK | College Park [T101,T102,T103] | COLLEGE PARK |  | 53.3893 | -6.3819
MV/LV Substation HA***619Z |  | 20 kV | _ | LV | 400 kVA :Building Structure | 0.4 | --> | 0.4 | 0.391 | 41.3 |  | --> | 0.38 | 0 | 0 | 0.381 | 0 |  | --> | E13 ex CORDUFF | Corduff [T121,T122] | CORDUFF |  | 53.4191 | -6.353
MV/LV Substation US***620Z |  | 20 kV | _ | LV | 400 kVA :Building Structure | 0.4 | --> | 0.4 | 0.363 | 41.3 |  | --> | 0.38 | 0 | 0 | 0.385 | 0 |  | --> | E13 ex CORDUFF | Corduff [T121,T122] | CORDUFF |  | 53.42 | -6.3502
MV/LV Substation LI***621Z |  | 10 kV | _ | LV | 400 kVA :Kiosk Substation | 0.4 | --> | 0.4 | 0 | 0 | Constrained, otherwise capacity available =325 kVA | --> | 0.38 | 0 | 0 | 0.39 | 0 |  | --> | C18 ex MACETOWN | Macetown [T101,T102] | MACETOWN |  | 53.4104 | -6.4433
MV/LV Substation PL***622Z |  | 10 kV | _ | LV | 630 kVA :Building Structure | 0.63 | --> | 0.63 | 0 | 0 | Constrained, otherwise capacity available =352 kVA | --> | 0.598 | 0 | 0 | 0.5 | 0 |  | --> | C16 ex COLLEGE PARK | College Park [T101,T102,T103] | COLLEGE PARK |  | 53.3955 | -6.3896
MV/LV Substation FA***623Z |  | 10 kV | _ | LV | 630 kVA :Building Structure | 0.63 | --> | 0.63 | 0 | 0 | Constrained, otherwise capacity available =535 kVA | --> | 0.598 | 0 | 0 | 0.5 | 0 |  | --> | C16 ex COLLEGE PARK | College Park [T101,T102,T103] | COLLEGE PARK |  | 53.3959 | -6.391
MV/LV Substation PA***624 |  | 10 kV | _ | LV | 200 kVA :Pole Substation | 0.2 | --> | 0.2 | 0 | 0 | Constrained, otherwise capacity available =181 kVA | --> | 0.19 | 0 | 0 | 0.193 | 0 |  | --> | C14 ex MACETOWN | Macetown [T101,T102] | MACETOWN |  | 53.4076 | -6.4014
MV/LV Substation CA***624Z |  | 10 kV | _ | LV | 400 kVA :Building Structure | 0.4 | --> | 0.4 | 0 | 0 | Constrained, otherwise capacity available =333 kVA | --> | 0.38 | 0 | 0 | 0.389 | 0 |  | --> | C14 ex MACETOWN | Macetown [T101,T102] | MACETOWN |  | 53.4042 | -6.3964
MV/LV Substation HA***626 |  | 10 kV | _ | LV | 200 kVA :Building Structure | 0.2 | --> | 0.2 | 0 | 0 | Constrained, otherwise capacity available =129 kVA | --> | 0.19 | 0 | 0 | 0.2 | 0 |  | --> | C15 ex COOLMINE | Coolmine [T41,T42] | FINGLAS |  | 53.3959 | -6.4157
MV/LV Substation TE***626Z |  | 10 kV | _ | LV | 100 kVA :Pole Substation | 0.1 | --> | 0.1 | 0 | 0 | Constrained, otherwise capacity available =100 kVA | --> | 0.095 | 0 | 0 | 0.095 | 0 |  | --> | C21 ex MONEYCOOLEY | Moneycooley [T41,T42,T44] | GRIFFINRATH |  | 53.3814 | -6.5797
MV/LV Substation DE***627 |  | 10 kV | _ | LV | 100 kVA :Pole Substation | 0.1 | --> | 0.1 | 0 | 0 | Constrained, otherwise capacity available =43 kVA | --> | 0.095 | 0 | 0 | 0.102 | 0 |  | --> | C20 ex COLLEGE PARK | College Park [T101,T102,T103] | COLLEGE PARK |  | 53.3899 | -6.3734
MV/LV Substation PA***628 |  | 10 kV | _ | LV | 400 kVA :Kiosk Substation | 0.4 | --> | 0.4 | 0 | 0 | Constrained, otherwise capacity available =242 kVA | --> | 0.38 | 0 | 0.004 | 0.398 | 0 |  | --> | C14 ex MACETOWN | Macetown [T101,T102] | MACETOWN |  | 53.4079 | -6.3934
MV/LV Substation UN***628Z |  | 20 kV | _ | LV | 630 kVA :Building Structure | 0.63 | --> | 0.63 | 0 | 0 | Constrained, otherwise capacity available =545 kVA | --> | 0.598 | 0 | 0 | 0 | 0 | Constrained, otherwise capacity available =610 kW | --> | E14 ex CORDUFF |  |  |  | 53.4135 | -6.3471
MV/LV Substation UN***629Z |  | 20 kV | _ | LV | 400 kVA :Building Structure | 0.4 | --> | 0.4 | 0 | 0 | Constrained, otherwise capacity available =299 kVA | --> | 0.38 | 0 | 0 | 0 | 0 | Constrained, otherwise capacity available =394 kW | --> | E14 ex CORDUFF |  |  |  | 53.4205 | -6.3425
MV/LV Substation JA***630 |  | 10 kV | _ | LV | 100 kVA :Pole Substation | 0.1 | --> | 0.1 | 0 | 0 | Constrained, otherwise capacity available =94 kVA | --> | 0.095 | 0 | 0 | 0.096 | 0 |  | --> | C23 ex MACETOWN | Macetown [T101,T102] | MACETOWN |  | 53.3902 | -6.4722
MV/LV Substation PA***632 |  | 10 kV | _ | LV | 400 kVA :Kiosk Substation | 0.4 | --> | 0.4 | 0 | 0 | Constrained, otherwise capacity available =362 kVA | --> | 0.38 | 0 | 0 | 0.385 | 0 |  | --> | C14 ex MACETOWN | Macetown [T101,T102] | MACETOWN |  | 53.4087 | -6.3974
MV/LV Substation GL***633 |  | 10 kV | _ | LV | 400 kVA :Kiosk Substation | 0.4 | --> | 0.4 | 0 | 0 | Constrained, otherwise capacity available =228 kVA | --> | 0.38 | 0 | 0.053 | 0.364 | 0 |  | --> | C11 ex MACETOWN | Macetown [T101,T102] | MACETOWN |  | 53.4002 | -6.4164
MV/LV Substation FI***634Z |  | 10 kV | _ | LV | 400 kVA :Building Structure | 0.4 | --> | 0.4 | 0 | 0 | Constrained, otherwise capacity available =271 kVA | --> | 0.38 | 0 | 0 | 0.397 | 0 |  | --> | C17 ex BALLYCOOLIN | Ballycoolin [T41,T42,T43] | FINGLAS |  | 53.3983 | -6.3487
MV/LV Substation DI***635X |  | 10 kV | _ | LV | 200 kVA :Kiosk Substation | 0.2 | --> | 0.2 | 0 | 0 | Constrained, otherwise capacity available =76 kVA | --> | 0.19 | 0 | 0 | 0.206 | 0 |  | --> | C11 ex COOLMINE | Coolmine [T41,T42] | FINGLAS |  | 53.3724 | -6.3899
MV/LV Substation WA***636 |  | 10 kV | _ | LV | 200 kVA :Building Structure | 0.2 | --> | 0.2 | 0 | 0 | Constrained, otherwise capacity available =188 kVA | --> | 0.19 | 0 | 0.006 | 0.187 | 0 |  | --> | C14 ex MACETOWN | Macetown [T101,T102] | MACETOWN |  | 53.4068 | -6.4131
MV/LV Substation TE***636Z |  | 10 kV | _ | LV | 630 kVA :Building Structure | 0.63 | --> | 0.63 | 0 | 0 | Constrained, otherwise capacity available =630 kVA | --> | 0.598 | 0 | 0 | 0.5 | 0 |  | --> | C21 ex MONEYCOOLEY | Moneycooley [T41,T42,T44] | GRIFFINRATH |  | 53.3798 | -6.5841
MV/LV Substation TE***637Z |  | 10 kV | _ | LV | 630 kVA :Building Structure | 0.63 | --> | 0.63 | 0 | 0 | Constrained, otherwise capacity available =630 kVA | --> | 0.598 | 0 | 0 | 0.5 | 0 |  | --> | C21 ex MONEYCOOLEY | Moneycooley [T41,T42,T44] | GRIFFINRATH |  | 53.3799 | -6.5841
MV/LV Substation TE***638Z |  | 10 kV | _ | LV | 630 kVA :Building Structure | 0.63 | --> | 0.63 | 0 | 0 | Constrained, otherwise capacity available =520 kVA | --> | 0.598 | 0 | 0 | 0.5 | 0 |  | --> | C21 ex MONEYCOOLEY | Moneycooley [T41,T42,T44] | GRIFFINRATH |  | 53.3799 | -6.5841
MV/LV Substation LO***639 |  | 10 kV | _ | LV | 50 kVA :Pole Substation | 0.05 | --> | 0.05 | 0 | 0 | Constrained, otherwise capacity available =50 kVA | --> | 0.048 | 0 | 0 | 0.048 | 0 |  | --> | C18 ex MACETOWN | Macetown [T101,T102] | MACETOWN |  | 53.4149 | -6.4466
MV/LV Substation TE***639Z |  | 10 kV | _ | LV | 630 kVA :Building Structure | 0.63 | --> | 0.63 | 0 | 0 | Constrained, otherwise capacity available =487 kVA | --> | 0.598 | 0 | 0 | 0.5 | 0 |  | --> | C21 ex MONEYCOOLEY | Moneycooley [T41,T42,T44] | GRIFFINRATH |  | 53.3799 | -6.5841
MV/LV Substation TE***641Z |  | 10 kV | _ | LV | 400 kVA :Kiosk Substation | 0.4 | --> | 0.4 | 0 | 0 | Constrained, otherwise capacity available =338 kVA | --> | 0.38 | 0 | 0.006 | 0.384 | 0 |  | --> | C21 ex MONEYCOOLEY | Moneycooley [T41,T42,T44] | GRIFFINRATH |  | 53.3817 | -6.5811
MV/LV Substation GA***643Z |  | 10 kV | _ | LV | 1000 kVA :Building Structure | 1 | --> | 1 | 0 | 0 | Constrained, otherwise capacity available =953 kVA | --> | 0.95 | 0 | 0 | 0.5 | 0 |  | --> | C17 ex BALLYCOOLIN | Ballycoolin [T41,T42,T43] | FINGLAS |  | 53.4023 | -6.352
MV/LV Substation PH***645Z |  | 10 kV | _ | LV | 400 kVA :Building Structure | 0.4 | --> | 0.4 | 0 | 0 | Constrained, otherwise capacity available =283 kVA | --> | 0.38 | 0 | 0 | 0.396 | 0 |  | --> | C22 ex MACETOWN | Macetown [T101,T102] | MACETOWN |  | 53.3984 | -6.4353
MV/LV Substation PO***647Z |  | 10 kV | _ | LV | 400 kVA :Kiosk Substation | 0.4 | --> | 0.4 | 0 | 0 | Constrained, otherwise capacity available =380 kVA | --> | 0.38 | 0 | 0.01 | 0.375 | 0 |  | --> | C39 ex COLLEGE PARK | College Park [T101,T102,T103] | COLLEGE PARK |  | 53.4148 | -6.3911
MV/LV Substation CL***648Z |  | 20 kV | _ | LV | 50 kVA :Pole Substation | 0.05 | --> | 0.05 | 0 | 0 | Constrained, otherwise capacity available =50 kVA | --> | 0.048 | 0 | 0 | 0.048 | 0 |  | --> | E12 ex KILCOCK | Kilcock [T421,T422] | GRIFFINRATH |  | 53.4228 | -6.5733
MV/LV Substation ON***649Z |  | 10 kV | _ | LV | 50 kVA :Pole Substation | 0.05 | --> | 0.05 | 0 | 0 | Constrained, otherwise capacity available =50 kVA | --> | 0.048 | 0 | 0 | 0.048 | 0 |  | --> | C23 ex MACETOWN | Macetown [T101,T102] | MACETOWN |  | 53.4016 | -6.444
MV/LV Substation CA***651Z |  | 10 kV | _ | LV | 400 kVA :Kiosk Substation | 0.4 | --> | 0.4 | 0 | 0 | Constrained, otherwise capacity available =354 kVA | --> | 0.38 | 0 | 0 | 0.386 | 0 |  | --> | C14 ex MACETOWN | Macetown [T101,T102] | MACETOWN |  | 53.4044 | -6.405
MV/LV Substation RA***652Z |  | 20 kV | _ | LV | 200 kVA :Pole Substation | 0.2 | --> | 0.2 | 0 | 0 | Constrained, otherwise capacity available =200 kVA | --> | 0.19 | 0 | 0 | 0.19 | 0 |  | --> | C21 ex MACETOWN | Macetown [T101,T102] | MACETOWN |  | 53.4669 | -6.4893
MV/LV Substation ST***653Z |  | 20 kV | _ | LV | 50 kVA :Pole Substation | 0.05 | --> | 0.05 | 0 | 0 | Constrained, otherwise capacity available =43 kVA | --> | 0.048 | 0 | 0.005 | 0.045 | 0 |  | --> | C21 ex MACETOWN | Macetown [T101,T102] | MACETOWN |  | 53.4453 | -6.4358
MV/LV Substation JW***654Z |  | 10 kV | _ | LV | 400 kVA :Building Structure | 0.4 | --> | 0.4 | 0 | 0 | Constrained, otherwise capacity available =352 kVA | --> | 0.38 | 0 | 0 | 0.386 | 0 |  | --> | C18 ex BALLYCOOLIN | Ballycoolin [T41,T42,T43] | FINGLAS |  | 53.4136 | -6.3555
MV/LV Substation TH***657 |  | 10 kV | _ | LV | 200 kVA :Kiosk Substation | 0.2 | --> | 0.2 | 0 | 0 | Constrained, otherwise capacity available =122 kVA | --> | 0.19 | 0 | 0.021 | 0.185 | 0 |  | --> | C15 ex COOLMINE | Coolmine [T41,T42] | FINGLAS |  | 53.3892 | -6.4154
MV/LV Substation PA***657Z |  | 20 kV | _ | LV | 100 kVA :Pole Substation | 0.1 | --> | 0.1 | 0 | 0 | Constrained, otherwise capacity available =100 kVA | --> | 0.095 | 0 | 0 | 0.095 | 0 |  | --> | C21 ex MACETOWN | Macetown [T101,T102] | MACETOWN |  | 53.4337 | -6.4718
MV/LV Substation RO***659 |  | 10 kV | _ | LV | 400 kVA :Kiosk Substation | 0.4 | --> | 0.4 | 0 | 0 | Constrained, otherwise capacity available =342 kVA | --> | 0.38 | 0 | 0.01 | 0.38 | 0 |  | --> | C18 ex COOLMINE | Coolmine [T41,T42] | FINGLAS |  | 53.3942 | -6.4062
MV/LV Substation AM***661 |  | 10 kV | _ | LV | 630 kVA :Building Structure | 0.63 | --> | 0.63 | 0 | 0 | Constrained, otherwise capacity available =526 kVA | --> | 0.598 | 0 | 0 | 0.5 | 0 |  | --> | C21 ex BALLYCOOLIN | Ballycoolin [T41,T42,T43] | FINGLAS |  | 53.4052 | -6.3562
MV/LV Substation FA***663Z |  | 10 kV | _ | LV | 400 kVA :Building Structure | 0.4 | --> | 0.4 | 0 | 0 | Constrained, otherwise capacity available =382 kVA | --> | 0.38 | 0 | 0 | 0.382 | 0 |  | --> | C12 ex MACETOWN | Macetown [T101,T102] | MACETOWN |  | 53.4101 | -6.413
MV/LV Substation LO***671 |  | 10 kV | _ | LV | 200 kVA :Kiosk Substation | 0.2 | --> | 0.2 | 0 | 0 | Constrained, otherwise capacity available =165 kVA | --> | 0.19 | 0 | 0 | 0.195 | 0 |  | --> | C18 ex COOLMINE | Coolmine [T41,T42] | FINGLAS |  | 53.3868 | -6.4025
MV/LV Substation LU***671X |  | 10 kV | _ | LV | 200 kVA :Kiosk Substation | 0.2 | --> | 0.2 | 0.097 | 7.91 |  | --> | 0.19 | 0 | 0.065 | 0.155 | 0 |  | --> | C23 ex PELLETSTOWN | Pelletstown [T101,T102] | FINGLAS |  | 53.3704 | -6.3961
MV/LV Substation RO***673 |  | 10 kV | _ | LV | 630 kVA :Building Structure | 0.63 | --> | 0.63 | 0 | 0 | Constrained, otherwise capacity available =530 kVA | --> | 0.598 | 0 | 0.05 | 0.5 | 0 |  | --> | C25 ex BALLYCOOLIN | Ballycoolin [T41,T42,T43] | FINGLAS |  | 53.4042 | -6.3539
MV/LV Substation CA***681 |  | 10 kV | _ | LV | 200 kVA :Kiosk Substation | 0.2 | --> | 0.2 | 0 | 0 | Constrained, otherwise capacity available =137 kVA | --> | 0.19 | 0 | 0.02 | 0.184 | 0 |  | --> | C14 ex COOLMINE | Coolmine [T41,T42] | FINGLAS |  | 53.385 | -6.4134
MV/LV Substation BA***682 |  | 10 kV | _ | LV | 200 kVA :Building Structure | 0.2 | --> | 0.2 | 0 | 0 | Constrained, otherwise capacity available =56 kVA | --> | 0.19 | 0 | 0 | 0.209 | 0 |  | --> | C25 ex BALLYCOOLIN | Ballycoolin [T41,T42,T43] | FINGLAS |  | 53.406 | -6.3516
MV/LV Substation BR***706 |  | 20 kV | _ | LV | 200 kVA :Pole Substation | 0.2 | --> | 0.2 | 0 | 0 | Constrained, otherwise capacity available =102 kVA | --> | 0.19 | 0 | 0.005 | 0.199 | 0 |  | --> | C21 ex MACETOWN | Macetown [T101,T102] | MACETOWN |  | 53.4312 | -6.4603
MV/LV Substation DR***707 |  | 20 kV | _ | LV | 630 kVA :Building Structure | 0.63 | --> | 0.63 | 0 | 0 | Constrained, otherwise capacity available =387 kVA | --> | 0.598 | 0 | 0 | 0.5 | 0 |  | --> | C21 ex MACETOWN | Macetown [T101,T102] | MACETOWN |  | 53.4306 | -6.4588
MV/LV Substation BR***708 |  | 20 kV | _ | LV | 400 kVA :Building Structure | 0.4 | --> | 0.4 | 0 | 0 | Constrained, otherwise capacity available =359 kVA | --> | 0.38 | 0 | 0 | 0.386 | 0 |  | --> | C21 ex MACETOWN | Macetown [T101,T102] | MACETOWN |  | 53.4301 | -6.4583
MV/LV Substation NE***719 |  | 20 kV | _ | LV | 100 kVA :Pole Substation | 0.1 | --> | 0.1 | 0 | 0 | Constrained, otherwise capacity available =84 kVA | --> | 0.095 | 0 | 0.005 | 0.093 | 0 |  | --> | C17 ex MONEYCOOLEY | Moneycooley [T41,T42,T44] | GRIFFINRATH |  | 53.4264 | -6.4927
MV/LV Substation SP***724 |  | 10 kV | _ | LV | 400 kVA :Kiosk Substation | 0.4 | --> | 0.4 | 0 | 0 | Constrained, otherwise capacity available =335 kVA | --> | 0.38 | 0 | 0.026 | 0.37 | 0 |  | --> | C20 ex COLLEGE PARK | College Park [T101,T102,T103] | COLLEGE PARK |  | 53.3897 | -6.3849
MV/LV Substation HA***734 |  | 20 kV | _ | LV | 50 kVA :Pole Substation | 0.05 | --> | 0.05 | 0 | 0 | Constrained, otherwise capacity available =36 kVA | --> | 0.048 | 0 | 0 | 0.049 | 0 |  | --> | C17 ex MONEYCOOLEY | Moneycooley [T41,T42,T44] | GRIFFINRATH |  | 53.4135 | -6.5062
MV/LV Substation ST***737 |  | 10 kV | _ | LV | 30 kVA :Pole Substation | 0.03 | --> | 0.03 | 0 | 0 | Constrained, otherwise capacity available =21 kVA | --> | 0.028 | 0 | 0.01 | 0.022 | 0 |  | --> | C23 ex MACETOWN | Macetown [T101,T102] | MACETOWN |  | 53.4028 | -6.4564
MV/LV Substation CL***738 |  | 10 kV | _ | LV | 100 kVA :Pole Substation | 0.1 | --> | 0.1 | 0 | 0 | Constrained, otherwise capacity available =98 kVA | --> | 0.095 | 0 | 0 | 0.095 | 0 |  | --> | C23 ex MACETOWN | Macetown [T101,T102] | MACETOWN |  | 53.4105 | -6.4445
MV/LV Substation SA***739 |  | 10 kV | _ | LV | 50 kVA :Pole Substation | 0.05 | --> | 0.05 | 0 | 0 | Constrained, otherwise capacity available =45 kVA | --> | 0.048 | 0 | 0 | 0.048 | 0 |  | --> | C23 ex MACETOWN | Macetown [T101,T102] | MACETOWN |  | 53.4145 | -6.4544
MV/LV Substation SU***741 |  | 10 kV | _ | LV | 50 kVA :Pole Substation | 0.05 | --> | 0.05 | 0 | 0 | Constrained, otherwise capacity available =42 kVA | --> | 0.048 | 0 | 0 | 0.049 | 0 |  | --> | C23 ex MACETOWN | Macetown [T101,T102] | MACETOWN |  | 53.4046 | -6.4479
MV/LV Substation PH***742 |  | 10 kV | _ | LV | 50 kVA :Pole Substation | 0.05 | --> | 0.05 | 0 | 0 | Constrained, otherwise capacity available =33 kVA | --> | 0.048 | 0 | 0 | 0.05 | 0 |  | --> | C23 ex MACETOWN | Macetown [T101,T102] | MACETOWN |  | 53.3996 | -6.4407
MV/LV Substation LI***743 |  | 10 kV | _ | LV | 400 kVA :Kiosk Substation | 0.4 | --> | 0.4 | 0 | 0 | Constrained, otherwise capacity available =245 kVA | --> | 0.38 | 0 | 0.071 | 0.348 | 0 |  | --> | C41 ex COLLEGE PARK | College Park [T101,T102,T103] | COLLEGE PARK |  | 53.4067 | -6.4281
MV/LV Substation WE***765 |  | 10 kV | _ | LV | 200 kVA :Kiosk Substation | 0.2 | --> | 0.2 | 0 | 0 | Constrained, otherwise capacity available =149 kVA | --> | 0.19 | 0 | 0.011 | 0.189 | 0 |  | --> | C11 ex MACETOWN | Macetown [T101,T102] | MACETOWN |  | 53.4007 | -6.4178
MV/LV Substation SU***768 |  | 10 kV | _ | LV | 400 kVA :Kiosk Substation | 0.4 | --> | 0.4 | 0 | 0 | Constrained, otherwise capacity available =249 kVA | --> | 0.38 | 0 | 0.058 | 0.357 | 0 |  | --> | C12 ex COOLMINE | Coolmine [T41,T42] | FINGLAS |  | 53.3878 | -6.3875
MV/LV Substation CA***769 |  | 10 kV | _ | LV | 400 kVA :Kiosk Substation | 0.4 | --> | 0.4 | 0 | 0 | Constrained, otherwise capacity available =221 kVA | --> | 0.38 | 0 | 0.007 | 0.398 | 0 |  | --> | C14 ex COOLMINE | Coolmine [T41,T42] | FINGLAS |  | 53.3839 | -6.4112
MV/LV Substation BT***771 |  | 10 kV | _ | LV | 1000 kVA :Building Structure | 1 | --> | 1 | 0 | 0 | Constrained, otherwise capacity available =752 kVA | --> | 0.95 | 0 | 0 | 0.5 | 0 |  | --> | C13 ex COLLEGE PARK | College Park [T101,T102,T103] | COLLEGE PARK |  | 53.393 | -6.391
MV/LV Substation BT***772 |  | 10 kV | _ | LV | 1000 kVA :Building Structure | 1 | --> | 1 | 0 | 0 | Constrained, otherwise capacity available =443 kVA | --> | 0.95 | 0 | 0 | 0.5 | 0 |  | --> | C16 ex COLLEGE PARK | College Park [T101,T102,T103] | COLLEGE PARK |  | 53.3919 | -6.3892
MV/LV Substation BL***779 |  | 10 kV | _ | LV | 400 kVA :Building Structure | 0.4 | --> | 0.4 | 0.254 | 7.91 |  | --> | 0.38 | 0 | 0.01 | 0.392 | 0 |  | --> | C23 ex PELLETSTOWN | Pelletstown [T101,T102] | FINGLAS |  | 53.3854 | -6.3743
MV/LV Substation WO***780 |  | 10 kV | _ | LV | 400 kVA :Kiosk Substation | 0.4 | --> | 0.4 | 0 | 0 | Constrained, otherwise capacity available =317 kVA | --> | 0.38 | 0 | 0.024 | 0.373 | 0 |  | --> | C23 ex MACETOWN | Macetown [T101,T102] | MACETOWN |  | 53.4146 | -6.4711
MV/LV Substation DA***783 |  | 10 kV | _ | LV | 200 kVA :Building Structure | 0.2 | --> | 0.2 | 0 | 0 | Constrained, otherwise capacity available =104 kVA | --> | 0.19 | 0 | 0.015 | 0.192 | 0 |  | --> | C11 ex MACETOWN | Macetown [T101,T102] | MACETOWN |  | 53.4111 | -6.4276
MV/LV Substation CO***787 |  | 10 kV | _ | LV | 400 kVA :Building Structure | 0.4 | --> | 0.4 | 0 | 0 | Constrained, otherwise capacity available =272 kVA | --> | 0.38 | 0 | 0 | 0.397 | 0 |  | --> | C18 ex COOLMINE | Coolmine [T41,T42] | FINGLAS |  | 53.3844 | -6.4023
MV/LV Substation BT***788 |  | 10 kV | _ | LV | 1000 kVA :Building Structure | 1 | --> | 1 | 0 | 0 | Constrained, otherwise capacity available =691 kVA | --> | 0.95 | 0 | 0 | 0.5 | 0 |  | --> | C13 ex COLLEGE PARK | College Park [T101,T102,T103] | COLLEGE PARK |  | 53.392 | -6.3916
MV/LV Substation BT***790 |  | 10 kV | _ | LV | 630 kVA :Building Structure | 0.63 | --> | 0.63 | 0 | 0 | Constrained, otherwise capacity available =458 kVA | --> | 0.598 | 0 | 0 | 0.5 | 0 |  | --> | C13 ex COLLEGE PARK | College Park [T101,T102,T103] | COLLEGE PARK |  | 53.3915 | -6.3909
MV/LV Substation PA***791 |  | 10 kV | _ | LV | 200 kVA :Kiosk Substation | 0.2 | --> | 0.2 | 0 | 0 | Constrained, otherwise capacity available =105 kVA | --> | 0.19 | 0 | 0.013 | 0.193 | 0 |  | --> | C41 ex COLLEGE PARK | College Park [T101,T102,T103] | COLLEGE PARK |  | 53.4058 | -6.4238
MV/LV Substation ES***002 |  | 20 kV | _ | LV | 100 kVA :Pole Substation | 0.1 | --> | 0.1 | 0.098 | 2.47 |  | --> | 0.095 | 0 | 0 | 0 | 0 | Constrained, otherwise capacity available =95 kW | --> | E13 ex TELAYDON | Telaydon [T42,T421] | LISDRUM |  | 54.3059 | -7.1278
MV/LV Substation PL***003 |  | 10 kV | _ | LV | 200 kVA :Building Structure | 0.2 | --> | 0.2 | 0.129 | 2.47 |  | --> | 0.19 | 0 | 0 | 0 | 0 | Constrained, otherwise capacity available =200 kW | --> | E21 ex TELAYDON | Telaydon [T42,T421] | LISDRUM |  | 54.2534 | -6.9696
MV/LV Substation TH***003Z |  | 20 kV | _ | LV | 100 kVA :Pole Substation | 0.1 | --> | 0.1 | 0 | 0 | Constrained, otherwise capacity available =70 kVA | --> | 0.095 | 0 | 0.007 | 0.094 | 0 |  | --> | C17 ex CLONES | Clones [T41,T42] | SHANKILL |  | 54.2185 | -7.1034
MV/LV Substation BE***004 |  | 10 kV | _ | LV | 200 kVA :Pole Substation | 0.2 | --> | 0.2 | 0 | 0 | Constrained, otherwise capacity available =100 kVA | --> | 0.19 | 0 | 0.009 | 0 | 0 | Constrained, otherwise capacity available =196 kW | --> | C13 ex DRUMBEAR | Drumbear [T41,T42] | LISDRUM |  | 54.2358 | -6.9714
MV/LV Substation BA***007 |  | 10 kV | _ | LV | 400 kVA :Building Structure | 0.4 | --> | 0.4 | 0.304 | 2.47 |  | --> | 0.38 | 0 | 0.05 | 0 | 0 | Constrained, otherwise capacity available =356 kW | --> | C12 ex TELAYDON | Telaydon [T42,T421] | LISDRUM |  | 54.2609 | -6.9651
MV/LV Substation BA***008 |  | 10 kV | _ | LV | 100 kVA :Pole Substation | 0.1 | --> | 0.1 | 0.073 | 2.47 |  | --> | 0.095 | 0 | 0.01 | 0 | 0 | Constrained, otherwise capacity available =91 kW | --> | E21 ex TELAYDON | Telaydon [T42,T421] | LISDRUM |  | 54.2563 | -6.9656
MV/LV Substation DA***010 |  | 10 kV | _ | LV | 630 kVA :Building Structure | 0.63 | --> | 0.63 | 0 | 0 | Constrained, otherwise capacity available =362 kVA | --> | 0.598 | 0 | 0.005 | 0 | 0 | Constrained, otherwise capacity available =630 kW | --> | C13 ex DRUMBEAR | Drumbear [T41,T42] | LISDRUM |  | 54.2465 | -6.9709
MV/LV Substation NO***011 |  | 10 kV | _ | LV | 200 kVA :Kiosk Substation | 0.2 | --> | 0.2 | 0.099 | 2.47 |  | --> | 0.19 | 0 | 0.014 | 0 | 0 | Constrained, otherwise capacity available =193 kW | --> | E21 ex TELAYDON | Telaydon [T42,T421] | LISDRUM |  | 54.2514 | -6.9717
MV/LV Substation CO***011Z |  | 20 kV | _ | LV | 50 kVA :Pole Substation | 0.05 | --> | 0.05 | 0.046 | 2.1 |  | --> | 0.048 | 0 | 0 | 0 | 0 | Constrained, otherwise capacity available =48 kW | --> | E11 ex LISDRUM | Lisdrum [T422] | LISDRUM |  | 54.2589 | -6.9234
MV/LV Substation OL***013 |  | 10 kV | _ | LV | 400 kVA :Building Structure | 0.4 | --> | 0.4 | 0.219 | 2.47 |  | --> | 0.38 | 0 | 0.01 | 0 | 0 | Constrained, otherwise capacity available =397 kW | --> | E21 ex TELAYDON | Telaydon [T42,T421] | LISDRUM |  | 54.2469 | -6.9647
MV/LV Substation AR***014 |  | 10 kV | _ | LV | 400 kVA :Kiosk Substation | 0.4 | --> | 0.4 | 0 | 0 | Constrained, otherwise capacity available =283 kVA | --> | 0.38 | 0 | 0 | 0 | 0 | Constrained, otherwise capacity available =396 kW | --> | C14 ex DRUMBEAR | Drumbear [T41,T42] | LISDRUM |  | 54.2423 | -6.9662
MV/LV Substation KI***016 |  | 10 kV | _ | LV | 200 kVA :Pole Substation | 0.2 | --> | 0.2 | 0 | 0 | Constrained, otherwise capacity available =158 kVA | --> | 0.19 | 0 | 0.004 | 0 | 0 | Constrained, otherwise capacity available =193 kW | --> | C14 ex DRUMBEAR | Drumbear [T41,T42] | LISDRUM |  | 54.238 | -6.9671
MV/LV Substation RO***018Z |  | 10 kV | _ | LV | 630 kVA :Building Structure | 0.63 | --> | 0.63 | 0 | 0 | Constrained, otherwise capacity available =544 kVA | --> | 0.598 | 0 | 0 | 0 | 0 | Constrained, otherwise capacity available =602 kW | --> | C19 ex DRUMBEAR | Drumbear [T41,T42] | LISDRUM |  | 54.2411 | -6.9843
MV/LV Substation DR***021Z |  | 20 kV | _ | LV | 200 kVA :Pole Substation | 0.2 | --> | 0.2 | 0.2 | 2.47 |  | --> | 0.19 | 0 | 0 | 0 | 0 | Constrained, otherwise capacity available =190 kW | --> | E13 ex TELAYDON | Telaydon [T42,T421] | LISDRUM |  | 54.2774 | -7.1301
MV/LV Substation CO***022Z |  | 20 kV | _ | LV | 100 kVA :Pole Substation | 0.1 | --> | 0.1 | 0.086 | 2.47 |  | --> | 0.095 | 0 | 0 | 0 | 0 | Constrained, otherwise capacity available =97 kW | --> | E13 ex TELAYDON | Telaydon [T42,T421] | LISDRUM |  | 54.3031 | -7.1341
MV/LV Substation CH***023 |  | 10 kV | _ | LV | 630 kVA :Building Structure | 0.63 | --> | 0.63 | 0.343 | 2.47 |  | --> | 0.598 | 0 | 0.02 | 0 | 0 | Constrained, otherwise capacity available =622 kW | --> | E21 ex TELAYDON | Telaydon [T42,T421] | LISDRUM |  | 54.2487 | -6.9702
MV/LV Substation FA***025 |  | 10 kV | _ | LV | 100 kVA :Pole Substation | 0.1 | --> | 0.1 | 0 | 0 | Constrained, otherwise capacity available =8 kVA | --> | 0.095 | 0 | 0.019 | 0 | 0 | Constrained, otherwise capacity available =93 kW | --> | C13 ex DRUMBEAR | Drumbear [T41,T42] | LISDRUM |  | 54.2472 | -6.9785
MV/LV Substation TO***027 |  | 10 kV | _ | LV | 400 kVA :Building Structure | 0.4 | --> | 0.4 | 0.289 | 2.47 |  | --> | 0.38 | 0 | 0.005 | 0 | 0 | Constrained, otherwise capacity available =391 kW | --> | E21 ex TELAYDON | Telaydon [T42,T421] | LISDRUM |  | 54.2554 | -6.9663
MV/LV Substation MA***028 |  | 10 kV | _ | LV | 400 kVA :Building Structure | 0.4 | --> | 0.4 | 0 | 0 | Constrained, otherwise capacity available =332 kVA | --> | 0.38 | 0 | 0.005 | 0 | 0 | Constrained, otherwise capacity available =386 kW | --> | C14 ex DRUMBEAR | Drumbear [T41,T42] | LISDRUM |  | 54.2447 | -6.9688
MV/LV Substation CO***029 |  | 10 kV | _ | LV | 200 kVA :Pole Substation | 0.2 | --> | 0.2 | 0.146 | 2.47 |  | --> | 0.19 | 0 | 0.006 | 0 | 0 | Constrained, otherwise capacity available =193 kW | --> | C12 ex TELAYDON | Telaydon [T42,T421] | LISDRUM |  | 54.2551 | -6.9611
MV/LV Substation CA***029Z |  | 20 kV | _ | LV | 50 kVA :Pole Substation | 0.05 | --> | 0.05 | 0.05 | 2.1 |  | --> | 0.048 | 0 | 0 | 0 | 0 | Constrained, otherwise capacity available =48 kW | --> | E16 ex LISDRUM | Lisdrum [T422] | LISDRUM |  | 54.2638 | -6.849
MV/LV Substation DU***030 |  | 10 kV | _ | LV | 400 kVA :Kiosk Substation | 0.4 | --> | 0.4 | 0.21 | 2.47 |  | --> | 0.38 | 0 | 0 | 0 | 0 | Constrained, otherwise capacity available =405 kW | --> | E21 ex TELAYDON | Telaydon [T42,T421] | LISDRUM |  | 54.2473 | -6.9679
MV/LV Substation CA***030Z |  | 10 kV | _ | LV | 630 kVA :Kiosk Substation | 0.63 | --> | 0.63 | 0.5 | 2.47 |  | --> | 0.598 | 0 | 0 | 0 | 0 | Constrained, otherwise capacity available =598 kW | --> | E21 ex TELAYDON | Telaydon [T42,T421] | LISDRUM |  | 54.2479 | -6.9683
MV/LV Substation MI***031 |  | 10 kV | _ | LV | 630 kVA :Kiosk Substation | 0.63 | --> | 0.63 | 0 | 0 | Constrained, otherwise capacity available =417 kVA | --> | 0.598 | 0 | 0 | 0 | 0 | Constrained, otherwise capacity available =627 kW | --> | C13 ex DRUMBEAR | Drumbear [T41,T42] | LISDRUM |  | 54.2487 | -6.9721
MV/LV Substation MO***031Z |  | 20 kV | _ | LV | 100 kVA :Pole Substation | 0.1 | --> | 0.1 | 0 | 0 | Constrained, otherwise capacity available =82 kVA | --> | 0.095 | 0 | 0 | 0 | 0 | Constrained, otherwise capacity available =97 kW | --> | E14 ex EMYVALE | Emyvale [T422] | LISDRUM |  | 54.3998 | -6.9786
MV/LV Substation AR***032 |  | 10 kV | _ | LV | 400 kVA :Kiosk Substation | 0.4 | --> | 0.4 | 0.299 | 2.47 |  | --> | 0.38 | 0 | 0 | 0 | 0 | Constrained, otherwise capacity available =394 kW | --> | E21 ex TELAYDON | Telaydon [T42,T421] | LISDRUM |  | 54.2588 | -6.961
MV/LV Substation KI***033 |  | 10 kV | _ | LV | 400 kVA :Kiosk Substation | 0.4 | --> | 0.4 | 0 | 0 | Constrained, otherwise capacity available =317 kVA | --> | 0.38 | 0 | 0.01 | 0 | 0 | Constrained, otherwise capacity available =384 kW | --> | C14 ex DRUMBEAR | Drumbear [T41,T42] | LISDRUM |  | 54.2402 | -6.9651
MV/LV Substation KI***034 |  | 10 kV | _ | LV | 400 kVA :Kiosk Substation | 0.4 | --> | 0.4 | 0 | 0 | Constrained, otherwise capacity available =345 kVA | --> | 0.38 | 0 | 0 | 0 | 0 | Constrained, otherwise capacity available =388 kW | --> | C14 ex DRUMBEAR | Drumbear [T41,T42] | LISDRUM |  | 54.2419 | -6.9696
MV/LV Substation GL***037 |  | 10 kV | _ | LV | 400 kVA :Kiosk Substation | 0.4 | --> | 0.4 | 0.328 | 2.47 |  | --> | 0.38 | 0 | 0.007 | 0 | 0 | Constrained, otherwise capacity available =384 kW | --> | E21 ex TELAYDON | Telaydon [T42,T421] | LISDRUM |  | 54.2468 | -6.9537
MV/LV Substation DR***038 |  | 20 kV | _ | LV | 200 kVA :Pole Substation | 0.2 | --> | 0.2 | 0.158 | 2.47 |  | --> | 0.19 | 0 | 0.003 | 0 | 0 | Constrained, otherwise capacity available =193 kW | --> | E13 ex TELAYDON | Telaydon [T42,T421] | LISDRUM |  | 54.258 | -6.983
MV/LV Substation AN***039Z |  | 20 kV | _ | LV | 50 kVA :Pole Substation | 0.05 | --> | 0.05 | 0 | 0 | Constrained, otherwise capacity available =48 kVA | --> | 0.048 | 0 | 0 | 0 | 0 | Constrained, otherwise capacity available =48 kW | --> | E14 ex EMYVALE | Emyvale [T422] | LISDRUM |  | 54.3473 | -6.9443
MV/LV Substation SW***040 |  | 10 kV | _ | LV | 400 kVA :Building Structure | 0.4 | --> | 0.4 | 0.349 | 2.47 |  | --> | 0.38 | 0 | 0 | 0 | 0 | Constrained, otherwise capacity available =387 kW | --> | E21 ex TELAYDON | Telaydon [T42,T421] | LISDRUM |  | 54.2512 | -6.969
MV/LV Substation FA***041 |  | 10 kV | _ | LV | 200 kVA :Pole Substation | 0.2 | --> | 0.2 | 0 | 0 | Constrained, otherwise capacity available =188 kVA | --> | 0.19 | 0 | 0.008 | 0 | 0 | Constrained, otherwise capacity available =186 kW | --> | C19 ex DRUMBEAR | Drumbear [T41,T42] | LISDRUM |  | 54.2421 | -6.9921
MV/LV Substation DA***042Z |  | 20 kV | _ | LV | 50 kVA :Pole Substation | 0.05 | --> | 0.05 | 0 | 0 | Constrained, otherwise capacity available =32 kVA | --> | 0.048 | 0 | 0 | 0 | 0 | Constrained, otherwise capacity available =50 kW | --> | E14 ex EMYVALE | Emyvale [T422] | LISDRUM |  | 54.3411 | -6.9942
MV/LV Substation RO***045 |  | 10 kV | _ | LV | 630 kVA :Kiosk Substation | 0.63 | --> | 0.63 | 0 | 0 | Constrained, otherwise capacity available =593 kVA | --> | 0.598 | 0 | 0 | 0 | 0 | Constrained, otherwise capacity available =604 kW | --> | C19 ex DRUMBEAR | Drumbear [T41,T42] | LISDRUM |  | 54.24 | -6.9824
MV/LV Substation CO***045Z |  | 10 kV | _ | LV | 200 kVA :Kiosk Substation | 0.2 | --> | 0.2 | 0.173 | 2.47 |  | --> | 0.19 | 0 | 0.03 | 0 | 0 | Constrained, otherwise capacity available =171 kW | --> | E21 ex TELAYDON | Telaydon [T42,T421] | LISDRUM |  | 54.26 | -6.9642
MV/LV Substation RO***046 |  | 10 kV | _ | LV | 630 kVA :Kiosk Substation | 0.63 | --> | 0.63 | 0 | 0 | Constrained, otherwise capacity available =580 kVA | --> | 0.598 | 0 | 0 | 0 | 0 | Constrained, otherwise capacity available =605 kW | --> | C19 ex DRUMBEAR | Drumbear [T41,T42] | LISDRUM |  | 54.2415 | -6.9817
MV/LV Substation TA***048 |  | 10 kV | _ | LV | 50 kVA :Pole Substation | 0.05 | --> | 0.05 | 0 | 0 | Constrained, otherwise capacity available =39 kVA | --> | 0.048 | 0 | 0.005 | 0 | 0 | Constrained, otherwise capacity available =45 kW | --> | C20 ex DRUMBEAR | Drumbear [T41,T42] | LISDRUM |  | 54.2201 | -6.9499
MV/LV Substation MA***048Z |  | 10 kV | _ | LV | 400 kVA :Building Structure | 0.4 | --> | 0.4 | 0 | 0 | Constrained, otherwise capacity available =383 kVA | --> | 0.38 | 0 | 0.03 | 0 | 0 | Constrained, otherwise capacity available =360 kW | --> | C15 ex DRUMBEAR | Drumbear [T41,T42] | LISDRUM |  | 54.1721 | -6.8473
MV/LV Substation RO***052 |  | 10 kV | _ | LV | 400 kVA :Kiosk Substation | 0.4 | --> | 0.4 | 0 | 0 | Constrained, otherwise capacity available =365 kVA | --> | 0.38 | 0 | 0.006 | 0 | 0 | Constrained, otherwise capacity available =380 kW | --> | C19 ex DRUMBEAR | Drumbear [T41,T42] | LISDRUM |  | 54.2399 | -6.987
MV/LV Substation LA***053 |  | 10 kV | _ | LV | 630 kVA :Building Structure | 0.63 | --> | 0.63 | 0 | 0 | Constrained, otherwise capacity available =564 kVA | --> | 0.598 | 0 | 0.016 | 0 | 0 | Constrained, otherwise capacity available =596 kW | --> | C20 ex DRUMBEAR | Drumbear [T41,T42] | LISDRUM |  | 54.2425 | -6.9527
MV/LV Substation CO***055 |  | 10 kV | _ | LV | 400 kVA :Building Structure | 0.4 | --> | 0.4 | 0.308 | 2.47 |  | --> | 0.38 | 0 | 0 | 0 | 0 | Constrained, otherwise capacity available =392 kW | --> | C18 ex TELAYDON | Telaydon [T42,T421] | LISDRUM |  | 54.2502 | -6.9748
MV/LV Substation CU***056 |  | 10 kV | _ | LV | 200 kVA :Pole Substation | 0.2 | --> | 0.2 | 0.159 | 2.47 |  | --> | 0.19 | 0 | 0 | 0 | 0 | Constrained, otherwise capacity available =196 kW | --> | C12 ex TELAYDON | Telaydon [T42,T421] | LISDRUM |  | 54.2585 | -6.9589
MV/LV Substation MC***059 |  | 10 kV | _ | LV | 100 kVA :Pole Substation | 0.1 | --> | 0.1 | 0.1 | 2.47 |  | --> | 0.095 | 0 | 0 | 0 | 0 | Constrained, otherwise capacity available =95 kW | --> | C18 ex TELAYDON | Telaydon [T42,T421] | LISDRUM |  | 54.2498 | -6.9758
MV/LV Substation MU***068Z |  | 20 kV | _ | LV | 50 kVA :Pole Substation | 0.05 | --> | 0.05 | 0.036 | 2.47 |  | --> | 0.048 | 0 | 0 | 0 | 0 | Constrained, otherwise capacity available =49 kW | --> | E13 ex TELAYDON | Telaydon [T42,T421] | LISDRUM |  | 54.3154 | -7.1424
MV/LV Substation CA***078Z |  | 10 kV | _ | LV | 400 kVA :Kiosk Substation | 0.4 | --> | 0.4 | 0.319 | 2.47 |  | --> | 0.38 | 0 | 0.024 | 0 | 0 | Constrained, otherwise capacity available =373 kW | --> | C18 ex TELAYDON | Telaydon [T42,T421] | LISDRUM |  | 54.2443 | -6.9829
MV/LV Substation TI***080 |  | 10 kV | _ | LV | 50 kVA :Pole Substation | 0.05 | --> | 0.05 | 0.049 | 2.04 |  | --> | 0.048 | 0 | 0 | 0 | 0 | Constrained, otherwise capacity available =48 kW | --> | C18 ex BALLYBAY | Ballybay [T41,T42] | LISDRUM |  | 54.1733 | -6.9495
MV/LV Substation LI***084Z |  | 10 kV | _ | LV | 50 kVA :Pole Substation | 0.05 | --> | 0.05 | 0 | 0 | Constrained, otherwise capacity available =50 kVA | --> | 0.048 | 0 | 0 | 0 | 0 | Constrained, otherwise capacity available =48 kW | --> | C20 ex DRUMBEAR | Drumbear [T41,T42] | LISDRUM |  | 54.1999 | -6.9487
MV/LV Substation DE***087 |  | 20 kV | _ | LV | 50 kVA :Pole Substation | 0.05 | --> | 0.05 | 0.046 | 2.47 |  | --> | 0.048 | 0 | 0.01 | 0 | 0 | Constrained, otherwise capacity available =41 kW | --> | E19 ex TELAYDON | Telaydon [T42,T421] | LISDRUM |  | 54.3379 | -6.92
MV/LV Substation CO***091 |  | 20 kV | _ | LV | 50 kVA :Pole Substation | 0.05 | --> | 0.05 | 0 | 0 | Constrained, otherwise capacity available =41 kVA | --> | 0.048 | 0 | 0 | 0 | 0 | Constrained, otherwise capacity available =49 kW | --> | E14 ex EMYVALE | Emyvale [T422] | LISDRUM |  | 54.3323 | -6.9579
MV/LV Substation AG***092 |  | 20 kV | _ | LV | 50 kVA :Pole Substation | 0.05 | --> | 0.05 | 0.046 | 2.47 |  | --> | 0.048 | 0 | 0 | 0 | 0 | Constrained, otherwise capacity available =48 kW | --> | E19 ex TELAYDON | Telaydon [T42,T421] | LISDRUM |  | 54.2849 | -7.0343
MV/LV Substation BI***095 |  | 20 kV | _ | LV | 50 kVA :Pole Substation | 0.05 | --> | 0.05 | 0 | 0 | Constrained, otherwise capacity available =50 kVA | --> | 0.048 | 0 | 0 | 0.048 | 0 |  | --> | C17 ex CLONES | Clones [T41,T42] | SHANKILL |  | 54.2182 | -7.1184
MV/LV Substation MU***095Z |  | 20 kV | _ | LV | 50 kVA :Pole Substation | 0.05 | --> | 0.05 | 0.05 | 2.47 |  | --> | 0.048 | 0 | 0 | 0 | 0 | Constrained, otherwise capacity available =48 kW | --> | E19 ex TELAYDON | Telaydon [T42,T421] | LISDRUM |  | 54.3032 | -6.884
MV/LV Substation LO***096Z |  | 20 kV | _ | LV | 200 kVA :Pole Substation | 0.2 | --> | 0.2 | 0.098 | 2.47 |  | --> | 0.19 | 0 | 0.05 | 0 | 0 | Constrained, otherwise capacity available =166 kW | --> | E19 ex TELAYDON | Telaydon [T42,T421] | LISDRUM |  | 54.2907 | -6.8767
MV/LV Substation WE***097Z |  | 10 kV | _ | LV | 1000 kVA :Building Structure | 1 | --> | 1 | 0.5 | 2.47 |  | --> | 0.95 | 0 | 0 | 0 | 0 | Constrained, otherwise capacity available =960 kW | --> | E21 ex TELAYDON | Telaydon [T42,T421] | LISDRUM |  | 54.2493 | -6.9696
MV/LV Substation CL***098Z |  | 20 kV | _ | LV | 50 kVA :Pole Substation | 0.05 | --> | 0.05 | 0.04 | 2.47 |  | --> | 0.048 | 0 | 0 | 0 | 0 | Constrained, otherwise capacity available =49 kW | --> | E19 ex TELAYDON | Telaydon [T42,T421] | LISDRUM |  | 54.3172 | -6.9067
MV/LV Substation DO***100X |  | 20 kV | _ | LV | 50 kVA :Pole Substation | 0.05 | --> | 0.05 | 0.029 | 2.47 |  | --> | 0.048 | 0 | 0 | 0 | 0 | Constrained, otherwise capacity available =50 kW | --> | E19 ex TELAYDON | Telaydon [T42,T421] | LISDRUM |  | 54.315 | -6.9084
MV/LV Substation DU***102Y |  | 10 kV | _ | LV | 200 kVA :Pole Substation | 0.2 | --> | 0.2 | 0.145 | 2.04 |  | --> | 0.19 | 0 | 0.024 | 0 | 0 | Constrained, otherwise capacity available =180 kW | --> | C18 ex BALLYBAY | Ballybay [T41,T42] | LISDRUM |  | 54.1708 | -6.9388
MV/LV Substation DE***104X |  | 20 kV | _ | LV | 100 kVA :Pole Substation | 0.1 | --> | 0.1 | 0 | 0 | Constrained, otherwise capacity available =76 kVA | --> | 0.095 | 0 | 0 | 0 | 0 | Constrained, otherwise capacity available =98 kW | --> | E14 ex EMYVALE | Emyvale [T422] | LISDRUM |  | 54.3441 | -7.0106
MV/LV Substation LI***107X |  | 10 kV | _ | LV | 50 kVA :Pole Substation | 0.05 | --> | 0.05 | 0 | 0 | Constrained, otherwise capacity available =46 kVA | --> | 0.048 | 0 | 0 | 0 | 0 | Constrained, otherwise capacity available =48 kW | --> | C15 ex DRUMBEAR | Drumbear [T41,T42] | LISDRUM |  | 54.2157 | -6.8643
MV/LV Substation CA***109 |  | 10 kV | _ | LV | 50 kVA :Pole Substation | 0.05 | --> | 0.05 | 0 | 0 | Constrained, otherwise capacity available =46 kVA | --> | 0.048 | 0 | 0 | 0 | 0 | Constrained, otherwise capacity available =48 kW | --> | C20 ex DRUMBEAR | Drumbear [T41,T42] | LISDRUM |  | 54.1938 | -6.991
MV/LV Substation NA***109Z |  | 10 kV | _ | LV | 50 kVA :Pole Substation | 0.05 | --> | 0.05 | 0.03 | 2.04 |  | --> | 0.048 | 0 | 0 | 0 | 0 | Constrained, otherwise capacity available =50 kW | --> | C18 ex BALLYBAY | Ballybay [T41,T42] | LISDRUM |  | 54.1672 | -6.9891
MV/LV Substation BO***110X |  | 20 kV | _ | LV | 100 kVA :Pole Substation | 0.1 | --> | 0.1 | 0.096 | 2.47 |  | --> | 0.095 | 0 | 0 | 0 | 0 | Constrained, otherwise capacity available =96 kW | --> | E13 ex TELAYDON | Telaydon [T42,T421] | LISDRUM |  | 54.2745 | -7.0793
MV/LV Substation MO***112Z |  | 10 kV | _ | LV | 200 kVA :Kiosk Substation | 0.2 | --> | 0.2 | 0.152 | 2.47 |  | --> | 0.19 | 0 | 0.014 | 0 | 0 | Constrained, otherwise capacity available =186 kW | --> | E21 ex TELAYDON | Telaydon [T42,T421] | LISDRUM |  | 54.261 | -6.9629
MV/LV Substation PO***119X |  | 20 kV | _ | LV | 50 kVA :Pole Substation | 0.05 | --> | 0.05 | 0.049 | 2.47 |  | --> | 0.048 | 0 | 0 | 0 | 0 | Constrained, otherwise capacity available =48 kW | --> | E19 ex TELAYDON | Telaydon [T42,T421] | LISDRUM |  | 54.3336 | -6.9249
MV/LV Substation DR***120 |  | 20 kV | _ | LV | 50 kVA :Pole Substation | 0.05 | --> | 0.05 | 0.05 | 2.47 |  | --> | 0.048 | 0 | 0 | 0 | 0 | Constrained, otherwise capacity available =48 kW | --> | E19 ex TELAYDON | Telaydon [T42,T421] | LISDRUM |  | 54.2941 | -6.9587
MV/LV Substation PA***120X |  | 20 kV | _ | LV | 100 kVA :Pole Substation | 0.1 | --> | 0.1 | 0.091 | 2.47 |  | --> | 0.095 | 0 | 0 | 0 | 0 | Constrained, otherwise capacity available =96 kW | --> | E13 ex TELAYDON | Telaydon [T42,T421] | LISDRUM |  | 54.2573 | -6.9843
MV/LV Substation CO***120Z |  | 10 kV | _ | LV | 50 kVA :Pole Substation | 0.05 | --> | 0.05 | 0 | 0 | Constrained, otherwise capacity available =50 kVA | --> | 0.048 | 0 | 0 | 0 | 0 | Constrained, otherwise capacity available =48 kW | --> | C14 ex DRUMBEAR | Drumbear [T41,T42] | LISDRUM |  | 54.2432 | -6.9637
MV/LV Substation BR***121 |  | 20 kV | _ | LV | 50 kVA :Pole Substation | 0.05 | --> | 0.05 | 0 | 0 | Constrained, otherwise capacity available =49 kVA | --> | 0.048 | 0 | 0 | 0 | 0 | Constrained, otherwise capacity available =48 kW | --> | E12 ex EMYVALE | Emyvale [T422] | LISDRUM |  | 54.3594 | -7.0797
MV/LV Substation DE***122Z |  | 10 kV | _ | LV | 50 kVA :Pole Substation | 0.05 | --> | 0.05 | 0.044 | 2.47 |  | --> | 0.048 | 0 | 0 | 0 | 0 | Constrained, otherwise capacity available =48 kW | --> | C12 ex TELAYDON | Telaydon [T42,T421] | LISDRUM |  | 54.2641 | -6.9645
MV/LV Substation GO***123 |  | 20 kV | _ | LV | 200 kVA :Pole Substation | 0.2 | --> | 0.2 | 0.196 | 2.1 |  | --> | 0.19 | 0 | 0 | 0 | 0 | Constrained, otherwise capacity available =191 kW | --> | E17 ex LISDRUM | Lisdrum [T422] | LISDRUM |  | 54.239 | -6.9971
MV/LV Substation CO***124X |  | 10 kV | _ | LV | 50 kVA :Pole Substation | 0.05 | --> | 0.05 | 0 | 0 | Constrained, otherwise capacity available =40 kVA | --> | 0.048 | 0 | 0.01 | 0 | 0 | Constrained, otherwise capacity available =42 kW | --> | C13 ex DRUMBEAR | Drumbear [T41,T42] | LISDRUM |  | 54.2337 | -6.969
MV/LV Substation TU***126Z |  | 10 kV | _ | LV | 50 kVA :Pole Substation | 0.05 | --> | 0.05 | 0.043 | 2.04 |  | --> | 0.048 | 0 | 0 | 0 | 0 | Constrained, otherwise capacity available =48 kW | --> | C18 ex BALLYBAY | Ballybay [T41,T42] | LISDRUM |  | 54.1832 | -6.9425
MV/LV Substation AR***128 |  | 20 kV | _ | LV | 50 kVA :Pole Substation | 0.05 | --> | 0.05 | 0 | 0 | Constrained, otherwise capacity available =47 kVA | --> | 0.048 | 0 | 0 | 0 | 0 | Constrained, otherwise capacity available =48 kW | --> | E14 ex EMYVALE | Emyvale [T422] | LISDRUM |  | 54.3158 | -6.9905
MV/LV Substation SH***128X |  | 20 kV | _ | LV | 100 kVA :Pole Substation | 0.1 | --> | 0.1 | 0.098 | 2.47 |  | --> | 0.095 | 0 | 0 | 0 | 0 | Constrained, otherwise capacity available =95 kW | --> | E13 ex TELAYDON | Telaydon [T42,T421] | LISDRUM |  | 54.2898 | -7.1236
MV/LV Substation HI***129 |  | 20 kV | _ | LV | 50 kVA :Pole Substation | 0.05 | --> | 0.05 | 0.01 | 2.47 |  | --> | 0.048 | 0 | 0 | 0 | 0 | Constrained, otherwise capacity available =53 kW | --> | E19 ex TELAYDON | Telaydon [T42,T421] | LISDRUM |  | 54.294 | -6.9133
MV/LV Substation AR***130X |  | 10 kV | _ | LV | 50 kVA :Pole Substation | 0.05 | --> | 0.05 | 0 | 0 | Constrained, otherwise capacity available =49 kVA | --> | 0.048 | 0 | 0 | 0 | 0 | Constrained, otherwise capacity available =48 kW | --> | C15 ex DRUMBEAR | Drumbear [T41,T42] | LISDRUM |  | 54.2094 | -6.9047
MV/LV Substation CL***130Y |  | 20 kV | _ | LV | 50 kVA :Pole Substation | 0.05 | --> | 0.05 | 0.045 | 2.47 |  | --> | 0.048 | 0 | 0 | 0 | 0 | Constrained, otherwise capacity available =48 kW | --> | E13 ex TELAYDON | Telaydon [T42,T421] | LISDRUM |  | 54.2737 | -7.0375
MV/LV Substation ED***132Z |  | 10 kV | _ | LV | 100 kVA :Pole Substation | 0.1 | --> | 0.1 | 0.052 | 2.47 |  | --> | 0.095 | 0 | 0 | 0 | 0 | Constrained, otherwise capacity available =101 kW | --> | C12 ex TELAYDON | Telaydon [T42,T421] | LISDRUM |  | 54.2716 | -6.9508
MV/LV Substation CA***133Y |  | 10 kV | _ | LV | 50 kVA :Pole Substation | 0.05 | --> | 0.05 | 0 | 0 | Constrained, otherwise capacity available =30 kVA | --> | 0.048 | 0 | 0 | 0 | 0 | Constrained, otherwise capacity available =50 kW | --> | C15 ex DRUMBEAR | Drumbear [T41,T42] | LISDRUM |  | 54.2376 | -6.8764
MV/LV Substation MU***136 |  | 10 kV | _ | LV | 100 kVA :Pole Substation | 0.1 | --> | 0.1 | 0.088 | 2.47 |  | --> | 0.095 | 0 | 0.006 | 0 | 0 | Constrained, otherwise capacity available =92 kW | --> | C18 ex TELAYDON | Telaydon [T42,T421] | LISDRUM |  | 54.2468 | -6.9828
MV/LV Substation TH***137Z |  | 20 kV | _ | LV | 100 kVA :Pole Substation | 0.1 | --> | 0.1 | 0.085 | 2.47 |  | --> | 0.095 | 0 | 0.004 | 0 | 0 | Constrained, otherwise capacity available =94 kW | --> | E13 ex TELAYDON | Telaydon [T42,T421] | LISDRUM |  | 54.2748 | -7.0723
MV/LV Substation MU***143Y |  | 20 kV | _ | LV | 100 kVA :Pole Substation | 0.1 | --> | 0.1 | 0 | 0 | Constrained, otherwise capacity available =81 kVA | --> | 0.095 | 0 | 0 | 0.098 | 0 |  | --> | C17 ex CLONES | Clones [T41,T42] | SHANKILL |  | 54.2286 | -7.0644
MV/LV Substation KI***144Z |  | 20 kV | _ | LV | 100 kVA :Pole Substation | 0.1 | --> | 0.1 | 0.085 | 2.1 |  | --> | 0.095 | 0 | 0.065 | 0 | 0 | Constrained, otherwise capacity available =49 kW | --> | E16 ex LISDRUM | Lisdrum [T422] | LISDRUM |  | 54.2713 | -6.8768
MV/LV Substation DE***146X |  | 20 kV | _ | LV | 50 kVA :Pole Substation | 0.05 | --> | 0.05 | 0.044 | 2.47 |  | --> | 0.048 | 0 | 0.005 | 0 | 0 | Constrained, otherwise capacity available =44 kW | --> | E19 ex TELAYDON | Telaydon [T42,T421] | LISDRUM |  | 54.3354 | -6.9438
MV/LV Substation QU***152 |  | 10 kV | _ | LV | 200 kVA :Pole Substation | 0.2 | --> | 0.2 | 0 | 0 | Constrained, otherwise capacity available =192 kVA | --> | 0.19 | 0 | 0 | 0 | 0 | Constrained, otherwise capacity available =191 kW | --> | C14 ex DRUMBEAR | Drumbear [T41,T42] | LISDRUM |  | 54.2357 | -6.9668
MV/LV Substation DR***156 |  | 20 kV | _ | LV | 50 kVA :Pole Substation | 0.05 | --> | 0.05 | 0 | 0 | Constrained, otherwise capacity available =43 kVA | --> | 0.048 | 0 | 0 | 0 | 0 | Constrained, otherwise capacity available =48 kW | --> | E14 ex EMYVALE | Emyvale [T422] | LISDRUM |  | 54.3683 | -7.105
MV/LV Substation MU***157X |  | 20 kV | _ | LV | 50 kVA :Pole Substation | 0.05 | --> | 0.05 | 0 | 0 | Constrained, otherwise capacity available =48 kVA | --> | 0.048 | 0 | 0 | 0.048 | 0 |  | --> | C17 ex CLONES | Clones [T41,T42] | SHANKILL |  | 54.2231 | -7.0959
MV/LV Substation KN***157Y |  | 20 kV | _ | LV | 50 kVA :Pole Substation | 0.05 | --> | 0.05 | 0 | 0 | Constrained, otherwise capacity available =47 kVA | --> | 0.048 | 0 | 0.011 | 0 | 0 | Constrained, otherwise capacity available =40 kW | --> | E14 ex EMYVALE | Emyvale [T422] | LISDRUM |  | 54.3673 | -6.9682
MV/LV Substation TH***159X |  | 20 kV | _ | LV | 100 kVA :Pole Substation | 0.1 | --> | 0.1 | 0.072 | 2.1 |  | --> | 0.095 | 0 | 0 | 0 | 0 | Constrained, otherwise capacity available =99 kW | --> | E17 ex LISDRUM | Lisdrum [T422] | LISDRUM |  | 54.2158 | -7.0429
MV/LV Substation KE***167Y |  | 20 kV | _ | LV | 50 kVA :Pole Substation | 0.05 | --> | 0.05 | 0 | 0 | Constrained, otherwise capacity available =50 kVA | --> | 0.048 | 0 | 0 | 0.048 | 0 |  | --> | C17 ex CLONES | Clones [T41,T42] | SHANKILL |  | 54.2281 | -7.1038
MV/LV Substation CR***167Z |  | 20 kV | _ | LV | 50 kVA :Pole Substation | 0.05 | --> | 0.05 | 0.041 | 2.47 |  | --> | 0.048 | 0 | 0 | 0 | 0 | Constrained, otherwise capacity available =49 kW | --> | E13 ex TELAYDON | Telaydon [T42,T421] | LISDRUM |  | 54.2706 | -6.9888
MV/LV Substation LA***168Z |  | 10 kV | _ | LV | 200 kVA :Kiosk Substation | 0.2 | --> | 0.2 | 0.109 | 2.47 |  | --> | 0.19 | 0 | 0.01 | 0 | 0 | Constrained, otherwise capacity available =195 kW | --> | E21 ex TELAYDON | Telaydon [T42,T421] | LISDRUM |  | 54.2428 | -6.9485
MV/LV Substation DI***169Z |  | 10 kV | _ | LV | 400 kVA :Kiosk Substation | 0.4 | --> | 0.4 | 0.374 | 2.47 |  | --> | 0.38 | 0 | 0 | 0 | 0 | Constrained, otherwise capacity available =384 kW | --> | E21 ex TELAYDON | Telaydon [T42,T421] | LISDRUM |  | 54.2489 | -6.9666
MV/LV Substation CO***174Z |  | 20 kV | _ | LV | 1000 kVA :Building Structure | 1 | --> | 1 | 0.5 | 2.1 |  | --> | 0.95 | 0 | 0.04 | 0 | 0 | Constrained, otherwise capacity available =946 kW | --> | E17 ex LISDRUM | Lisdrum [T422] | LISDRUM |  | 54.2423 | -6.9986
MV/LV Substation TE***175 |  | 20 kV | _ | LV | 50 kVA :Pole Substation | 0.05 | --> | 0.05 | 0 | 0 | Constrained, otherwise capacity available =48 kVA | --> | 0.048 | 0 | 0 | 0.048 | 0 |  | --> | C17 ex CLONES | Clones [T41,T42] | SHANKILL |  | 54.2115 | -7.1181
MV/LV Substation CA***176Y |  | 20 kV | _ | LV | 100 kVA :Pole Substation | 0.1 | --> | 0.1 | 0.094 | 2.1 |  | --> | 0.095 | 0 | 0 | 0 | 0 | Constrained, otherwise capacity available =96 kW | --> | E16 ex LISDRUM | Lisdrum [T422] | LISDRUM |  | 54.2517 | -6.8796
MV/LV Substation AL***178Y |  | 20 kV | _ | LV | 50 kVA :Pole Substation | 0.05 | --> | 0.05 | 0.046 | 2.47 |  | --> | 0.048 | 0 | 0 | 0 | 0 | Constrained, otherwise capacity available =48 kW | --> | E13 ex TELAYDON | Telaydon [T42,T421] | LISDRUM |  | 54.2652 | -7.1172
MV/LV Substation KN***179X |  | 10 kV | _ | LV | 630 kVA :Kiosk Substation | 0.63 | --> | 0.63 | 0.5 | 2.47 |  | --> | 0.598 | 0 | 0 | 0 | 0 | Constrained, otherwise capacity available =602 kW | --> | C12 ex TELAYDON | Telaydon [T42,T421] | LISDRUM |  | 54.264 | -6.9441
MV/LV Substation GL***179Z |  | 10 kV | _ | LV | 100 kVA :Pole Substation | 0.1 | --> | 0.1 | 0 | 0 | Constrained, otherwise capacity available =86 kVA | --> | 0.095 | 0 | 0 | 0 | 0 | Constrained, otherwise capacity available =97 kW | --> | C14 ex DRUMBEAR | Drumbear [T41,T42] | LISDRUM |  | 54.2427 | -6.9699
MV/LV Substation AG***181X |  | 20 kV | _ | LV | 50 kVA :Pole Substation | 0.05 | --> | 0.05 | 0.033 | 2.47 |  | --> | 0.048 | 0 | 0.04 | 0 | 0 | Constrained, otherwise capacity available =20 kW | --> | E13 ex TELAYDON | Telaydon [T42,T421] | LISDRUM |  | 54.2846 | -7.0814
MV/LV Substation DR***191X |  | 20 kV | _ | LV | 100 kVA :Pole Substation | 0.1 | --> | 0.1 | 0.088 | 2.47 |  | --> | 0.095 | 0 | 0.028 | 0 | 0 | Constrained, otherwise capacity available =76 kW | --> | E13 ex TELAYDON | Telaydon [T42,T421] | LISDRUM |  | 54.3084 | -7.1182
MV/LV Substation DR***192Y |  | 20 kV | _ | LV | 200 kVA :Pole Substation | 0.2 | --> | 0.2 | 0.195 | 2.47 |  | --> | 0.19 | 0 | 0 | 0 | 0 | Constrained, otherwise capacity available =191 kW | --> | E13 ex TELAYDON | Telaydon [T42,T421] | LISDRUM |  | 54.3116 | -7.1151
MV/LV Substation EM***193Y |  | 20 kV | _ | LV | 200 kVA :Kiosk Substation | 0.2 | --> | 0.2 | 0 | 0 | Constrained, otherwise capacity available =175 kVA | --> | 0.19 | 0 | 0 | 0 | 0 | Constrained, otherwise capacity available =193 kW | --> | E14 ex EMYVALE | Emyvale [T422] | LISDRUM |  | 54.3385 | -6.9596
MV/LV Substation MA***196 |  | 20 kV | _ | LV | 50 kVA :Pole Substation | 0.05 | --> | 0.05 | 0 | 0 | Constrained, otherwise capacity available =40 kVA | --> | 0.048 | 0 | 0 | 0.049 | 0 |  | --> | C17 ex CLONES | Clones [T41,T42] | SHANKILL |  | 54.2141 | -7.1161
MV/LV Substation SE***202X |  | 20 kV | _ | LV | 630 kVA :Kiosk Substation | 0.63 | --> | 0.63 | 0.5 | 2.47 |  | --> | 0.598 | 0 | 0.004 | 0 | 0 | Constrained, otherwise capacity available =603 kW | --> | E13 ex TELAYDON | Telaydon [T42,T421] | LISDRUM |  | 54.2672 | -7.0374
MV/LV Substation EM***203X |  | 20 kV | _ | LV | 50 kVA :Pole Substation | 0.05 | --> | 0.05 | 0.041 | 2.47 |  | --> | 0.048 | 0 | 0 | 0 | 0 | Constrained, otherwise capacity available =49 kW | --> | E19 ex TELAYDON | Telaydon [T42,T421] | LISDRUM |  | 54.3366 | -6.9559
MV/LV Substation GA***203Z |  | 10 kV | _ | LV | 400 kVA :Kiosk Substation | 0.4 | --> | 0.4 | 0.364 | 2.47 |  | --> | 0.38 | 0 | 0.015 | 0 | 0 | Constrained, otherwise capacity available =374 kW | --> | C18 ex TELAYDON | Telaydon [T42,T421] | LISDRUM |  | 54.2562 | -6.9805
MV/LV Substation KI***204Z |  | 20 kV | _ | LV | 200 kVA :Pole Substation | 0.2 | --> | 0.2 | 0.187 | 2.47 |  | --> | 0.19 | 0 | 0 | 0 | 0 | Constrained, otherwise capacity available =192 kW | --> | E13 ex TELAYDON | Telaydon [T42,T421] | LISDRUM |  | 54.2308 | -7.1257
MV/LV Substation KA***205Y |  | 20 kV | _ | LV | 630 kVA :Kiosk Substation | 0.63 | --> | 0.63 | 0.5 | 2.1 |  | --> | 0.598 | 0 | 0 | 0 | 0 | Constrained, otherwise capacity available =604 kW | --> | E16 ex LISDRUM | Lisdrum [T422] | LISDRUM |  | 54.2539 | -6.8718
MV/LV Substation CR***207Y |  | 20 kV | _ | LV | 100 kVA :Pole Substation | 0.1 | --> | 0.1 | 0.084 | 2.1 |  | --> | 0.095 | 0 | 0 | 0 | 0 | Constrained, otherwise capacity available =97 kW | --> | E17 ex LISDRUM | Lisdrum [T422] | LISDRUM |  | 54.2188 | -7.0297
MV/LV Substation MO***211 |  | 10 kV | _ | LV | 50 kVA :Pole Substation | 0.05 | --> | 0.05 | 0 | 0 | Constrained, otherwise capacity available =32 kVA | --> | 0.048 | 0 | 0.015 | 0 | 0 | Constrained, otherwise capacity available =39 kW | --> | C15 ex DRUMBEAR | Drumbear [T41,T42] | LISDRUM |  | 54.2166 | -6.8529
MV/LV Substation MO***213Y |  | 10 kV | _ | LV | 100 kVA :Pole Substation | 0.1 | --> | 0.1 | 0.07 | 2.47 |  | --> | 0.095 | 0 | 0.04 | 0 | 0 | Constrained, otherwise capacity available =69 kW | --> | C18 ex TELAYDON | Telaydon [T42,T421] | LISDRUM |  | 54.2477 | -6.9829
MV/LV Substation CL***214 |  | 10 kV | _ | LV | 50 kVA :Pole Substation | 0.05 | --> | 0.05 | 0 | 0 |  | --> | 0.048 | 0 | 0.038 | 0 | 0 | Constrained, otherwise capacity available =28 kW | --> | C15 ex DRUMBEAR | Drumbear [T41,T42] | LISDRUM |  | 54.2071 | -6.8432
MV/LV Substation MU***214Z |  | 10 kV | _ | LV | 50 kVA :Pole Substation | 0.05 | --> | 0.05 | 0.027 | 2.47 |  | --> | 0.048 | 0 | 0.027 | 0 | 0 | Constrained, otherwise capacity available =31 kW | --> | C18 ex TELAYDON | Telaydon [T42,T421] | LISDRUM |  | 54.2492 | -6.987
MV/LV Substation DE***215X |  | 10 kV | _ | LV | 50 kVA :Pole Substation | 0.05 | --> | 0.05 | 0.038 | 2.47 |  | --> | 0.048 | 0 | 0 | 0 | 0 | Constrained, otherwise capacity available =49 kW | --> | C12 ex TELAYDON | Telaydon [T42,T421] | LISDRUM |  | 54.2654 | -6.9647
MV/LV Substation LA***216Z |  | 10 kV | _ | LV | 200 kVA :Building Structure | 0.2 | --> | 0.2 | 0.163 | 2.47 |  | --> | 0.19 | 0 | 0 | 0 | 0 | Constrained, otherwise capacity available =195 kW | --> | E21 ex TELAYDON | Telaydon [T42,T421] | LISDRUM |  | 54.2493 | -6.9703
MV/LV Substation CL***217Y |  | 20 kV | _ | LV | 50 kVA :Pole Substation | 0.05 | --> | 0.05 | 0 | 0 | Constrained, otherwise capacity available =45 kVA | --> | 0.048 | 0 | 0.024 | 0 | 0 | Constrained, otherwise capacity available =30 kW | --> | E12 ex EMYVALE | Emyvale [T422] | LISDRUM |  | 54.3409 | -7.0461
MV/LV Substation NE***218Z |  | 20 kV | _ | LV | 400 kVA :Kiosk Substation | 0.4 | --> | 0.4 | 0.372 | 2.47 |  | --> | 0.38 | 0 | 0.04 | 0 | 0 | Constrained, otherwise capacity available =354 kW | --> | E13 ex TELAYDON | Telaydon [T42,T421] | LISDRUM |  | 54.2542 | -7.0004
MV/LV Substation CA***219Y |  | 10 kV | _ | LV | 50 kVA :Pole Substation | 0.05 | --> | 0.05 | 0 | 0 | Constrained, otherwise capacity available =49 kVA | --> | 0.048 | 0 | 0 | 0 | 0 | Constrained, otherwise capacity available =48 kW | --> | C15 ex DRUMBEAR | Drumbear [T41,T42] | LISDRUM |  | 54.2081 | -6.8432
MV/LV Substation TA***219Z |  | 20 kV | _ | LV | 50 kVA :Pole Substation | 0.05 | --> | 0.05 | 0 | 0 | Constrained, otherwise capacity available =42 kVA | --> | 0.048 | 0 | 0 | 0 | 0 | Constrained, otherwise capacity available =49 kW | --> | E14 ex EMYVALE | Emyvale [T422] | LISDRUM |  | 54.4011 | -7.019
MV/LV Substation TY***220X |  | 20 kV | _ | LV | 200 kVA :Pole Substation | 0.2 | --> | 0.2 | 0.2 | 2.47 |  | --> | 0.19 | 0 | 0 | 0 | 0 | Constrained, otherwise capacity available =190 kW | --> | E13 ex TELAYDON | Telaydon [T42,T421] | LISDRUM |  | 54.3097 | -7.1213
MV/LV Substation RO***221Y |  | 20 kV | _ | LV | 50 kVA :Pole Substation | 0.05 | --> | 0.05 | 0.05 | 2.47 |  | --> | 0.048 | 0 | 0 | 0 | 0 | Constrained, otherwise capacity available =48 kW | --> | E13 ex TELAYDON | Telaydon [T42,T421] | LISDRUM |  | 54.263 | -7.1509
MV/LV Substation LE***224X |  | 10 kV | _ | LV | 50 kVA :Pole Substation | 0.05 | --> | 0.05 | 0 | 0 | Constrained, otherwise capacity available =48 kVA | --> | 0.048 | 0 | 0 | 0 | 0 | Constrained, otherwise capacity available =48 kW | --> | C15 ex DRUMBEAR | Drumbear [T41,T42] | LISDRUM |  | 54.2109 | -6.8728
MV/LV Substation LI***225X |  | 20 kV | _ | LV | 100 kVA :Pole Substation | 0.1 | --> | 0.1 | 0 | 0 | Constrained, otherwise capacity available =90 kVA | --> | 0.095 | 0 | 0 | 0 | 0 | Constrained, otherwise capacity available =96 kW | --> | E14 ex EMYVALE | Emyvale [T422] | LISDRUM |  | 54.3638 | -6.9659
MV/LV Substation CO***226Y |  | 10 kV | _ | LV | 100 kVA :Pole Substation | 0.1 | --> | 0.1 | 0 | 0 | Constrained, otherwise capacity available =83 kVA | --> | 0.095 | 0 | 0.019 | 0 | 0 | Constrained, otherwise capacity available =83 kW | --> | C14 ex DRUMBEAR | Drumbear [T41,T42] | LISDRUM |  | 54.2365 | -6.9644
MV/LV Substation DR***226Z |  | 10 kV | _ | LV | 630 kVA :Kiosk Substation | 0.63 | --> | 0.63 | 0 | 0 | Constrained, otherwise capacity available =503 kVA | --> | 0.598 | 0 | 0.051 | 0 | 0 | Constrained, otherwise capacity available =578 kW | --> | C14 ex DRUMBEAR | Drumbear [T41,T42] | LISDRUM |  | 54.2327 | -6.9669
MV/LV Substation SC***227X |  | 20 kV | _ | LV | 50 kVA :Pole Substation | 0.05 | --> | 0.05 | 0.045 | 2.47 |  | --> | 0.048 | 0 | 0 | 0 | 0 | Constrained, otherwise capacity available =48 kW | --> | E13 ex TELAYDON | Telaydon [T42,T421] | LISDRUM |  | 54.2764 | -7.0637
MV/LV Substation BO***229X |  | 20 kV | _ | LV | 200 kVA :Pole Substation | 0.2 | --> | 0.2 | 0.152 | 2.47 |  | --> | 0.19 | 0 | 0 | 0 | 0 | Constrained, otherwise capacity available =196 kW | --> | E13 ex TELAYDON | Telaydon [T42,T421] | LISDRUM |  | 54.2754 | -7.0704
MV/LV Substation UR***230X |  | 10 kV | _ | LV | 50 kVA :Pole Substation | 0.05 | --> | 0.05 | 0.048 | 2.04 |  | --> | 0.048 | 0 | 0 | 0 | 0 | Constrained, otherwise capacity available =48 kW | --> | C18 ex BALLYBAY | Ballybay [T41,T42] | LISDRUM |  | 54.1715 | -6.9719
MV/LV Substation KN***232Y |  | 20 kV | _ | LV | 100 kVA :Pole Substation | 0.1 | --> | 0.1 | 0 | 0 | Constrained, otherwise capacity available =92 kVA | --> | 0.095 | 0 | 0 | 0 | 0 | Constrained, otherwise capacity available =96 kW | --> | E12 ex EMYVALE | Emyvale [T422] | LISDRUM |  | 54.3154 | -7.0787
MV/LV Substation KI***233Z |  | 10 kV | _ | LV | 50 kVA :Pole Substation | 0.05 | --> | 0.05 | 0 | 0 | Constrained, otherwise capacity available =47 kVA | --> | 0.048 | 0 | 0 | 0 | 0 | Constrained, otherwise capacity available =48 kW | --> | C14 ex DRUMBEAR | Drumbear [T41,T42] | LISDRUM |  | 54.2402 | -6.9611
MV/LV Substation DE***234Z |  | 20 kV | _ | LV | 200 kVA :Pole Substation | 0.2 | --> | 0.2 | 0 | 0 | Constrained, otherwise capacity available =126 kVA | --> | 0.19 | 0 | 0.01 | 0 | 0 | Constrained, otherwise capacity available =192 kW | --> | E14 ex EMYVALE | Emyvale [T422] | LISDRUM |  | 54.3551 | -7.023
MV/LV Substation CO***235X |  | 20 kV | _ | LV | 50 kVA :Pole Substation | 0.05 | --> | 0.05 | 0.05 | 2.47 |  | --> | 0.048 | 0 | 0 | 0 | 0 | Constrained, otherwise capacity available =48 kW | --> | E13 ex TELAYDON | Telaydon [T42,T421] | LISDRUM |  | 54.3074 | -7.1302
MV/LV Substation AN***236X |  | 10 kV | _ | LV | 50 kVA :Pole Substation | 0.05 | --> | 0.05 | 0.048 | 2.04 |  | --> | 0.048 | 0 | 0 | 0 | 0 | Constrained, otherwise capacity available =48 kW | --> | C18 ex BALLYBAY | Ballybay [T41,T42] | LISDRUM |  | 54.1639 | -6.9311
MV/LV Substation SW***237Z |  | 10 kV | _ | LV | 200 kVA :Building Structure | 0.2 | --> | 0.2 | 0 | 0 | Constrained, otherwise capacity available =120 kVA | --> | 0.19 | 0 | 0 | 0 | 0 | Constrained, otherwise capacity available =201 kW | --> | C13 ex DRUMBEAR | Drumbear [T41,T42] | LISDRUM |  | 54.2465 | -6.9793
MV/LV Substation AV***238 |  | 10 kV | _ | LV | 100 kVA :Pole Substation | 0.1 | --> | 0.1 | 0 | 0 | Constrained, otherwise capacity available =69 kVA | --> | 0.095 | 0 | 0 | 0 | 0 | Constrained, otherwise capacity available =99 kW | --> | C15 ex DRUMBEAR | Drumbear [T41,T42] | LISDRUM |  | 54.1967 | -6.8321
MV/LV Substation GO***238X |  | 20 kV | _ | LV | 200 kVA :Pole Substation | 0.2 | --> | 0.2 | 0 | 0 | Constrained, otherwise capacity available =192 kVA | --> | 0.19 | 0 | 0 | 0 | 0 | Constrained, otherwise capacity available =191 kW | --> | E12 ex EMYVALE | Emyvale [T422] | LISDRUM |  | 54.3455 | -7.0615
MV/LV Substation AG***240X |  | 20 kV | _ | LV | 50 kVA :Pole Substation | 0.05 | --> | 0.05 | 0.039 | 2.1 |  | --> | 0.048 | 0 | 0 | 0 | 0 | Constrained, otherwise capacity available =49 kW | --> | E17 ex LISDRUM | Lisdrum [T422] | LISDRUM |  | 54.2409 | -7.0649
MV/LV Substation CO***240Y |  | 20 kV | _ | LV | 100 kVA :Pole Substation | 0.1 | --> | 0.1 | 0 | 0 | Constrained, otherwise capacity available =76 kVA | --> | 0.095 | 0 | 0.056 | 0.057 | 0 |  | --> | C17 ex CLONES | Clones [T41,T42] | SHANKILL |  | 54.1956 | -7.111
MV/LV Substation TU***240Z |  | 20 kV | _ | LV | 50 kVA :Pole Substation | 0.05 | --> | 0.05 | 0.04 | 2.47 |  | --> | 0.048 | 0 | 0 | 0 | 0 | Constrained, otherwise capacity available =49 kW | --> | E13 ex TELAYDON | Telaydon [T42,T421] | LISDRUM |  | 54.2508 | -7.0072
MV/LV Substation AR***245X |  | 20 kV | _ | LV | 200 kVA :Kiosk Substation | 0.2 | --> | 0.2 | 0.16 | 2.47 |  | --> | 0.19 | 0 | 0 | 0 | 0 | Constrained, otherwise capacity available =195 kW | --> | E19 ex TELAYDON | Telaydon [T42,T421] | LISDRUM |  | 54.3186 | -6.8974
MV/LV Substation CL***248X |  | 10 kV | _ | LV | 50 kVA :Pole Substation | 0.05 | --> | 0.05 | 0 | 0 | Constrained, otherwise capacity available =40 kVA | --> | 0.048 | 0 | 0 | 0 | 0 | Constrained, otherwise capacity available =49 kW | --> | C15 ex DRUMBEAR | Drumbear [T41,T42] | LISDRUM |  | 54.2292 | -6.858
MV/LV Substation MO***249Y |  | 10 kV | _ | LV | 400 kVA :Building Structure | 0.4 | --> | 0.4 | 0.378 | 2.47 |  | --> | 0.38 | 0 | 0 | 0 | 0 | Constrained, otherwise capacity available =383 kW | --> | E21 ex TELAYDON | Telaydon [T42,T421] | LISDRUM |  | 54.2478 | -6.9575
MV/LV Substation D/***250X |  | 20 kV | _ | LV | 100 kVA :Pole Substation | 0.1 | --> | 0.1 | 0.069 | 2.47 |  | --> | 0.095 | 0 | 0.015 | 0 | 0 | Constrained, otherwise capacity available =88 kW | --> | E13 ex TELAYDON | Telaydon [T42,T421] | LISDRUM |  | 54.2828 | -7.0623
MV/LV Substation CH***251Z |  | 20 kV | _ | LV | 200 kVA :Kiosk Substation | 0.2 | --> | 0.2 | 0 | 0 | Constrained, otherwise capacity available =198 kVA | --> | 0.19 | 0 | 0 | 0 | 0 | Constrained, otherwise capacity available =190 kW | --> | E14 ex EMYVALE | Emyvale [T422] | LISDRUM |  | 54.3583 | -7.026
MV/LV Substation GL***252X |  | 20 kV | _ | LV | 200 kVA :Pole Substation | 0.2 | --> | 0.2 | 0.143 | 2.47 |  | --> | 0.19 | 0 | 0 | 0 | 0 | Constrained, otherwise capacity available =198 kW | --> | E19 ex TELAYDON | Telaydon [T42,T421] | LISDRUM |  | 54.3345 | -6.938
MV/LV Substation MO***256 |  | 10 kV | _ | LV | 100 kVA :Pole Substation | 0.1 | --> | 0.1 | 0 | 0 | Constrained, otherwise capacity available =34 kVA | --> | 0.095 | 0 | 0.05 | 0 | 0 | Constrained, otherwise capacity available =67 kW | --> | C15 ex DRUMBEAR | Drumbear [T41,T42] | LISDRUM |  | 54.1835 | -6.8666
MV/LV Substation KI***256Y |  | 20 kV | _ | LV | 50 kVA :Pole Substation | 0.05 | --> | 0.05 | 0 | 0 | Constrained, otherwise capacity available =32 kVA | --> | 0.048 | 0 | 0 | 0 | 0 | Constrained, otherwise capacity available =50 kW | --> | E14 ex EMYVALE | Emyvale [T422] | LISDRUM |  | 54.3542 | -6.9958
MV/LV Substation DE***257 |  | 10 kV | _ | LV | 50 kVA :Pole Substation | 0.05 | --> | 0.05 | 0 | 0 | Constrained, otherwise capacity available =43 kVA | --> | 0.048 | 0 | 0.005 | 0 | 0 | Constrained, otherwise capacity available =45 kW | --> | C15 ex DRUMBEAR | Drumbear [T41,T42] | LISDRUM |  | 54.1803 | -6.8698
MV/LV Substation RA***257X |  | 20 kV | _ | LV | 100 kVA :Pole Substation | 0.1 | --> | 0.1 | 0.098 | 2.47 |  | --> | 0.095 | 0 | 0.005 | 0 | 0 | Constrained, otherwise capacity available =92 kW | --> | E13 ex TELAYDON | Telaydon [T42,T421] | LISDRUM |  | 54.2671 | -7.0111
MV/LV Substation DR***257Z |  | 20 kV | _ | LV | 50 kVA :Pole Substation | 0.05 | --> | 0.05 | 0.038 | 2.47 |  | --> | 0.048 | 0 | 0 | 0 | 0 | Constrained, otherwise capacity available =49 kW | --> | E19 ex TELAYDON | Telaydon [T42,T421] | LISDRUM |  | 54.3091 | -7.0074
MV/LV Substation EM***258Z |  | 20 kV | _ | LV | 100 kVA :Pole Substation | 0.1 | --> | 0.1 | 0.097 | 2.47 |  | --> | 0.095 | 0 | 0 | 0 | 0 | Constrained, otherwise capacity available =95 kW | --> | E19 ex TELAYDON | Telaydon [T42,T421] | LISDRUM |  | 54.3323 | -6.9486
MV/LV Substation AV***264 |  | 10 kV | _ | LV | 50 kVA :Pole Substation | 0.05 | --> | 0.05 | 0 | 0 | Constrained, otherwise capacity available =32 kVA | --> | 0.048 | 0 | 0 | 0 | 0 | Constrained, otherwise capacity available =50 kW | --> | C15 ex DRUMBEAR | Drumbear [T41,T42] | LISDRUM |  | 54.1856 | -6.83
MV/LV Substation CA***265 |  | 10 kV | _ | LV | 50 kVA :Pole Substation | 0.05 | --> | 0.05 | 0 | 0 | Constrained, otherwise capacity available =34 kVA | --> | 0.048 | 0 | 0 | 0 | 0 | Constrained, otherwise capacity available =50 kW | --> | C15 ex DRUMBEAR | Drumbear [T41,T42] | LISDRUM |  | 54.1849 | -6.8184
MV/LV Substation KI***269Y |  | 10 kV | _ | LV | 630 kVA :Kiosk Substation | 0.63 | --> | 0.63 | 0.5 | 2.47 |  | --> | 0.598 | 0 | 0 | 0 | 0 | Constrained, otherwise capacity available =599 kW | --> | C18 ex TELAYDON | Telaydon [T42,T421] | LISDRUM |  | 54.2522 | -6.9816
MV/LV Substation ST***271Y |  | 10 kV | _ | LV | 200 kVA :Pole Substation | 0.2 | --> | 0.2 | 0 | 0 | Constrained, otherwise capacity available =161 kVA | --> | 0.19 | 0 | 0 | 0 | 0 | Constrained, otherwise capacity available =195 kW | --> | C20 ex DRUMBEAR | Drumbear [T41,T42] | LISDRUM |  | 54.192 | -6.9992
MV/LV Substation EM***273 |  | 20 kV | _ | LV | 50 kVA :Pole Substation | 0.05 | --> | 0.05 | 0 | 0 | Constrained, otherwise capacity available =50 kVA | --> | 0.048 | 0 | 0 | 0 | 0 | Constrained, otherwise capacity available =48 kW | --> | E14 ex EMYVALE | Emyvale [T422] | LISDRUM |  | 54.3515 | -6.9374
MV/LV Substation VI***273Z |  | 20 kV | _ | LV | 400 kVA :Kiosk Substation | 0.4 | --> | 0.4 | 0.363 | 2.47 |  | --> | 0.38 | 0 | 0 | 0 | 0 | Constrained, otherwise capacity available =385 kW | --> | E19 ex TELAYDON | Telaydon [T42,T421] | LISDRUM |  | 54.3157 | -6.8958
MV/LV Substation NA***275 |  | 20 kV | _ | LV | 50 kVA :Pole Substation | 0.05 | --> | 0.05 | 0.036 | 2.47 |  | --> | 0.048 | 0 | 0 | 0 | 0 | Constrained, otherwise capacity available =49 kW | --> | E13 ex TELAYDON | Telaydon [T42,T421] | LISDRUM |  | 54.2374 | -7.1451
MV/LV Substation SL***279Z |  | 10 kV | _ | LV | 50 kVA :Pole Substation | 0.05 | --> | 0.05 | 0.05 | 2.04 |  | --> | 0.048 | 0 | 0 | 0 | 0 | Constrained, otherwise capacity available =48 kW | --> | C18 ex BALLYBAY | Ballybay [T41,T42] | LISDRUM |  | 54.1772 | -6.994
MV/LV Substation AG***283 |  | 20 kV | _ | LV | 50 kVA :Pole Substation | 0.05 | --> | 0.05 | 0.05 | 2.1 |  | --> | 0.048 | 0 | 0 | 0 | 0 | Constrained, otherwise capacity available =48 kW | --> | E16 ex LISDRUM | Lisdrum [T422] | LISDRUM |  | 54.2466 | -6.9054
MV/LV Substation LA***283Z |  | 10 kV | _ | LV | 630 kVA :Kiosk Substation | 0.63 | --> | 0.63 | 0.5 | 2.47 |  | --> | 0.598 | 0 | 0.011 | 0 | 0 | Constrained, otherwise capacity available =602 kW | --> | E21 ex TELAYDON | Telaydon [T42,T421] | LISDRUM |  | 54.2446 | -6.9477
MV/LV Substation BE***286Y |  | 10 kV | _ | LV | 200 kVA :Pole Substation | 0.2 | --> | 0.2 | 0 | 0 | Constrained, otherwise capacity available =171 kVA | --> | 0.19 | 0 | 0.007 | 0 | 0 | Constrained, otherwise capacity available =189 kW | --> | C19 ex DRUMBEAR | Drumbear [T41,T42] | LISDRUM |  | 54.2337 | -6.973
MV/LV Substation CA***293 |  | 20 kV | _ | LV | 100 kVA :Pole Substation | 0.1 | --> | 0.1 | 0.058 | 2.1 |  | --> | 0.095 | 0 | 0 | 0 | 0 | Constrained, otherwise capacity available =100 kW | --> | E17 ex LISDRUM | Lisdrum [T422] | LISDRUM |  | 54.1857 | -7.0322
MV/LV Substation KI***293Z |  | 10 kV | _ | LV | 200 kVA :Pole Substation | 0.2 | --> | 0.2 | 0 | 0 | Constrained, otherwise capacity available =146 kVA | --> | 0.19 | 0 | 0 | 0 | 0 | Constrained, otherwise capacity available =197 kW | --> | C14 ex DRUMBEAR | Drumbear [T41,T42] | LISDRUM |  | 54.2386 | -6.9669
MV/LV Substation MU***295Z |  | 10 kV | _ | LV | 630 kVA :Kiosk Substation | 0.63 | --> | 0.63 | 0.5 | 2.47 |  | --> | 0.598 | 0 | 0.003 | 0 | 0 | Constrained, otherwise capacity available =603 kW | --> | C18 ex TELAYDON | Telaydon [T42,T421] | LISDRUM |  | 54.25 | -6.9763
MV/LV Substation TI***297Z |  | 10 kV | _ | LV | 400 kVA :Building Structure | 0.4 | --> | 0.4 | 0.316 | 2.47 |  | --> | 0.38 | 0 | 0 | 0 | 0 | Constrained, otherwise capacity available =391 kW | --> | E21 ex TELAYDON | Telaydon [T42,T421] | LISDRUM |  | 54.2474 | -6.9651
MV/LV Substation DR***301X |  | 20 kV | _ | LV | 50 kVA :Pole Substation | 0.05 | --> | 0.05 | 0.047 | 2.47 |  | --> | 0.048 | 0 | 0 | 0 | 0 | Constrained, otherwise capacity available =48 kW | --> | E19 ex TELAYDON | Telaydon [T42,T421] | LISDRUM |  | 54.3167 | -7.0052
MV/LV Substation MU***301Z |  | 20 kV | _ | LV | 50 kVA :Pole Substation | 0.05 | --> | 0.05 | 0 | 0 | Constrained, otherwise capacity available =47 kVA | --> | 0.048 | 0 | 0 | 0.048 | 0 |  | --> | C17 ex CLONES | Clones [T41,T42] | SHANKILL |  | 54.2308 | -7.0644
MV/LV Substation CO***302 |  | 10 kV | _ | LV | 200 kVA :Pole Substation | 0.2 | --> | 0.2 | 0.188 | 2.47 |  | --> | 0.19 | 0 | 0.004 | 0 | 0 | Constrained, otherwise capacity available =189 kW | --> | E21 ex TELAYDON | Telaydon [T42,T421] | LISDRUM |  | 54.2567 | -6.9637
MV/LV Substation TI***309Y |  | 10 kV | _ | LV | 100 kVA :Pole Substation | 0.1 | --> | 0.1 | 0.023 | 2.47 |  | --> | 0.095 | 0 | 0.15 | 0 | 0 |  | --> | C12 ex TELAYDON | Telaydon [T42,T421] | LISDRUM |  | 54.2789 | -6.9703
MV/LV Substation LA***310 |  | 10 kV | _ | LV | 50 kVA :Pole Substation | 0.05 | --> | 0.05 | 0.05 | 2.47 |  | --> | 0.048 | 0 | 0 | 0 | 0 | Constrained, otherwise capacity available =48 kW | --> | C12 ex TELAYDON | Telaydon [T42,T421] | LISDRUM |  | 54.2678 | -6.9735
MV/LV Substation SC***311 |  | 20 kV | _ | LV | 200 kVA :Pole Substation | 0.2 | --> | 0.2 | 0.122 | 2.47 |  | --> | 0.19 | 0 | 0.01 | 0 | 0 | Constrained, otherwise capacity available =193 kW | --> | E13 ex TELAYDON | Telaydon [T42,T421] | LISDRUM |  | 54.2772 | -7.0693
MV/LV Substation KI***313 |  | 10 kV | _ | LV | 50 kVA :Pole Substation | 0.05 | --> | 0.05 | 0 | 0 | Constrained, otherwise capacity available =41 kVA | --> | 0.048 | 0 | 0 | 0 | 0 | Constrained, otherwise capacity available =49 kW | --> | C20 ex DRUMBEAR | Drumbear [T41,T42] | LISDRUM |  | 54.2341 | -6.9626
MV/LV Substation LI***314X |  | 10 kV | _ | LV | 200 kVA :Pole Substation | 0.2 | --> | 0.2 | 0.152 | 2.04 |  | --> | 0.19 | 0 | 0 | 0 | 0 | Constrained, otherwise capacity available =196 kW | --> | C18 ex BALLYBAY | Ballybay [T41,T42] | LISDRUM |  | 54.1606 | -6.9713
MV/LV Substation CO***315X |  | 20 kV | _ | LV | 100 kVA :Pole Substation | 0.1 | --> | 0.1 | 0 | 0 | Constrained, otherwise capacity available =100 kVA | --> | 0.095 | 0 | 0 | 0 | 0 | Constrained, otherwise capacity available =95 kW | --> | E14 ex EMYVALE | Emyvale [T422] | LISDRUM |  | 54.3584 | -7.0523
MV/LV Substation HU***316Z |  | 20 kV | _ | LV | 400 kVA :Building Structure | 0.4 | --> | 0.4 | 0.4 | 2.47 |  | --> | 0.38 | 0 | 0 | 0 | 0 | Constrained, otherwise capacity available =380 kW | --> | E19 ex TELAYDON | Telaydon [T42,T421] | LISDRUM |  | 54.3196 | -6.8938
MV/LV Substation DE***321X |  | 20 kV | _ | LV | 50 kVA :Pole Substation | 0.05 | --> | 0.05 | 0.05 | 2.47 |  | --> | 0.048 | 0 | 0 | 0 | 0 | Constrained, otherwise capacity available =48 kW | --> | E19 ex TELAYDON | Telaydon [T42,T421] | LISDRUM |  | 54.3341 | -6.9447
MV/LV Substation TY***324Y |  | 20 kV | _ | LV | 50 kVA :Pole Substation | 0.05 | --> | 0.05 | 0.047 | 2.1 |  | --> | 0.048 | 0 | 0 | 0 | 0 | Constrained, otherwise capacity available =48 kW | --> | E16 ex LISDRUM | Lisdrum [T422] | LISDRUM |  | 54.2647 | -6.8945
MV/LV Substation MU***325 |  | 20 kV | _ | LV | 50 kVA :Pole Substation | 0.05 | --> | 0.05 | 0.043 | 2.47 |  | --> | 0.048 | 0 | 0 | 0 | 0 | Constrained, otherwise capacity available =48 kW | --> | E19 ex TELAYDON | Telaydon [T42,T421] | LISDRUM |  | 54.2991 | -6.922
MV/LV Substation LO***325X |  | 20 kV | _ | LV | 50 kVA :Pole Substation | 0.05 | --> | 0.05 | 0.043 | 2.47 |  | --> | 0.048 | 0 | 0 | 0 | 0 | Constrained, otherwise capacity available =48 kW | --> | E19 ex TELAYDON | Telaydon [T42,T421] | LISDRUM |  | 54.2902 | -6.8789
MV/LV Substation MU***327Y |  | 20 kV | _ | LV | 50 kVA :Pole Substation | 0.05 | --> | 0.05 | 0 | 0 | Constrained, otherwise capacity available =48 kVA | --> | 0.048 | 0 | 0 | 0 | 0 | Constrained, otherwise capacity available =48 kW | --> | E14 ex EMYVALE | Emyvale [T422] | LISDRUM |  | 54.388 | -6.9714
MV/LV Substation TH***328 |  | 10 kV | _ | LV | 400 kVA :Building Structure | 0.4 | --> | 0.4 | 0.327 | 2.47 |  | --> | 0.38 | 0 | 0.01 | 0 | 0 | Constrained, otherwise capacity available =382 kW | --> | E21 ex TELAYDON | Telaydon [T42,T421] | LISDRUM |  | 54.249 | -6.9676
MV/LV Substation ED***332Y |  | 20 kV | _ | LV | 200 kVA :Pole Substation | 0.2 | --> | 0.2 | 0 | 0 | Constrained, otherwise capacity available =145 kVA | --> | 0.19 | 0 | 0 | 0 | 0 | Constrained, otherwise capacity available =197 kW | --> | E14 ex EMYVALE | Emyvale [T422] | LISDRUM |  | 54.3224 | -6.9951
MV/LV Substation MU***335Z |  | 20 kV | _ | LV | 400 kVA :Kiosk Substation | 0.4 | --> | 0.4 | 0 | 0 | Constrained, otherwise capacity available =376 kVA | --> | 0.38 | 0 | 0.005 | 0 | 0 | Constrained, otherwise capacity available =380 kW | --> | E14 ex EMYVALE | Emyvale [T422] | LISDRUM |  | 54.3645 | -6.9167
MV/LV Substation DR***337X |  | 20 kV | _ | LV | 50 kVA :Pole Substation | 0.05 | --> | 0.05 | 0.048 | 2.47 |  | --> | 0.048 | 0 | 0 | 0 | 0 | Constrained, otherwise capacity available =48 kW | --> | E19 ex TELAYDON | Telaydon [T42,T421] | LISDRUM |  | 54.2813 | -7.0455
MV/LV Substation DR***337Y |  | 10 kV | _ | LV | 50 kVA :Pole Substation | 0.05 | --> | 0.05 | 0 | 0 | Constrained, otherwise capacity available =37 kVA | --> | 0.048 | 0 | 0.008 | 0 | 0 | Constrained, otherwise capacity available =43 kW | --> | C13 ex DRUMBEAR | Drumbear [T41,T42] | LISDRUM |  | 54.233 | -6.969
MV/LV Substation CA***337Z |  | 20 kV | _ | LV | 50 kVA :Pole Substation | 0.05 | --> | 0.05 | 0.05 | 2.1 |  | --> | 0.048 | 0 | 0 | 0 | 0 | Constrained, otherwise capacity available =48 kW | --> | E16 ex LISDRUM | Lisdrum [T422] | LISDRUM |  | 54.2529 | -6.8816
MV/LV Substation KI***338X |  | 10 kV | _ | LV | 200 kVA :Kiosk Substation | 0.2 | --> | 0.2 | 0 | 0 | Constrained, otherwise capacity available =97 kVA | --> | 0.19 | 0 | 0.027 | 0 | 0 | Constrained, otherwise capacity available =184 kW | --> | C19 ex DRUMBEAR | Drumbear [T41,T42] | LISDRUM |  | 54.2421 | -6.9864
MV/LV Substation HI***339Y |  | 10 kV | _ | LV | 400 kVA :Building Structure | 0.4 | --> | 0.4 | 0.269 | 2.47 |  | --> | 0.38 | 0 | 0 | 0 | 0 | Constrained, otherwise capacity available =398 kW | --> | E21 ex TELAYDON | Telaydon [T42,T421] | LISDRUM |  | 54.2469 | -6.9549
MV/LV Substation TI***340Z |  | 10 kV | _ | LV | 200 kVA :Pole Substation | 0.2 | --> | 0.2 | 0.2 | 2.47 |  | --> | 0.19 | 0 | 0 | 0 | 0 | Constrained, otherwise capacity available =190 kW | --> | C12 ex TELAYDON | Telaydon [T42,T421] | LISDRUM |  | 54.2795 | -6.9696
MV/LV Substation ST***341X |  | 20 kV | _ | LV | 50 kVA :Pole Substation | 0.05 | --> | 0.05 | 0.049 | 2.47 |  | --> | 0.048 | 0 | 0 | 0 | 0 | Constrained, otherwise capacity available =48 kW | --> | E19 ex TELAYDON | Telaydon [T42,T421] | LISDRUM |  | 54.3278 | -6.9107
MV/LV Substation LI***343X |  | 10 kV | _ | LV | 50 kVA :Pole Substation | 0.05 | --> | 0.05 | 0.045 | 2.04 |  | --> | 0.048 | 0 | 0 | 0 | 0 | Constrained, otherwise capacity available =48 kW | --> | C18 ex BALLYBAY | Ballybay [T41,T42] | LISDRUM |  | 54.1602 | -6.9661
MV/LV Substation SK***345X |  | 20 kV | _ | LV | 50 kVA :Pole Substation | 0.05 | --> | 0.05 | 0 | 0 | Constrained, otherwise capacity available =38 kVA | --> | 0.048 | 0 | 0 | 0.049 | 0 |  | --> | C17 ex CLONES | Clones [T41,T42] | SHANKILL |  | 54.2327 | -7.0756
MV/LV Substation MI***345Z |  | 10 kV | _ | LV | 50 kVA :Pole Substation | 0.05 | --> | 0.05 | 0.04 | 2.47 |  | --> | 0.048 | 0 | 0 | 0 | 0 | Constrained, otherwise capacity available =49 kW | --> | C18 ex TELAYDON | Telaydon [T42,T421] | LISDRUM |  | 54.2551 | -6.9805
MV/LV Substation CA***347Z |  | 20 kV | _ | LV | 200 kVA :Kiosk Substation | 0.2 | --> | 0.2 | 0 | 0 | Constrained, otherwise capacity available =195 kVA | --> | 0.19 | 0 | 0 | 0.191 | 0 |  | --> | C17 ex CLONES | Clones [T41,T42] | SHANKILL |  | 54.2253 | -7.0924
MV/LV Substation GR***351 |  | 10 kV | _ | LV | 50 kVA :Pole Substation | 0.05 | --> | 0.05 | 0.043 | 2.47 |  | --> | 0.048 | 0 | 0 | 0 | 0 | Constrained, otherwise capacity available =48 kW | --> | C12 ex TELAYDON | Telaydon [T42,T421] | LISDRUM |  | 54.2777 | -6.9522
MV/LV Substation TH***352 |  | 10 kV | _ | LV | 50 kVA :Pole Substation | 0.05 | --> | 0.05 | 0.042 | 2.47 |  | --> | 0.048 | 0 | 0 | 0 | 0 | Constrained, otherwise capacity available =49 kW | --> | C12 ex TELAYDON | Telaydon [T42,T421] | LISDRUM |  | 54.2675 | -6.959
MV/LV Substation QU***353 |  | 20 kV | _ | LV | 50 kVA :Pole Substation | 0.05 | --> | 0.05 | 0.039 | 2.47 |  | --> | 0.048 | 0 | 0 | 0 | 0 | Constrained, otherwise capacity available =49 kW | --> | E13 ex TELAYDON | Telaydon [T42,T421] | LISDRUM |  | 54.2654 | -7.0318
MV/LV Substation CR***353Y |  | 20 kV | _ | LV | 50 kVA :Pole Substation | 0.05 | --> | 0.05 | 0.046 | 2.47 |  | --> | 0.048 | 0 | 0 | 0 | 0 | Constrained, otherwise capacity available =48 kW | --> | E13 ex TELAYDON | Telaydon [T42,T421] | LISDRUM |  | 54.2776 | -7.0381
MV/LV Substation RA***354 |  | 20 kV | _ | LV | 50 kVA :Pole Substation | 0.05 | --> | 0.05 | 0.042 | 2.47 |  | --> | 0.048 | 0 | 0.006 | 0 | 0 | Constrained, otherwise capacity available =44 kW | --> | E13 ex TELAYDON | Telaydon [T42,T421] | LISDRUM |  | 54.267 | -7.0185
MV/LV Substation KN***354Z |  | 10 kV | _ | LV | 200 kVA :Kiosk Substation | 0.2 | --> | 0.2 | 0.139 | 2.47 |  | --> | 0.19 | 0 | 0 | 0 | 0 | Constrained, otherwise capacity available =198 kW | --> | C18 ex TELAYDON | Telaydon [T42,T421] | LISDRUM |  | 54.246 | -6.9886
MV/LV Substation KI***361 |  | 20 kV | _ | LV | 100 kVA :Pole Substation | 0.1 | --> | 0.1 | 0.094 | 2.1 |  | --> | 0.095 | 0 | 0 | 0 | 0 | Constrained, otherwise capacity available =96 kW | --> | E16 ex LISDRUM | Lisdrum [T422] | LISDRUM |  | 54.272 | -6.8747
MV/LV Substation TI***362 |  | 20 kV | _ | LV | 100 kVA :Pole Substation | 0.1 | --> | 0.1 | 0.1 | 2.47 |  | --> | 0.095 | 0 | 0 | 0 | 0 | Constrained, otherwise capacity available =95 kW | --> | E19 ex TELAYDON | Telaydon [T42,T421] | LISDRUM |  | 54.2797 | -6.9143
MV/LV Substation HA***364Y |  | 20 kV | _ | LV | 50 kVA :Pole Substation | 0.05 | --> | 0.05 | 0.037 | 2.1 |  | --> | 0.048 | 0 | 0 | 0 | 0 | Constrained, otherwise capacity available =49 kW | --> | E17 ex LISDRUM | Lisdrum [T422] | LISDRUM |  | 54.2354 | -6.998
MV/LV Substation LA***365Z |  | 10 kV | _ | LV | 200 kVA :Pole Substation | 0.2 | --> | 0.2 | 0.163 | 2.47 |  | --> | 0.19 | 0 | 0 | 0 | 0 | Constrained, otherwise capacity available =195 kW | --> | E21 ex TELAYDON | Telaydon [T42,T421] | LISDRUM |  | 54.2485 | -6.9465
MV/LV Substation CA***366X |  | 20 kV | _ | LV | 50 kVA :Pole Substation | 0.05 | --> | 0.05 | 0.05 | 2.47 |  | --> | 0.048 | 0 | 0 | 0 | 0 | Constrained, otherwise capacity available =48 kW | --> | E13 ex TELAYDON | Telaydon [T42,T421] | LISDRUM |  | 54.2772 | -7.0621
MV/LV Substation TU***366Y |  | 20 kV | _ | LV | 50 kVA :Pole Substation | 0.05 | --> | 0.05 | 0.05 | 2.47 |  | --> | 0.048 | 0 | 0 | 0 | 0 | Constrained, otherwise capacity available =48 kW | --> | E19 ex TELAYDON | Telaydon [T42,T421] | LISDRUM |  | 54.3141 | -6.893
MV/LV Substation SI***368Y |  | 20 kV | _ | LV | 200 kVA :Pole Substation | 0.2 | --> | 0.2 | 0 | 0 | Constrained, otherwise capacity available =200 kVA | --> | 0.19 | 0 | 0 | 0 | 0 | Constrained, otherwise capacity available =190 kW | --> | E12 ex EMYVALE | Emyvale [T422] | LISDRUM |  | 54.3625 | -7.0756
MV/LV Substation CO***370Y |  | 10 kV | _ | LV | 50 kVA :Pole Substation | 0.05 | --> | 0.05 | 0.042 | 2.04 |  | --> | 0.048 | 0 | 0 | 0 | 0 | Constrained, otherwise capacity available =48 kW | --> | C18 ex BALLYBAY | Ballybay [T41,T42] | LISDRUM |  | 54.2004 | -6.9013
MV/LV Substation SH***370Z |  | 10 kV | _ | LV | 100 kVA :Pole Substation | 0.1 | --> | 0.1 | 0 | 0 | Constrained, otherwise capacity available =80 kVA | --> | 0.095 | 0 | 0.005 | 0 | 0 | Constrained, otherwise capacity available =94 kW | --> | C15 ex DRUMBEAR | Drumbear [T41,T42] | LISDRUM |  | 54.1943 | -6.8609
MV/LV Substation KI***373X |  | 20 kV | _ | LV | 50 kVA :Pole Substation | 0.05 | --> | 0.05 | 0.039 | 2.47 |  | --> | 0.048 | 0 | 0 | 0 | 0 | Constrained, otherwise capacity available =49 kW | --> | E13 ex TELAYDON | Telaydon [T42,T421] | LISDRUM |  | 54.2545 | -7.0775
MV/LV Substation CO***378Y |  | 20 kV | _ | LV | 50 kVA :Pole Substation | 0.05 | --> | 0.05 | 0 | 0 | Constrained, otherwise capacity available =41 kVA | --> | 0.048 | 0 | 0 | 0.049 | 0 |  | --> | C17 ex CLONES | Clones [T41,T42] | SHANKILL |  | 54.2214 | -7.0868
MV/LV Substation MO***378Z |  | 10 kV | _ | LV | 50 kVA :Pole Substation | 0.05 | --> | 0.05 | 0.049 | 2.47 |  | --> | 0.048 | 0 | 0 | 0 | 0 | Constrained, otherwise capacity available =48 kW | --> | E21 ex TELAYDON | Telaydon [T42,T421] | LISDRUM |  | 54.2489 | -6.9592
MV/LV Substation GL***381Z |  | 10 kV | _ | LV | 630 kVA :Building Structure | 0.63 | --> | 0.63 | 0.317 | 2.47 |  | --> | 0.598 | 0 | 0 | 0 | 0 | Constrained, otherwise capacity available =640 kW | --> | E21 ex TELAYDON | Telaydon [T42,T421] | LISDRUM |  | 54.2494 | -6.9686
MV/LV Substation DR***382X |  | 20 kV | _ | LV | 50 kVA :Pole Substation | 0.05 | --> | 0.05 | 0 | 0 | Constrained, otherwise capacity available =49 kVA | --> | 0.048 | 0 | 0 | 0 | 0 | Constrained, otherwise capacity available =48 kW | --> | E14 ex EMYVALE | Emyvale [T422] | LISDRUM |  | 54.3682 | -6.936
MV/LV Substation M ***382Z |  | 10 kV | _ | LV | 400 kVA :Building Structure | 0.4 | --> | 0.4 | 0.29 | 2.47 |  | --> | 0.38 | 0 | 0.05 | 0 | 0 | Constrained, otherwise capacity available =353 kW | --> | C12 ex TELAYDON | Telaydon [T42,T421] | LISDRUM |  | 54.2624 | -6.9472
MV/LV Substation DO***385 |  | 20 kV | _ | LV | 200 kVA :Pole Substation | 0.2 | --> | 0.2 | 0.159 | 2.47 |  | --> | 0.19 | 0 | 0 | 0 | 0 | Constrained, otherwise capacity available =196 kW | --> | E19 ex TELAYDON | Telaydon [T42,T421] | LISDRUM |  | 54.3115 | -7.0008
MV/LV Substation ST***385Y |  | 10 kV | _ | LV | 100 kVA :Pole Substation | 0.1 | --> | 0.1 | 0.097 | 2.04 |  | --> | 0.095 | 0 | 0 | 0 | 0 | Constrained, otherwise capacity available =95 kW | --> | C18 ex BALLYBAY | Ballybay [T41,T42] | LISDRUM |  | 54.182 | -7.0054
MV/LV Substation KI***386X |  | 10 kV | _ | LV | 100 kVA :Pole Substation | 0.1 | --> | 0.1 | 0 | 0 | Constrained, otherwise capacity available =72 kVA | --> | 0.095 | 0 | 0.01 | 0 | 0 | Constrained, otherwise capacity available =91 kW | --> | C19 ex DRUMBEAR | Drumbear [T41,T42] | LISDRUM |  | 54.2413 | -6.9906
MV/LV Substation KI***387 |  | 20 kV | _ | LV | 50 kVA :Pole Substation | 0.05 | --> | 0.05 | 0.036 | 2.47 |  | --> | 0.048 | 0 | 0 | 0 | 0 | Constrained, otherwise capacity available =49 kW | --> | E19 ex TELAYDON | Telaydon [T42,T421] | LISDRUM |  | 54.3072 | -6.9943
MV/LV Substation DU***387X |  | 20 kV | _ | LV | 50 kVA :Pole Substation | 0.05 | --> | 0.05 | 0 | 0 | Constrained, otherwise capacity available =49 kVA | --> | 0.048 | 0 | 0 | 0 | 0 | Constrained, otherwise capacity available =48 kW | --> | E14 ex EMYVALE | Emyvale [T422] | LISDRUM |  | 54.3655 | -6.9946
MV/LV Substation KI***388 |  | 20 kV | _ | LV | 100 kVA :Pole Substation | 0.1 | --> | 0.1 | 0.095 | 2.47 |  | --> | 0.095 | 0 | 0 | 0 | 0 | Constrained, otherwise capacity available =96 kW | --> | E19 ex TELAYDON | Telaydon [T42,T421] | LISDRUM |  | 54.3023 | -6.9964
MV/LV Substation KI***390Y |  | 20 kV | _ | LV | 50 kVA :Pole Substation | 0.05 | --> | 0.05 | 0.046 | 2.47 |  | --> | 0.048 | 0 | 0 | 0 | 0 | Constrained, otherwise capacity available =48 kW | --> | E13 ex TELAYDON | Telaydon [T42,T421] | LISDRUM |  | 54.267 | -7.0539
MV/LV Substation CA***390Z |  | 10 kV | _ | LV | 50 kVA :Pole Substation | 0.05 | --> | 0.05 | 0 | 0 | Constrained, otherwise capacity available =39 kVA | --> | 0.048 | 0 | 0 | 0 | 0 | Constrained, otherwise capacity available =49 kW | --> | C15 ex DRUMBEAR | Drumbear [T41,T42] | LISDRUM |  | 54.2234 | -6.9392
MV/LV Substation EM***392 |  | 20 kV | _ | LV | 100 kVA :Pole Substation | 0.1 | --> | 0.1 | 0 | 0 | Constrained, otherwise capacity available =75 kVA | --> | 0.095 | 0 | 0 | 0 | 0 | Constrained, otherwise capacity available =98 kW | --> | E14 ex EMYVALE | Emyvale [T422] | LISDRUM |  | 54.3425 | -6.9577
MV/LV Substation MC***392Z |  | 10 kV | _ | LV | 50 kVA :Pole Substation | 0.05 | --> | 0.05 | 0 | 0 | Constrained, otherwise capacity available =42 kVA | --> | 0.048 | 0 | 0 | 0 | 0 | Constrained, otherwise capacity available =49 kW | --> | C14 ex DRUMBEAR | Drumbear [T41,T42] | LISDRUM |  | 54.2438 | -6.9679
MV/LV Substation DE***399Z |  | 10 kV | _ | LV | 50 kVA :Pole Substation | 0.05 | --> | 0.05 | 0 | 0 | Constrained, otherwise capacity available =49 kVA | --> | 0.048 | 0 | 0 | 0 | 0 | Constrained, otherwise capacity available =48 kW | --> | C15 ex DRUMBEAR | Drumbear [T41,T42] | LISDRUM |  | 54.1772 | -6.8636
MV/LV Substation FI***4006 |  | 10 kV | _ | LV | 400 kVA :Kiosk Substation | 0.4 | --> | 0.4 | 0.386 | 2.47 |  | --> | 0.38 | 0 | 0.011 | 0 | 0 | Constrained, otherwise capacity available =374 kW | --> | E21 ex TELAYDON | Telaydon [T42,T421] | LISDRUM |  | 54.2534 | -6.9472
MV/LV Substation CA***4008 |  | 20 kV | _ | LV | 50 kVA :Pole Substation | 0.05 | --> | 0.05 | 0.05 | 2.47 |  | --> | 0.048 | 0 | 0 | 0 | 0 | Constrained, otherwise capacity available =48 kW | --> | E13 ex TELAYDON | Telaydon [T42,T421] | LISDRUM |  | 54.2687 | -7.0258
MV/LV Substation WP***4009 |  | 10 kV | _ | LV | 50 kVA :Pole Substation | 0.05 | --> | 0.05 | 0.047 | 2.47 |  | --> | 0.048 | 0 | 0 | 0 | 0 | Constrained, otherwise capacity available =48 kW | --> | C12 ex TELAYDON | Telaydon [T42,T421] | LISDRUM |  | 54.2528 | -6.9567
MV/LV Substation DR***400X |  | 20 kV | _ | LV | 50 kVA :Pole Substation | 0.05 | --> | 0.05 | 0 | 0 | Constrained, otherwise capacity available =48 kVA | --> | 0.048 | 0 | 0 | 0 | 0 | Constrained, otherwise capacity available =48 kW | --> | E14 ex EMYVALE | Emyvale [T422] | LISDRUM |  | 54.3696 | -6.9364
MV/LV Substation CO***400Z |  | 10 kV | _ | LV | 100 kVA :Pole Substation | 0.1 | --> | 0.1 | 0.058 | 2.04 |  | --> | 0.095 | 0 | 0 | 0 | 0 | Constrained, otherwise capacity available =101 kW | --> | C18 ex BALLYBAY | Ballybay [T41,T42] | LISDRUM |  | 54.2017 | -6.9008
MV/LV Substation LE***4012 |  | 10 kV | _ | LV | 50 kVA :Pole Substation | 0.05 | --> | 0.05 | 0.043 | 3.38 |  | --> | 0.048 | 0 | 0 | 0 | 0 | Constrained, otherwise capacity available =48 kW | --> | C21 ex CASTLEBLAYNEY | Castleblayney [T41,T42] | DUNDALK |  | 54.1946 | -6.7765
MV/LV Substation TI***4018 |  | 20 kV | _ | LV | 50 kVA :Pole Substation | 0.05 | --> | 0.05 | 0 | 0 | Constrained, otherwise capacity available =50 kVA | --> | 0.048 | 0 | 0 | 0 | 0 | Constrained, otherwise capacity available =48 kW | --> | E14 ex EMYVALE | Emyvale [T422] | LISDRUM |  | 54.339 | -6.9904
MV/LV Substation TI***4033 |  | 20 kV | _ | LV | 50 kVA :Pole Substation | 0.05 | --> | 0.05 | 0.05 | 2.47 |  | --> | 0.048 | 0 | 0 | 0 | 0 | Constrained, otherwise capacity available =48 kW | --> | E19 ex TELAYDON | Telaydon [T42,T421] | LISDRUM |  | 54.2796 | -6.9165
MV/LV Substation BA***4038 |  | 10 kV | _ | LV | 100 kVA :Pole Substation | 0.1 | --> | 0.1 | 0 | 0 | Constrained, otherwise capacity available =99 kVA | --> | 0.095 | 0 | 0 | 0 | 0 | Constrained, otherwise capacity available =95 kW | --> | C20 ex DRUMBEAR | Drumbear [T41,T42] | LISDRUM |  | 54.1956 | -7.0192
MV/LV Substation TU***4039 |  | 20 kV | _ | LV | 100 kVA :Pole Substation | 0.1 | --> | 0.1 | 0.092 | 2.47 |  | --> | 0.095 | 0 | 0.034 | 0 | 0 | Constrained, otherwise capacity available =71 kW | --> | E13 ex TELAYDON | Telaydon [T42,T421] | LISDRUM |  | 54.2587 | -7.0615
MV/LV Substation GE***4040 |  | 10 kV | _ | LV | 400 kVA :Building Structure | 0.4 | --> | 0.4 | 0 | 0 | Constrained, otherwise capacity available =346 kVA | --> | 0.38 | 0 | 0 | 0 | 0 | Constrained, otherwise capacity available =387 kW | --> | C20 ex DRUMBEAR | Drumbear [T41,T42] | LISDRUM |  | 54.2309 | -6.9553
MV/LV Substation DE***4041 |  | 20 kV | _ | LV | 50 kVA :Pole Substation | 0.05 | --> | 0.05 | 0 | 0 | Constrained, otherwise capacity available =48 kVA | --> | 0.048 | 0 | 0 | 0 | 0 | Constrained, otherwise capacity available =48 kW | --> | E14 ex EMYVALE | Emyvale [T422] | LISDRUM |  | 54.3555 | -7.0191
MV/LV Substation AG***4056 |  | 20 kV | _ | LV | 50 kVA :Pole Substation | 0.05 | --> | 0.05 | 0.05 | 2.47 |  | --> | 0.048 | 0 | 0 | 0 | 0 | Constrained, otherwise capacity available =48 kW | --> | E19 ex TELAYDON | Telaydon [T42,T421] | LISDRUM |  | 54.3003 | -6.9058
MV/LV Substation JM***4062 |  | 10 kV | _ | LV | 400 kVA :Building Structure | 0.4 | --> | 0.4 | 0 | 0 | Constrained, otherwise capacity available =274 kVA | --> | 0.38 | 0 | 0 | 0 | 0 | Constrained, otherwise capacity available =392 kW | --> | C15 ex DRUMBEAR | Drumbear [T41,T42] | LISDRUM |  | 54.2227 | -6.9212
MV/LV Substation ED***406Y |  | 20 kV | _ | LV | 50 kVA :Pole Substation | 0.05 | --> | 0.05 | 0 | 0 | Constrained, otherwise capacity available =41 kVA | --> | 0.048 | 0 | 0.03 | 0 | 0 | Constrained, otherwise capacity available =27 kW | --> | E14 ex EMYVALE | Emyvale [T422] | LISDRUM |  | 54.3194 | -6.9968
MV/LV Substation CO***406Z |  | 10 kV | _ | LV | 50 kVA :Pole Substation | 0.05 | --> | 0.05 | 0.049 | 2.04 |  | --> | 0.048 | 0 | 0 | 0 | 0 | Constrained, otherwise capacity available =48 kW | --> | C18 ex BALLYBAY | Ballybay [T41,T42] | LISDRUM |  | 54.1775 | -6.918
MV/LV Substation UR***4076 |  | 10 kV | _ | LV | 50 kVA :Pole Substation | 0.05 | --> | 0.05 | 0 | 0 | Constrained, otherwise capacity available =50 kVA | --> | 0.048 | 0 | 0 | 0 | 0 | Constrained, otherwise capacity available =48 kW | --> | C20 ex DRUMBEAR | Drumbear [T41,T42] | LISDRUM |  | 54.1986 | -6.951
MV/LV Substation BR***4080 |  | 20 kV | _ | LV | 50 kVA :Pole Substation | 0.05 | --> | 0.05 | 0.035 | 2.1 |  | --> | 0.048 | 0 | 0.045 | 0 | 0 | Constrained, otherwise capacity available =16 kW | --> | E17 ex LISDRUM | Lisdrum [T422] | LISDRUM |  | 54.2323 | -7.022
MV/LV Substation KI***4085 |  | 20 kV | _ | LV | 50 kVA :Pole Substation | 0.05 | --> | 0.05 | 0 | 0 | Constrained, otherwise capacity available =33 kVA | --> | 0.048 | 0 | 0.048 | 0.014 | 0 |  | --> | C17 ex CLONES | Clones [T41,T42] | SHANKILL |  | 54.2352 | -7.0733
MV/LV Substation TA***4087 |  | 20 kV | _ | LV | 33 kVA :Pole Substation | 0.033 | --> | 0.033 | 0.032 | 2.47 |  | --> | 0.031 | 0 | 0.006 | 0 | 0 | Constrained, otherwise capacity available =27 kW | --> | E13 ex TELAYDON | Telaydon [T42,T421] | LISDRUM |  | 54.3217 | -7.1151
MV/LV Substation DR***408Z |  | 20 kV | _ | LV | 100 kVA :Pole Substation | 0.1 | --> | 0.1 | 0 | 0 | Constrained, otherwise capacity available =93 kVA | --> | 0.095 | 0 | 0.04 | 0 | 0 | Constrained, otherwise capacity available =66 kW | --> | E14 ex EMYVALE | Emyvale [T422] | LISDRUM |  | 54.336 | -6.9922
MV/LV Substation QU***409 |  | 20 kV | _ | LV | 200 kVA :Pole Substation | 0.2 | --> | 0.2 | 0.175 | 2.47 |  | --> | 0.19 | 0 | 0.006 | 0 | 0 | Constrained, otherwise capacity available =189 kW | --> | E13 ex TELAYDON | Telaydon [T42,T421] | LISDRUM |  | 54.2669 | -7.0242
MV/LV Substation CO***4091 |  | 10 kV | _ | LV | 100 kVA :Pole Substation | 0.1 | --> | 0.1 | 0 | 0 | Constrained, otherwise capacity available =83 kVA | --> | 0.095 | 0 | 0 | 0 | 0 | Constrained, otherwise capacity available =97 kW | --> | C15 ex DRUMBEAR | Drumbear [T41,T42] | LISDRUM |  | 54.2217 | -6.9185
MV/LV Substation MU***4092 |  | 10 kV | _ | LV | 50 kVA :Pole Substation | 0.05 | --> | 0.05 | 0 | 0 | Constrained, otherwise capacity available =25 kVA | --> | 0.048 | 0 | 0 | 0 | 0 | Constrained, otherwise capacity available =51 kW | --> | C15 ex DRUMBEAR | Drumbear [T41,T42] | LISDRUM |  | 54.2071 | -6.8676
MV/LV Substation AR***4094 |  | 20 kV | _ | LV | 400 kVA :Building Structure | 0.4 | --> | 0.4 | 0 | 0 | Constrained, otherwise capacity available =339 kVA | --> | 0.38 | 0 | 0 | 0 | 0 | Constrained, otherwise capacity available =388 kW | --> | E14 ex EMYVALE | Emyvale [T422] | LISDRUM |  | 54.4083 | -7.0272
MV/LV Substation TI***4096 |  | 10 kV | _ | LV | 100 kVA :Pole Substation | 0.1 | --> | 0.1 | 0.061 | 2.47 |  | --> | 0.095 | 0 | 0.028 | 0 | 0 | Constrained, otherwise capacity available =80 kW | --> | C12 ex TELAYDON | Telaydon [T42,T421] | LISDRUM |  | 54.2768 | -6.9653
MV/LV Substation TU***409X |  | 20 kV | _ | LV | 50 kVA :Pole Substation | 0.05 | --> | 0.05 | 0.05 | 2.47 |  | --> | 0.048 | 0 | 0 | 0 | 0 | Constrained, otherwise capacity available =48 kW | --> | E13 ex TELAYDON | Telaydon [T42,T421] | LISDRUM |  | 54.2556 | -7.0132
MV/LV Substation BA***409Z |  | 20 kV | _ | LV | 50 kVA :Pole Substation | 0.05 | --> | 0.05 | 0.04 | 2.47 |  | --> | 0.048 | 0 | 0 | 0 | 0 | Constrained, otherwise capacity available =49 kW | --> | E13 ex TELAYDON | Telaydon [T42,T421] | LISDRUM |  | 54.3175 | -7.1136
MV/LV Substation CO***4100 |  | 20 kV | _ | LV | 50 kVA :Pole Substation | 0.05 | --> | 0.05 | 0.02 | 2.1 |  | --> | 0.048 | 0 | 0.04 | 0 | 0 | Constrained, otherwise capacity available =22 kW | --> | E17 ex LISDRUM | Lisdrum [T422] | LISDRUM |  | 54.2349 | -7.0381
MV/LV Substation ST***4104 |  | 10 kV | _ | LV | 50 kVA :Pole Substation | 0.05 | --> | 0.05 | 0.05 | 2.47 |  | --> | 0.048 | 0 | 0 | 0 | 0 | Constrained, otherwise capacity available =48 kW | --> | C12 ex TELAYDON | Telaydon [T42,T421] | LISDRUM |  | 54.2803 | -6.9451
MV/LV Substation KN***4106 |  | 10 kV | _ | LV | 50 kVA :Pole Substation | 0.05 | --> | 0.05 | 0 | 0 | Constrained, otherwise capacity available =27 kVA | --> | 0.048 | 0 | 0 | 0 | 0 | Constrained, otherwise capacity available =51 kW | --> | C20 ex DRUMBEAR | Drumbear [T41,T42] | LISDRUM |  | 54.1942 | -6.9592
MV/LV Substation EL***4109 |  | 10 kV | _ | LV | 100 kVA :Pole Substation | 0.1 | --> | 0.1 | 0 | 0 | Constrained, otherwise capacity available =94 kVA | --> | 0.095 | 0 | 0 | 0 | 0 | Constrained, otherwise capacity available =96 kW | --> | C14 ex DRUMBEAR | Drumbear [T41,T42] | LISDRUM |  | 54.2342 | -6.9658
MV/LV Substation BA***4112 |  | 20 kV | _ | LV | 50 kVA :Pole Substation | 0.05 | --> | 0.05 | 0 | 0 | Constrained, otherwise capacity available =45 kVA | --> | 0.048 | 0 | 0.02 | 0.033 | 0 |  | --> | C17 ex CLONES | Clones [T41,T42] | SHANKILL |  | 54.2107 | -7.0999
MV/LV Substation DU***4137 |  | 20 kV | _ | LV | 50 kVA :Pole Substation | 0.05 | --> | 0.05 | 0 | 0 | Constrained, otherwise capacity available =49 kVA | --> | 0.048 | 0 | 0 | 0 | 0 | Constrained, otherwise capacity available =48 kW | --> | E14 ex EMYVALE | Emyvale [T422] | LISDRUM |  | 54.3151 | -6.9378
MV/LV Substation DO***413Z |  | 20 kV | _ | LV | 100 kVA :Pole Substation | 0.1 | --> | 0.1 | 0.1 | 2.47 |  | --> | 0.095 | 0 | 0 | 0 | 0 | Constrained, otherwise capacity available =95 kW | --> | E19 ex TELAYDON | Telaydon [T42,T421] | LISDRUM |  | 54.3075 | -6.9985
MV/LV Substation LI***414Z |  | 10 kV | _ | LV | 50 kVA :Pole Substation | 0.05 | --> | 0.05 | 0 | 0 | Constrained, otherwise capacity available =39 kVA | --> | 0.048 | 0 | 0 | 0 | 0 | Constrained, otherwise capacity available =49 kW | --> | C15 ex DRUMBEAR | Drumbear [T41,T42] | LISDRUM |  | 54.2178 | -6.8467
MV/LV Substation BA***4152 |  | 20 kV | _ | LV | 50 kVA :Pole Substation | 0.05 | --> | 0.05 | 0.034 | 2.47 |  | --> | 0.048 | 0 | 0.025 | 0 | 0 | Constrained, otherwise capacity available =31 kW | --> | E13 ex TELAYDON | Telaydon [T42,T421] | LISDRUM |  | 54.3161 | -7.107
MV/LV Substation LO***4154 |  | 20 kV | _ | LV | 50 kVA :Pole Substation | 0.05 | --> | 0.05 | 0 | 0 | Constrained, otherwise capacity available =50 kVA | --> | 0.048 | 0 | 0 | 0.048 | 0 |  | --> | C17 ex CLONES | Clones [T41,T42] | SHANKILL |  | 54.2177 | -7.1383
MV/LV Substation ST***4157 |  | 10 kV | _ | LV | 400 kVA :Kiosk Substation | 0.4 | --> | 0.4 | 0.265 | 2.47 |  | --> | 0.38 | 0 | 0 | 0 | 0 | Constrained, otherwise capacity available =398 kW | --> | E21 ex TELAYDON | Telaydon [T42,T421] | LISDRUM |  | 54.2512 | -6.9627
MV/LV Substation LI***4164 |  | 10 kV | _ | LV | 400 kVA :Kiosk Substation | 0.4 | --> | 0.4 | 0.31 | 2.47 |  | --> | 0.38 | 0 | 0 | 0 | 0 | Constrained, otherwise capacity available =392 kW | --> | E21 ex TELAYDON | Telaydon [T42,T421] | LISDRUM |  | 54.2519 | -6.9665
MV/LV Substation SC***417 |  | 20 kV | _ | LV | 100 kVA :Pole Substation | 0.1 | --> | 0.1 | 0.05 | 2.47 |  | --> | 0.095 | 0 | 0.009 | 0 | 0 | Constrained, otherwise capacity available =95 kW | --> | E13 ex TELAYDON | Telaydon [T42,T421] | LISDRUM |  | 54.2772 | -7.0651
MV/LV Substation LI***4177 |  | 10 kV | _ | LV | 50 kVA :Pole Substation | 0.05 | --> | 0.05 | 0 | 0 | Constrained, otherwise capacity available =45 kVA | --> | 0.048 | 0 | 0 | 0 | 0 | Constrained, otherwise capacity available =48 kW | --> | C20 ex DRUMBEAR | Drumbear [T41,T42] | LISDRUM |  | 54.2038 | -6.9646
MV/LV Substation GR***4181 |  | 20 kV | _ | LV | 50 kVA :Pole Substation | 0.05 | --> | 0.05 | 0 | 0 | Constrained, otherwise capacity available =50 kVA | --> | 0.048 | 0 | 0 | 0 | 0 | Constrained, otherwise capacity available =48 kW | --> | E14 ex EMYVALE | Emyvale [T422] | LISDRUM |  | 54.3813 | -7.0808
MV/LV Substation TH***4201 |  | 20 kV | _ | LV | 50 kVA :Pole Substation | 0.05 | --> | 0.05 | 0.05 | 2.47 |  | --> | 0.048 | 0 | 0 | 0 | 0 | Constrained, otherwise capacity available =48 kW | --> | E13 ex TELAYDON | Telaydon [T42,T421] | LISDRUM |  | 54.2845 | -7.104
MV/LV Substation CO***4214 |  | 10 kV | _ | LV | 50 kVA :Pole Substation | 0.05 | --> | 0.05 | 0 | 0 | Constrained, otherwise capacity available =50 kVA | --> | 0.048 | 0 | 0 | 0 | 0 | Constrained, otherwise capacity available =48 kW | --> | C15 ex DRUMBEAR | Drumbear [T41,T42] | LISDRUM |  | 54.2387 | -6.8973
MV/LV Substation BI***4215 |  | 10 kV | _ | LV | 50 kVA :Pole Substation | 0.05 | --> | 0.05 | 0.05 | 2.47 |  | --> | 0.048 | 0 | 0 | 0 | 0 | Constrained, otherwise capacity available =48 kW | --> | C12 ex TELAYDON | Telaydon [T42,T421] | LISDRUM |  | 54.2765 | -6.9708
MV/LV Substation BA***4217 |  | 20 kV | _ | LV | 50 kVA :Pole Substation | 0.05 | --> | 0.05 | 0.05 | 2.47 |  | --> | 0.048 | 0 | 0 | 0 | 0 | Constrained, otherwise capacity available =48 kW | --> | E13 ex TELAYDON | Telaydon [T42,T421] | LISDRUM |  | 54.3206 | -7.1157
MV/LV Substation KI***4224 |  | 10 kV | _ | LV | 50 kVA :Pole Substation | 0.05 | --> | 0.05 | 0 | 0 | Constrained, otherwise capacity available =50 kVA | --> | 0.048 | 0 | 0 | 0 | 0 | Constrained, otherwise capacity available =48 kW | --> | C20 ex DRUMBEAR | Drumbear [T41,T42] | LISDRUM |  | 54.2302 | -6.9589
MV/LV Substation UR***422Y |  | 20 kV | _ | LV | 50 kVA :Pole Substation | 0.05 | --> | 0.05 | 0.048 | 2.47 |  | --> | 0.048 | 0 | 0 | 0 | 0 | Constrained, otherwise capacity available =48 kW | --> | E13 ex TELAYDON | Telaydon [T42,T421] | LISDRUM |  | 54.2797 | -7.0655
MV/LV Substation DE***4231 |  | 20 kV | _ | LV | 50 kVA :Pole Substation | 0.05 | --> | 0.05 | 0.05 | 2.47 |  | --> | 0.048 | 0 | 0 | 0 | 0 | Constrained, otherwise capacity available =48 kW | --> | E19 ex TELAYDON | Telaydon [T42,T421] | LISDRUM |  | 54.331 | -6.9113
MV/LV Substation DR***4234 |  | 20 kV | _ | LV | 400 kVA :Building Structure | 0.4 | --> | 0.4 | 0.396 | 2.1 |  | --> | 0.38 | 0 | 0 | 0 | 0 | Constrained, otherwise capacity available =380 kW | --> | E17 ex LISDRUM | Lisdrum [T422] | LISDRUM |  | 54.2287 | -6.9681
MV/LV Substation DR***4238 |  | 20 kV | _ | LV | 50 kVA :Pole Substation | 0.05 | --> | 0.05 | 0.05 | 2.47 |  | --> | 0.048 | 0 | 0 | 0 | 0 | Constrained, otherwise capacity available =48 kW | --> | E19 ex TELAYDON | Telaydon [T42,T421] | LISDRUM |  | 54.3019 | -6.9737
MV/LV Substation KN***423X |  | 10 kV | _ | LV | 100 kVA :Pole Substation | 0.1 | --> | 0.1 | 0.046 | 2.47 |  | --> | 0.095 | 0 | 0 | 0 | 0 | Constrained, otherwise capacity available =102 kW | --> | C12 ex TELAYDON | Telaydon [T42,T421] | LISDRUM |  | 54.2606 | -6.9552
MV/LV Substation ID***4242 |  | 20 kV | _ | LV | 50 kVA :Pole Substation | 0.05 | --> | 0.05 | 0 | 0 | Constrained, otherwise capacity available =50 kVA | --> | 0.048 | 0 | 0 | 0.048 | 0 |  | --> | C17 ex CLONES | Clones [T41,T42] | SHANKILL |  | 54.1971 | -7.1134
MV/LV Substation DE***4243 |  | 20 kV | _ | LV | 50 kVA :Pole Substation | 0.05 | --> | 0.05 | 0.044 | 2.47 |  | --> | 0.048 | 0 | 0 | 0 | 0 | Constrained, otherwise capacity available =48 kW | --> | E13 ex TELAYDON | Telaydon [T42,T421] | LISDRUM |  | 54.271 | -7.1544
MV/LV Substation DE***4245 |  | 20 kV | _ | LV | 50 kVA :Pole Substation | 0.05 | --> | 0.05 | 0 | 0 | Constrained, otherwise capacity available =50 kVA | --> | 0.048 | 0 | 0 | 0 | 0 | Constrained, otherwise capacity available =48 kW | --> | E14 ex EMYVALE | Emyvale [T422] | LISDRUM |  | 54.3831 | -7.0238
MV/LV Substation CO***424Z |  | 10 kV | _ | LV | 400 kVA :Kiosk Substation | 0.4 | --> | 0.4 | 0.4 | 2.47 |  | --> | 0.38 | 0 | 0 | 0 | 0 | Constrained, otherwise capacity available =380 kW | --> | E21 ex TELAYDON | Telaydon [T42,T421] | LISDRUM |  | 54.2474 | -6.9698
MV/LV Substation KI***4250 |  | 10 kV | _ | LV | 50 kVA :Pole Substation | 0.05 | --> | 0.05 | 0.036 | 2.04 |  | --> | 0.048 | 0 | 0.028 | 0 | 0 | Constrained, otherwise capacity available =29 kW | --> | C18 ex BALLYBAY | Ballybay [T41,T42] | LISDRUM |  | 54.1879 | -6.8923
MV/LV Substation WA***4252 |  | 10 kV | _ | LV | 50 kVA :Pole Substation | 0.05 | --> | 0.05 | 0 | 0 | Constrained, otherwise capacity available =32 kVA | --> | 0.048 | 0 | 0.034 | 0 | 0 | Constrained, otherwise capacity available =25 kW | --> | C15 ex DRUMBEAR | Drumbear [T41,T42] | LISDRUM |  | 54.2161 | -6.9229
MV/LV Substation AG***4254 |  | 20 kV | _ | LV | 50 kVA :Pole Substation | 0.05 | --> | 0.05 | 0.04 | 2.47 |  | --> | 0.048 | 0 | 0 | 0 | 0 | Constrained, otherwise capacity available =49 kW | --> | E19 ex TELAYDON | Telaydon [T42,T421] | LISDRUM |  | 54.3266 | -6.916
MV/LV Substation TA***4259 |  | 20 kV | _ | LV | 50 kVA :Pole Substation | 0.05 | --> | 0.05 | 0.036 | 2.1 |  | --> | 0.048 | 0 | 0 | 0 | 0 | Constrained, otherwise capacity available =49 kW | --> | E17 ex LISDRUM | Lisdrum [T422] | LISDRUM |  | 54.2492 | -7.0462
MV/LV Substation CO***425X |  | 10 kV | _ | LV | 100 kVA :Pole Substation | 0.1 | --> | 0.1 | 0 | 0 | Constrained, otherwise capacity available =83 kVA | --> | 0.095 | 0 | 0 | 0 | 0 | Constrained, otherwise capacity available =97 kW | --> | C20 ex DRUMBEAR | Drumbear [T41,T42] | LISDRUM |  | 54.2407 | -6.9391
MV/LV Substation G.***426 |  | 20 kV | _ | LV | 50 kVA :Pole Substation | 0.05 | --> | 0.05 | 0.037 | 2.47 |  | --> | 0.048 | 0 | 0 | 0 | 0 | Constrained, otherwise capacity available =49 kW | --> | E13 ex TELAYDON | Telaydon [T42,T421] | LISDRUM |  | 54.2719 | -7.1548
MV/LV Substation CO***4260 |  | 20 kV | _ | LV | 50 kVA :Pole Substation | 0.05 | --> | 0.05 | 0 | 0 | Constrained, otherwise capacity available =50 kVA | --> | 0.048 | 0 | 0 | 0 | 0 | Constrained, otherwise capacity available =48 kW | --> | E14 ex EMYVALE | Emyvale [T422] | LISDRUM |  | 54.3824 | -7.016
MV/LV Substation AG***4268 |  | 20 kV | _ | LV | 50 kVA :Pole Substation | 0.05 | --> | 0.05 | 0.041 | 2.47 |  | --> | 0.048 | 0 | 0 | 0 | 0 | Constrained, otherwise capacity available =49 kW | --> | E13 ex TELAYDON | Telaydon [T42,T421] | LISDRUM |  | 54.2559 | -7.0983
MV/LV Substation CO***4269 |  | 10 kV | _ | LV | 50 kVA :Pole Substation | 0.05 | --> | 0.05 | 0.032 | 2.04 |  | --> | 0.048 | 0 | 0 | 0 | 0 | Constrained, otherwise capacity available =50 kW | --> | C18 ex BALLYBAY | Ballybay [T41,T42] | LISDRUM |  | 54.1922 | -6.9041
MV/LV Substation TU***4270 |  | 20 kV | _ | LV | 50 kVA :Pole Substation | 0.05 | --> | 0.05 | 0.043 | 2.47 |  | --> | 0.048 | 0 | 0 | 0 | 0 | Constrained, otherwise capacity available =48 kW | --> | E19 ex TELAYDON | Telaydon [T42,T421] | LISDRUM |  | 54.3151 | -6.9871
MV/LV Substation MU***4271 |  | 20 kV | _ | LV | 50 kVA :Pole Substation | 0.05 | --> | 0.05 | 0.038 | 2.47 |  | --> | 0.048 | 0 | 0.03 | 0 | 0 | Constrained, otherwise capacity available =27 kW | --> | E19 ex TELAYDON | Telaydon [T42,T421] | LISDRUM |  | 54.3317 | -6.9051
MV/LV Substation PR***4275 |  | 20 kV | _ | LV | 50 kVA :Pole Substation | 0.05 | --> | 0.05 | 0 | 0 | Constrained, otherwise capacity available =47 kVA | --> | 0.048 | 0 | 0 | 0.048 | 0 |  | --> | C17 ex CLONES | Clones [T41,T42] | SHANKILL |  | 54.226 | -7.0654
MV/LV Substation LA***427X |  | 10 kV | _ | LV | 630 kVA :Building Structure | 0.63 | --> | 0.63 | 0.5 | 2.47 |  | --> | 0.598 | 0 | 0.2 | 0 | 0 | Constrained, otherwise capacity available =458 kW | --> | E21 ex TELAYDON | Telaydon [T42,T421] | LISDRUM |  | 54.248 | -6.9488
MV/LV Substation GL***4286 |  | 10 kV | _ | LV | 50 kVA :Pole Substation | 0.05 | --> | 0.05 | 0 | 0 | Constrained, otherwise capacity available =50 kVA | --> | 0.048 | 0 | 0 | 0 | 0 | Constrained, otherwise capacity available =48 kW | --> | C15 ex DRUMBEAR | Drumbear [T41,T42] | LISDRUM |  | 54.2234 | -6.8545
MV/LV Substation NO***4288 |  | 10 kV | _ | LV | 400 kVA :Building Structure | 0.4 | --> | 0.4 | 0 | 0 | Constrained, otherwise capacity available =400 kVA | --> | 0.38 | 0 | 0 | 0 | 0 | Constrained, otherwise capacity available =380 kW | --> | C19 ex DRUMBEAR | Drumbear [T41,T42] | LISDRUM |  | 54.2409 | -6.9928
MV/LV Substation CL***428Z |  | 20 kV | _ | LV | 50 kVA :Pole Substation | 0.05 | --> | 0.05 | 0.037 | 2.47 |  | --> | 0.048 | 0 | 0 | 0 | 0 | Constrained, otherwise capacity available =49 kW | --> | E13 ex TELAYDON | Telaydon [T42,T421] | LISDRUM |  | 54.2357 | -7.0969
MV/LV Substation PE***4291 |  | 10 kV | _ | LV | 400 kVA :Building Structure | 0.4 | --> | 0.4 | 0.324 | 2.47 |  | --> | 0.38 | 0 | 0.03 | 0 | 0 | Constrained, otherwise capacity available =368 kW | --> | E21 ex TELAYDON | Telaydon [T42,T421] | LISDRUM |  | 54.2513 | -6.9669
MV/LV Substation KN***4293 |  | 20 kV | _ | LV | 50 kVA :Pole Substation | 0.05 | --> | 0.05 | 0.049 | 2.47 |  | --> | 0.048 | 0 | 0.005 | 0 | 0 | Constrained, otherwise capacity available =44 kW | --> | E19 ex TELAYDON | Telaydon [T42,T421] | LISDRUM |  | 54.3114 | -6.9773
MV/LV Substation ID***4299 |  | 10 kV | _ | LV | 400 kVA :Building Structure | 0.4 | --> | 0.4 | 0.4 | 2.47 |  | --> | 0.38 | 0 | 0 | 0 | 0 | Constrained, otherwise capacity available =380 kW | --> | C12 ex TELAYDON | Telaydon [T42,T421] | LISDRUM |  | 54.2628 | -6.9447
MV/LV Substation CL***429Z |  | 10 kV | _ | LV | 400 kVA :Kiosk Substation | 0.4 | --> | 0.4 | 0.4 | 2.47 |  | --> | 0.38 | 0 | 0 | 0 | 0 | Constrained, otherwise capacity available =380 kW | --> | E21 ex TELAYDON | Telaydon [T42,T421] | LISDRUM |  | 54.2456 | -6.9522
MV/LV Substation RA***4306 |  | 10 kV | _ | LV | 400 kVA :Kiosk Substation | 0.4 | --> | 0.4 | 0.4 | 2.47 |  | --> | 0.38 | 0 | 0 | 0 | 0 | Constrained, otherwise capacity available =380 kW | --> | E21 ex TELAYDON | Telaydon [T42,T421] | LISDRUM |  | 54.2536 | -6.966
MV/LV Substation FO***4318 |  | 20 kV | _ | LV | 50 kVA :Pole Substation | 0.05 | --> | 0.05 | 0 | 0 | Constrained, otherwise capacity available =41 kVA | --> | 0.048 | 0 | 0 | 0 | 0 | Constrained, otherwise capacity available =49 kW | --> | E14 ex EMYVALE | Emyvale [T422] | LISDRUM |  | 54.3605 | -6.9791
MV/LV Substation LI***4322 |  | 20 kV | _ | LV | 50 kVA :Pole Substation | 0.05 | --> | 0.05 | 0.05 | 2.1 |  | --> | 0.048 | 0 | 0 | 0 | 0 | Constrained, otherwise capacity available =48 kW | --> | E17 ex LISDRUM | Lisdrum [T422] | LISDRUM |  | 54.2441 | -6.9128
MV/LV Substation MU***4323 |  | 20 kV | _ | LV | 50 kVA :Pole Substation | 0.05 | --> | 0.05 | 0.043 | 2.47 |  | --> | 0.048 | 0 | 0 | 0 | 0 | Constrained, otherwise capacity available =48 kW | --> | E19 ex TELAYDON | Telaydon [T42,T421] | LISDRUM |  | 54.2879 | -6.9668
MV/LV Substation SH***432Y |  | 10 kV | _ | LV | 200 kVA :Pole Substation | 0.2 | --> | 0.2 | 0 | 0 | Constrained, otherwise capacity available =187 kVA | --> | 0.19 | 0 | 0 | 0 | 0 | Constrained, otherwise capacity available =192 kW | --> | C15 ex DRUMBEAR | Drumbear [T41,T42] | LISDRUM |  | 54.23 | -6.9658
MV/LV Substation TR***4333 |  | 20 kV | _ | LV | 50 kVA :Pole Substation | 0.05 | --> | 0.05 | 0 | 0 | Constrained, otherwise capacity available =50 kVA | --> | 0.048 | 0 | 0 | 0 | 0 | Constrained, otherwise capacity available =48 kW | --> | E12 ex EMYVALE | Emyvale [T422] | LISDRUM |  | 54.3463 | -7.0591
MV/LV Substation NO***4344 |  | 10 kV | _ | LV | 400 kVA :Building Structure | 0.4 | --> | 0.4 | 0.363 | 2.47 |  | --> | 0.38 | 0 | 0 | 0 | 0 | Constrained, otherwise capacity available =385 kW | --> | E21 ex TELAYDON | Telaydon [T42,T421] | LISDRUM |  | 54.2535 | -6.9695
MV/LV Substation LA***4345 |  | 10 kV | _ | LV | 50 kVA :Pole Substation | 0.05 | --> | 0.05 | 0 | 0 | Constrained, otherwise capacity available =50 kVA | --> | 0.048 | 0 | 0 | 0 | 0 | Constrained, otherwise capacity available =48 kW | --> | C15 ex DRUMBEAR | Drumbear [T41,T42] | LISDRUM |  | 54.2363 | -6.8835
MV/LV Substation TH***4347 |  | 20 kV | _ | LV | 200 kVA :Pole Substation | 0.2 | --> | 0.2 | 0 | 0 | Constrained, otherwise capacity available =200 kVA | --> | 0.19 | 0 | 0 | 0 | 0 | Constrained, otherwise capacity available =190 kW | --> | E14 ex EMYVALE | Emyvale [T422] | LISDRUM |  | 54.3423 | -6.9499
MV/LV Substation KI***4350 |  | 20 kV | _ | LV | 50 kVA :Pole Substation | 0.05 | --> | 0.05 | 0 | 0 | Constrained, otherwise capacity available =50 kVA | --> | 0.048 | 0 | 0 | 0 | 0 | Constrained, otherwise capacity available =48 kW | --> | E14 ex EMYVALE | Emyvale [T422] | LISDRUM |  | 54.3512 | -7.0162
MV/LV Substation B/***4354 |  | 20 kV | _ | LV | 50 kVA :Pole Substation | 0.05 | --> | 0.05 | 0.045 | 2.47 |  | --> | 0.048 | 0 | 0 | 0 | 0 | Constrained, otherwise capacity available =48 kW | --> | E13 ex TELAYDON | Telaydon [T42,T421] | LISDRUM |  | 54.322 | -7.1138
MV/LV Substation ST***4356 |  | 10 kV | _ | LV | 630 kVA :Kiosk Substation | 0.63 | --> | 0.63 | 0.5 | 2.47 |  | --> | 0.598 | 0 | 0 | 0 | 0 | Constrained, otherwise capacity available =608 kW | --> | E21 ex TELAYDON | Telaydon [T42,T421] | LISDRUM |  | 54.2529 | -6.9722
MV/LV Substation SC***4357 |  | 10 kV | _ | LV | 50 kVA :Pole Substation | 0.05 | --> | 0.05 | 0.037 | 2.04 |  | --> | 0.048 | 0 | 0 | 0 | 0 | Constrained, otherwise capacity available =49 kW | --> | C18 ex BALLYBAY | Ballybay [T41,T42] | LISDRUM |  | 54.1835 | -6.9143
MV/LV Substation DR***4359 |  | 20 kV | _ | LV | 50 kVA :Pole Substation | 0.05 | --> | 0.05 | 0 | 0 | Constrained, otherwise capacity available =45 kVA | --> | 0.048 | 0 | 0 | 0 | 0 | Constrained, otherwise capacity available =48 kW | --> | E14 ex EMYVALE | Emyvale [T422] | LISDRUM |  | 54.3605 | -6.9253
MV/LV Substation MA***435X |  | 20 kV | _ | LV | 50 kVA :Pole Substation | 0.05 | --> | 0.05 | 0 | 0 | Constrained, otherwise capacity available =50 kVA | --> | 0.048 | 0 | 0 | 0 | 0 | Constrained, otherwise capacity available =48 kW | --> | E12 ex EMYVALE | Emyvale [T422] | LISDRUM |  | 54.3519 | -7.0671
MV/LV Substation EL***4373 |  | 20 kV | _ | LV | 50 kVA :Pole Substation | 0.05 | --> | 0.05 | 0.05 | 2.47 |  | --> | 0.048 | 0 | 0 | 0 | 0 | Constrained, otherwise capacity available =48 kW | --> | E13 ex TELAYDON | Telaydon [T42,T421] | LISDRUM |  | 54.2299 | -7.0907
MV/LV Substation DO***437X |  | 20 kV | _ | LV | 100 kVA :Pole Substation | 0.1 | --> | 0.1 | 0.061 | 2.47 |  | --> | 0.095 | 0 | 0 | 0 | 0 | Constrained, otherwise capacity available =100 kW | --> | E19 ex TELAYDON | Telaydon [T42,T421] | LISDRUM |  | 54.3115 | -6.9966
MV/LV Substation MA***4393 |  | 10 kV | _ | LV | 400 kVA :Kiosk Substation | 0.4 | --> | 0.4 | 0 | 0 | Constrained, otherwise capacity available =400 kVA | --> | 0.38 | 0 | 0 | 0 | 0 | Constrained, otherwise capacity available =380 kW | --> | C13 ex DRUMBEAR | Drumbear [T41,T42] | LISDRUM |  | 54.246 | -6.973
MV/LV Substation RO***4394 |  | 10 kV | _ | LV | 50 kVA :Pole Substation | 0.05 | --> | 0.05 | 0 | 0 | Constrained, otherwise capacity available =50 kVA | --> | 0.048 | 0 | 0 | 0 | 0 | Constrained, otherwise capacity available =48 kW | --> | C15 ex DRUMBEAR | Drumbear [T41,T42] | LISDRUM |  | 54.1961 | -6.8571
MV/LV Substation DR***4399 |  | 20 kV | _ | LV | 50 kVA :Pole Substation | 0.05 | --> | 0.05 | 0.042 | 2.47 |  | --> | 0.048 | 0 | 0 | 0 | 0 | Constrained, otherwise capacity available =49 kW | --> | E13 ex TELAYDON | Telaydon [T42,T421] | LISDRUM |  | 54.3043 | -7.1118
MV/LV Substation CO***439Y |  | 20 kV | _ | LV | 50 kVA :Pole Substation | 0.05 | --> | 0.05 | 0 | 0 | Constrained, otherwise capacity available =49 kVA | --> | 0.048 | 0 | 0 | 0 | 0 | Constrained, otherwise capacity available =48 kW | --> | E14 ex EMYVALE | Emyvale [T422] | LISDRUM |  | 54.3479 | -6.9641
MV/LV Substation LI***441X |  | 20 kV | _ | LV | 50 kVA :Pole Substation | 0.05 | --> | 0.05 | 0.044 | 2.47 |  | --> | 0.048 | 0 | 0 | 0 | 0 | Constrained, otherwise capacity available =48 kW | --> | E13 ex TELAYDON | Telaydon [T42,T421] | LISDRUM |  | 54.2399 | -7.1174
MV/LV Substation SC***441Y |  | 20 kV | _ | LV | 50 kVA :Pole Substation | 0.05 | --> | 0.05 | 0.045 | 2.47 |  | --> | 0.048 | 0 | 0.01 | 0 | 0 | Constrained, otherwise capacity available =41 kW | --> | E13 ex TELAYDON | Telaydon [T42,T421] | LISDRUM |  | 54.2682 | -7.0553
MV/LV Substation FE***4431 |  | 20 kV | _ | LV | 50 kVA :Pole Substation | 0.05 | --> | 0.05 | 0.05 | 2.1 |  | --> | 0.048 | 0 | 0 | 0 | 0 | Constrained, otherwise capacity available =48 kW | --> | E11 ex LISDRUM | Lisdrum [T422] | LISDRUM |  | 54.2481 | -6.9151
MV/LV Substation CA***4432 |  | 10 kV | _ | LV | 50 kVA :Pole Substation | 0.05 | --> | 0.05 | 0 | 0 | Constrained, otherwise capacity available =50 kVA | --> | 0.048 | 0 | 0 | 0 | 0 | Constrained, otherwise capacity available =48 kW | --> | C15 ex DRUMBEAR | Drumbear [T41,T42] | LISDRUM |  | 54.2332 | -6.8563
MV/LV Substation AL***4433 |  | 10 kV | _ | LV | 630 kVA :Kiosk Substation | 0.63 | --> | 0.63 | 0 | 0 | Constrained, otherwise capacity available =630 kVA | --> | 0.598 | 0 | 0 | 0 | 0 | Constrained, otherwise capacity available =598 kW | --> | C14 ex DRUMBEAR | Drumbear [T41,T42] | LISDRUM |  | 54.2455 | -6.9686
MV/LV Substation AU***444 |  | 20 kV | _ | LV | 50 kVA :Pole Substation | 0.05 | --> | 0.05 | 0.022 | 2.47 |  | --> | 0.048 | 0 | 0 | 0 | 0 | Constrained, otherwise capacity available =51 kW | --> | E13 ex TELAYDON | Telaydon [T42,T421] | LISDRUM |  | 54.2481 | -7.1433
MV/LV Substation MC***4448 |  | 20 kV | _ | LV | 50 kVA :Pole Substation | 0.05 | --> | 0.05 | 0 | 0 | Constrained, otherwise capacity available =50 kVA | --> | 0.048 | 0 | 0 | 0 | 0 | Constrained, otherwise capacity available =48 kW | --> | E14 ex EMYVALE | Emyvale [T422] | LISDRUM |  | 54.3559 | -7.041
MV/LV Substation MO***4453 |  | 10 kV | _ | LV | 50 kVA :Pole Substation | 0.05 | --> | 0.05 | 0.05 | 2.04 |  | --> | 0.048 | 0 | 0 | 0 | 0 | Constrained, otherwise capacity available =48 kW | --> | C18 ex BALLYBAY | Ballybay [T41,T42] | LISDRUM |  | 54.1776 | -6.9111
MV/LV Substation AG***446Y |  | 20 kV | _ | LV | 50 kVA :Pole Substation | 0.05 | --> | 0.05 | 0.05 | 2.47 |  | --> | 0.048 | 0 | 0 | 0 | 0 | Constrained, otherwise capacity available =48 kW | --> | E19 ex TELAYDON | Telaydon [T42,T421] | LISDRUM |  | 54.2916 | -7.031
MV/LV Substation HI***450 |  | 20 kV | _ | LV | 200 kVA :Pole Substation | 0.2 | --> | 0.2 | 0.196 | 2.47 |  | --> | 0.19 | 0 | 0 | 0 | 0 | Constrained, otherwise capacity available =190 kW | --> | E19 ex TELAYDON | Telaydon [T42,T421] | LISDRUM |  | 54.2941 | -6.9141
MV/LV Substation BO***450X |  | 20 kV | _ | LV | 100 kVA :Pole Substation | 0.1 | --> | 0.1 | 0.099 | 2.47 |  | --> | 0.095 | 0 | 0.005 | 0 | 0 | Constrained, otherwise capacity available =91 kW | --> | E13 ex TELAYDON | Telaydon [T42,T421] | LISDRUM |  | 54.2776 | -7.0766
MV/LV Substation NE***451 |  | 20 kV | _ | LV | 50 kVA :Pole Substation | 0.05 | --> | 0.05 | 0.041 | 2.47 |  | --> | 0.048 | 0 | 0 | 0 | 0 | Constrained, otherwise capacity available =49 kW | --> | E19 ex TELAYDON | Telaydon [T42,T421] | LISDRUM |  | 54.2943 | -6.8982
MV/LV Substation LE***453 |  | 20 kV | _ | LV | 50 kVA :Pole Substation | 0.05 | --> | 0.05 | 0 | 0 | Constrained, otherwise capacity available =46 kVA | --> | 0.048 | 0 | 0 | 0 | 0 | Constrained, otherwise capacity available =48 kW | --> | E14 ex EMYVALE | Emyvale [T422] | LISDRUM |  | 54.3099 | -6.9526
MV/LV Substation BA***456Z |  | 10 kV | _ | LV | 50 kVA :Pole Substation | 0.05 | --> | 0.05 | 0.047 | 2.47 |  | --> | 0.048 | 0 | 0 | 0 | 0 | Constrained, otherwise capacity available =48 kW | --> | C12 ex TELAYDON | Telaydon [T42,T421] | LISDRUM |  | 54.2613 | -6.9653
MV/LV Substation DE***457Y |  | 20 kV | _ | LV | 50 kVA :Pole Substation | 0.05 | --> | 0.05 | 0 | 0 | Constrained, otherwise capacity available =49 kVA | --> | 0.048 | 0 | 0 | 0 | 0 | Constrained, otherwise capacity available =48 kW | --> | E14 ex EMYVALE | Emyvale [T422] | LISDRUM |  | 54.3621 | -7.0033
MV/LV Substation GL***460 |  | 20 kV | _ | LV | 100 kVA :Pole Substation | 0.1 | --> | 0.1 | 0 | 2.47 |  | --> | 0.095 | 0 | 0 | 0 | 0 | Constrained, otherwise capacity available =110 kW | --> | E19 ex TELAYDON | Telaydon [T42,T421] | LISDRUM |  | 54.3184 | -6.895
MV/LV Substation QU***461Y |  | 10 kV | _ | LV | 630 kVA :Building Structure | 0.63 | --> | 0.63 | 0 | 0 | Constrained, otherwise capacity available =515 kVA | --> | 0.598 | 0 | 0 | 0 | 0 | Constrained, otherwise capacity available =614 kW | --> | C14 ex DRUMBEAR | Drumbear [T41,T42] | LISDRUM |  | 54.2462 | -6.9691
MV/LV Substation SH***462Y |  | 10 kV | _ | LV | 630 kVA :Building Structure | 0.63 | --> | 0.63 | 0 | 0 | Constrained, otherwise capacity available =309 kVA | --> | 0.598 | 0 | 0 | 0 | 0 | Constrained, otherwise capacity available =641 kW | --> | C13 ex DRUMBEAR | Drumbear [T41,T42] | LISDRUM |  | 54.2467 | -6.9708
MV/LV Substation MU***467X |  | 20 kV | _ | LV | 100 kVA :Pole Substation | 0.1 | --> | 0.1 | 0.069 | 2.47 |  | --> | 0.095 | 0 | 0 | 0 | 0 | Constrained, otherwise capacity available =99 kW | --> | E13 ex TELAYDON | Telaydon [T42,T421] | LISDRUM |  | 54.2653 | -7.0405
MV/LV Substation RA***468X |  | 20 kV | _ | LV | 50 kVA :Pole Substation | 0.05 | --> | 0.05 | 0.049 | 2.47 |  | --> | 0.048 | 0 | 0 | 0 | 0 | Constrained, otherwise capacity available =48 kW | --> | E13 ex TELAYDON | Telaydon [T42,T421] | LISDRUM |  | 54.266 | -7.0125
MV/LV Substation DR***470X |  | 20 kV | _ | LV | 50 kVA :Pole Substation | 0.05 | --> | 0.05 | 0.048 | 2.47 |  | --> | 0.048 | 0 | 0 | 0 | 0 | Constrained, otherwise capacity available =48 kW | --> | E19 ex TELAYDON | Telaydon [T42,T421] | LISDRUM |  | 54.3152 | -7.0066
MV/LV Substation CR***473X |  | 20 kV | _ | LV | 50 kVA :Pole Substation | 0.05 | --> | 0.05 | 0 | 0 | Constrained, otherwise capacity available =37 kVA | --> | 0.048 | 0 | 0 | 0 | 0 | Constrained, otherwise capacity available =49 kW | --> | E14 ex EMYVALE | Emyvale [T422] | LISDRUM |  | 54.3203 | -6.966
MV/LV Substation CO***476 |  | 20 kV | _ | LV | 50 kVA :Pole Substation | 0.05 | --> | 0.05 | 0 | 0 | Constrained, otherwise capacity available =40 kVA | --> | 0.048 | 0 | 0 | 0 | 0 | Constrained, otherwise capacity available =49 kW | --> | E14 ex EMYVALE | Emyvale [T422] | LISDRUM |  | 54.3279 | -6.9629
MV/LV Substation MA***478 |  | 20 kV | _ | LV | 50 kVA :Pole Substation | 0.05 | --> | 0.05 | 0.043 | 2.47 |  | --> | 0.048 | 0 | 0 | 0 | 0 | Constrained, otherwise capacity available =48 kW | --> | E13 ex TELAYDON | Telaydon [T42,T421] | LISDRUM |  | 54.2397 | -7.1315
MV/LV Substation EM***481 |  | 20 kV | _ | LV | 200 kVA :Pole Substation | 0.2 | --> | 0.2 | 0 | 0 | Constrained, otherwise capacity available =77 kVA | --> | 0.19 | 0 | 0 | 0 | 0 | Constrained, otherwise capacity available =206 kW | --> | E14 ex EMYVALE | Emyvale [T422] | LISDRUM |  | 54.341 | -6.9586
MV/LV Substation DR***482Y |  | 20 kV | _ | LV | 100 kVA :Pole Substation | 0.1 | --> | 0.1 | 0.09 | 2.47 |  | --> | 0.095 | 0 | 0 | 0 | 0 | Constrained, otherwise capacity available =96 kW | --> | E13 ex TELAYDON | Telaydon [T42,T421] | LISDRUM |  | 54.3068 | -7.1092
MV/LV Substation T/***483 |  | 10 kV | _ | LV | 200 kVA :Pole Substation | 0.2 | --> | 0.2 | 0.146 | 2.47 |  | --> | 0.19 | 0 | 0.2 | 0 | 0 | Constrained, otherwise capacity available =49 kW | --> | C12 ex TELAYDON | Telaydon [T42,T421] | LISDRUM |  | 54.2765 | -6.9612
MV/LV Substation KN***483Y |  | 20 kV | _ | LV | 100 kVA :Pole Substation | 0.1 | --> | 0.1 | 0.093 | 2.47 |  | --> | 0.095 | 0 | 0 | 0 | 0 | Constrained, otherwise capacity available =96 kW | --> | E13 ex TELAYDON | Telaydon [T42,T421] | LISDRUM |  | 54.3076 | -7.1021
MV/LV Substation GL***486X |  | 20 kV | _ | LV | 50 kVA :Pole Substation | 0.05 | --> | 0.05 | 0.04 | 2.47 |  | --> | 0.048 | 0 | 0 | 0 | 0 | Constrained, otherwise capacity available =49 kW | --> | E19 ex TELAYDON | Telaydon [T42,T421] | LISDRUM |  | 54.3158 | -6.8993
MV/LV Substation TA***487X |  | 10 kV | _ | LV | 50 kVA :Pole Substation | 0.05 | --> | 0.05 | 0 | 0 | Constrained, otherwise capacity available =44 kVA | --> | 0.048 | 0 | 0 | 0 | 0 | Constrained, otherwise capacity available =48 kW | --> | C20 ex DRUMBEAR | Drumbear [T41,T42] | LISDRUM |  | 54.2273 | -6.9573
MV/LV Substation CA***491Y |  | 20 kV | _ | LV | 50 kVA :Pole Substation | 0.05 | --> | 0.05 | 0 | 0 | Constrained, otherwise capacity available =49 kVA | --> | 0.048 | 0 | 0 | 0.048 | 0 |  | --> | C17 ex CLONES | Clones [T41,T42] | SHANKILL |  | 54.2026 | -7.1223
MV/LV Substation CO***496X |  | 10 kV | _ | LV | 50 kVA :Pole Substation | 0.05 | --> | 0.05 | 0 | 0 | Constrained, otherwise capacity available =31 kVA | --> | 0.048 | 0 | 0.013 | 0 | 0 | Constrained, otherwise capacity available =40 kW | --> | C20 ex DRUMBEAR | Drumbear [T41,T42] | LISDRUM |  | 54.2392 | -6.944
MV/LV Substation PO***497X |  | 20 kV | _ | LV | 200 kVA :Pole Substation | 0.2 | --> | 0.2 | 0.085 | 2.47 |  | --> | 0.19 | 0 | 0 | 0 | 0 | Constrained, otherwise capacity available =205 kW | --> | E19 ex TELAYDON | Telaydon [T42,T421] | LISDRUM |  | 54.264 | -6.9814
MV/LV Substation MI***498X |  | 20 kV | _ | LV | 400 kVA :Building Structure | 0.4 | --> | 0.4 | 0.32 | 2.47 |  | --> | 0.38 | 0 | 0.156 | 0 | 0 | Constrained, otherwise capacity available =276 kW | --> | E17 ex TELAYDON | Telaydon [T42,T421] | LISDRUM |  | 54.2576 | -6.9813
MV/LV Substation KI***504Y |  | 20 kV | _ | LV | 200 kVA :Pole Substation | 0.2 | --> | 0.2 | 0 | 0 | Constrained, otherwise capacity available =166 kVA | --> | 0.19 | 0 | 0.04 | 0 | 0 | Constrained, otherwise capacity available =162 kW | --> | E14 ex EMYVALE | Emyvale [T422] | LISDRUM |  | 54.3957 | -7.0059
MV/LV Substation CL***508X |  | 20 kV | _ | LV | 50 kVA :Pole Substation | 0.05 | --> | 0.05 | 0.047 | 2.47 |  | --> | 0.048 | 0 | 0 | 0 | 0 | Constrained, otherwise capacity available =48 kW | --> | E19 ex TELAYDON | Telaydon [T42,T421] | LISDRUM |  | 54.3021 | -6.8937
MV/LV Substation GL***509X |  | 20 kV | _ | LV | 50 kVA :Pole Substation | 0.05 | --> | 0.05 | 0.006 | 2.47 |  | --> | 0.048 | 0 | 0.005 | 0 | 0 | Constrained, otherwise capacity available =50 kW | --> | E19 ex TELAYDON | Telaydon [T42,T421] | LISDRUM |  | 54.3177 | -6.8963
MV/LV Substation CL***514 |  | 20 kV | _ | LV | 50 kVA :Pole Substation | 0.05 | --> | 0.05 | 0 | 0 | Constrained, otherwise capacity available =47 kVA | --> | 0.048 | 0 | 0.006 | 0 | 0 | Constrained, otherwise capacity available =43 kW | --> | E12 ex EMYVALE | Emyvale [T422] | LISDRUM |  | 54.3167 | -7.0368
MV/LV Substation BA***525X |  | 20 kV | _ | LV | 400 kVA :Kiosk Substation | 0.4 | --> | 0.4 | 0.343 | 2.47 |  | --> | 0.38 | 0 | 0 | 0 | 0 | Constrained, otherwise capacity available =388 kW | --> | E13 ex TELAYDON | Telaydon [T42,T421] | LISDRUM |  | 54.2683 | -7.0337
MV/LV Substation LE***529X |  | 10 kV | _ | LV | 30 kVA :Pole Substation | 0.03 | --> | 0.03 | 0 | 0 | Constrained, otherwise capacity available =15 kVA | --> | 0.028 | 0 | 0 | 0 | 0 | Constrained, otherwise capacity available =30 kW | --> | C20 ex DRUMBEAR | Drumbear [T41,T42] | LISDRUM |  | 54.2124 | -6.9451
MV/LV Substation B/***532 |  | 20 kV | _ | LV | 50 kVA :Pole Substation | 0.05 | --> | 0.05 | 0.038 | 2.47 |  | --> | 0.048 | 0 | 0.006 | 0 | 0 | Constrained, otherwise capacity available =45 kW | --> | E13 ex TELAYDON | Telaydon [T42,T421] | LISDRUM |  | 54.3214 | -7.1178
MV/LV Substation LI***539Y |  | 10 kV | _ | LV | 50 kVA :Pole Substation | 0.05 | --> | 0.05 | 0 | 0 | Constrained, otherwise capacity available =46 kVA | --> | 0.048 | 0 | 0 | 0 | 0 | Constrained, otherwise capacity available =48 kW | --> | C15 ex DRUMBEAR | Drumbear [T41,T42] | LISDRUM |  | 54.2108 | -6.9092
MV/LV Substation CL***546Y |  | 20 kV | _ | LV | 200 kVA :Pole Substation | 0.2 | --> | 0.2 | 0 | 0 | Constrained, otherwise capacity available =200 kVA | --> | 0.19 | 0 | 0 | 0 | 0 | Constrained, otherwise capacity available =190 kW | --> | E12 ex EMYVALE | Emyvale [T422] | LISDRUM |  | 54.3501 | -7.042
MV/LV Substation TU***555Y |  | 20 kV | _ | LV | 50 kVA :Pole Substation | 0.05 | --> | 0.05 | 0.05 | 2.1 |  | --> | 0.048 | 0 | 0 | 0 | 0 | Constrained, otherwise capacity available =48 kW | --> | E11 ex LISDRUM | Lisdrum [T422] | LISDRUM |  | 54.2658 | -6.9061
MV/LV Substation T/***561X |  | 10 kV | _ | LV | 200 kVA :Pole Substation | 0.2 | --> | 0.2 | 0.17 | 2.04 |  | --> | 0.19 | 0 | 0 | 0 | 0 | Constrained, otherwise capacity available =194 kW | --> | C18 ex BALLYBAY | Ballybay [T41,T42] | LISDRUM |  | 54.1901 | -6.9348
MV/LV Substation CO***564X |  | 10 kV | _ | LV | 100 kVA :Pole Substation | 0.1 | --> | 0.1 | 0.095 | 2.04 |  | --> | 0.095 | 0 | 0 | 0 | 0 | Constrained, otherwise capacity available =96 kW | --> | C18 ex BALLYBAY | Ballybay [T41,T42] | LISDRUM |  | 54.1911 | -6.9274
MV/LV Substation CO***567Y |  | 20 kV | _ | LV | 50 kVA :Pole Substation | 0.05 | --> | 0.05 | 0.05 | 2.1 |  | --> | 0.048 | 0 | 0 | 0 | 0 | Constrained, otherwise capacity available =48 kW | --> | E17 ex LISDRUM | Lisdrum [T422] | LISDRUM |  | 54.2324 | -7.0407
MV/LV Substation ES***568 |  | 20 kV | _ | LV | 50 kVA :Pole Substation | 0.05 | --> | 0.05 | 0.042 | 2.47 |  | --> | 0.048 | 0 | 0 | 0 | 0 | Constrained, otherwise capacity available =49 kW | --> | E13 ex TELAYDON | Telaydon [T42,T421] | LISDRUM |  | 54.3096 | -7.1276
MV/LV Substation CR***570Y |  | 20 kV | _ | LV | 50 kVA :Pole Substation | 0.05 | --> | 0.05 | 0.043 | 2.47 |  | --> | 0.048 | 0 | 0 | 0 | 0 | Constrained, otherwise capacity available =48 kW | --> | E19 ex TELAYDON | Telaydon [T42,T421] | LISDRUM |  | 54.2722 | -6.9181
MV/LV Substation GL***582Y |  | 20 kV | _ | LV | 50 kVA :Pole Substation | 0.05 | --> | 0.05 | 0 | 0 | Constrained, otherwise capacity available =19 kVA | --> | 0.048 | 0 | 0.05 | 0 | 0 | Constrained, otherwise capacity available =14 kW | --> | E14 ex EMYVALE | Emyvale [T422] | LISDRUM |  | 54.3637 | -7.0573
MV/LV Substation AR***587Y |  | 10 kV | _ | LV | 200 kVA :Pole Substation | 0.2 | --> | 0.2 | 0 | 0 | Constrained, otherwise capacity available =186 kVA | --> | 0.19 | 0 | 0.045 | 0 | 0 | Constrained, otherwise capacity available =159 kW | --> | C15 ex DRUMBEAR | Drumbear [T41,T42] | LISDRUM |  | 54.2176 | -6.9087
MV/LV Substation CO***590X |  | 10 kV | _ | LV | 50 kVA :Pole Substation | 0.05 | --> | 0.05 | 0 | 0 | Constrained, otherwise capacity available =47 kVA | --> | 0.048 | 0 | 0 | 0 | 0 | Constrained, otherwise capacity available =48 kW | --> | C15 ex DRUMBEAR | Drumbear [T41,T42] | LISDRUM |  | 54.1562 | -6.8759
MV/LV Substation KI***601 |  | 20 kV | _ | LV | 50 kVA :Pole Substation | 0.05 | --> | 0.05 | 0.028 | 2.47 |  | --> | 0.048 | 0 | 0 | 0 | 0 | Constrained, otherwise capacity available =50 kW | --> | E13 ex TELAYDON | Telaydon [T42,T421] | LISDRUM |  | 54.2812 | -7.1533
MV/LV Substation SL***606X |  | 10 kV | _ | LV | 50 kVA :Pole Substation | 0.05 | --> | 0.05 | 0.049 | 2.04 |  | --> | 0.048 | 0 | 0 | 0 | 0 | Constrained, otherwise capacity available =48 kW | --> | C18 ex BALLYBAY | Ballybay [T41,T42] | LISDRUM |  | 54.1732 | -6.978
MV/LV Substation MU***606Y |  | 20 kV | _ | LV | 50 kVA :Pole Substation | 0.05 | --> | 0.05 | 0.045 | 2.47 |  | --> | 0.048 | 0 | 0 | 0 | 0 | Constrained, otherwise capacity available =48 kW | --> | E19 ex TELAYDON | Telaydon [T42,T421] | LISDRUM |  | 54.3019 | -6.913
MV/LV Substation SL***607X |  | 10 kV | _ | LV | 50 kVA :Pole Substation | 0.05 | --> | 0.05 | 0.043 | 2.04 |  | --> | 0.048 | 0 | 0.01 | 0 | 0 | Constrained, otherwise capacity available =41 kW | --> | C18 ex BALLYBAY | Ballybay [T41,T42] | LISDRUM |  | 54.1726 | -6.9875
MV/LV Substation SL***608X |  | 10 kV | _ | LV | 50 kVA :Pole Substation | 0.05 | --> | 0.05 | 0.047 | 2.04 |  | --> | 0.048 | 0 | 0 | 0 | 0 | Constrained, otherwise capacity available =48 kW | --> | C18 ex BALLYBAY | Ballybay [T41,T42] | LISDRUM |  | 54.176 | -6.99
MV/LV Substation CO***610 |  | 20 kV | _ | LV | 50 kVA :Pole Substation | 0.05 | --> | 0.05 | 0 | 0 | Constrained, otherwise capacity available =40 kVA | --> | 0.048 | 0 | 0 | 0 | 0 | Constrained, otherwise capacity available =49 kW | --> | E14 ex EMYVALE | Emyvale [T422] | LISDRUM |  | 54.3176 | -6.9622
MV/LV Substation FE***610Y |  | 20 kV | _ | LV | 100 kVA :Pole Substation | 0.1 | --> | 0.1 | 0.097 | 2.1 |  | --> | 0.095 | 0 | 0 | 0 | 0 | Constrained, otherwise capacity available =95 kW | --> | E16 ex LISDRUM | Lisdrum [T422] | LISDRUM |  | 54.2575 | -6.9011
MV/LV Substation TU***611Y |  | 10 kV | _ | LV | 100 kVA :Pole Substation | 0.1 | --> | 0.1 | 0 | 0 | Constrained, otherwise capacity available =87 kVA | --> | 0.095 | 0 | 0.005 | 0 | 0 | Constrained, otherwise capacity available =93 kW | --> | C13 ex DRUMBEAR | Drumbear [T41,T42] | LISDRUM |  | 54.2385 | -6.9735
MV/LV Substation CO***613X |  | 10 kV | _ | LV | 50 kVA :Pole Substation | 0.05 | --> | 0.05 | 0.038 | 2.04 |  | --> | 0.048 | 0 | 0.006 | 0 | 0 | Constrained, otherwise capacity available =45 kW | --> | C18 ex BALLYBAY | Ballybay [T41,T42] | LISDRUM |  | 54.1827 | -6.9935
MV/LV Substation CA***623Y |  | 10 kV | _ | LV | 400 kVA :Kiosk Substation | 0.4 | --> | 0.4 | 0 | 0 | Constrained, otherwise capacity available =330 kVA | --> | 0.38 | 0 | 0 | 0 | 0 | Constrained, otherwise capacity available =390 kW | --> | C14 ex DRUMBEAR | Drumbear [T41,T42] | LISDRUM |  | 54.2463 | -6.9677
MV/LV Substation TU***632 |  | 10 kV | _ | LV | 100 kVA :Pole Substation | 0.1 | --> | 0.1 | 0.085 | 2.47 |  | --> | 0.095 | 0 | 0 | 0 | 0 | Constrained, otherwise capacity available =97 kW | --> | C12 ex TELAYDON | Telaydon [T42,T421] | LISDRUM |  | 54.2583 | -6.9552
MV/LV Substation AG***634 |  | 10 kV | _ | LV | 50 kVA :Pole Substation | 0.05 | --> | 0.05 | 0 | 0 | Constrained, otherwise capacity available =46 kVA | --> | 0.048 | 0 | 0 | 0 | 0 | Constrained, otherwise capacity available =48 kW | --> | C20 ex DRUMBEAR | Drumbear [T41,T42] | LISDRUM |  | 54.2449 | -6.9343
MV/LV Substation GA***634Y |  | 10 kV | _ | LV | 50 kVA :Pole Substation | 0.05 | --> | 0.05 | 0 | 0 | Constrained, otherwise capacity available =49 kVA | --> | 0.048 | 0 | 0.01 | 0 | 0 | Constrained, otherwise capacity available =40 kW | --> | C15 ex DRUMBEAR | Drumbear [T41,T42] | LISDRUM |  | 54.2055 | -6.8352
MV/LV Substation DA***637Y |  | 10 kV | _ | LV | 630 kVA :Kiosk Substation | 0.63 | --> | 0.63 | 0 | 0 | Constrained, otherwise capacity available =524 kVA | --> | 0.598 | 0 | 0.017 | 0 | 0 | Constrained, otherwise capacity available =600 kW | --> | C13 ex DRUMBEAR | Drumbear [T41,T42] | LISDRUM |  | 54.2469 | -6.9716
MV/LV Substation UR***643Y |  | 10 kV | _ | LV | 50 kVA :Pole Substation | 0.05 | --> | 0.05 | 0 | 0 | Constrained, otherwise capacity available =44 kVA | --> | 0.048 | 0 | 0 | 0 | 0 | Constrained, otherwise capacity available =48 kW | --> | C20 ex DRUMBEAR | Drumbear [T41,T42] | LISDRUM |  | 54.2024 | -6.9591
MV/LV Substation KI***644 |  | 20 kV | _ | LV | 50 kVA :Pole Substation | 0.05 | --> | 0.05 | 0.035 | 2.1 |  | --> | 0.048 | 0 | 0.005 | 0 | 0 | Constrained, otherwise capacity available =46 kW | --> | E16 ex LISDRUM | Lisdrum [T422] | LISDRUM |  | 54.266 | -6.8909
MV/LV Substation MO***644Y |  | 20 kV | _ | LV | 50 kVA :Pole Substation | 0.05 | --> | 0.05 | 0 | 0 | Constrained, otherwise capacity available =41 kVA | --> | 0.048 | 0 | 0.016 | 0 | 0 | Constrained, otherwise capacity available =37 kW | --> | E14 ex EMYVALE | Emyvale [T422] | LISDRUM |  | 54.3986 | -6.9769
MV/LV Substation KI***646 |  | 20 kV | _ | LV | 100 kVA :Pole Substation | 0.1 | --> | 0.1 | 0.1 | 2.1 |  | --> | 0.095 | 0 | 0 | 0 | 0 | Constrained, otherwise capacity available =95 kW | --> | E16 ex LISDRUM | Lisdrum [T422] | LISDRUM |  | 54.2731 | -6.8728
MV/LV Substation KN***646Y |  | 20 kV | _ | LV | 50 kVA :Pole Substation | 0.05 | --> | 0.05 | 0 | 0 | Constrained, otherwise capacity available =31 kVA | --> | 0.048 | 0 | 0.005 | 0 | 0 | Constrained, otherwise capacity available =46 kW | --> | E14 ex EMYVALE | Emyvale [T422] | LISDRUM |  | 54.3684 | -6.9642
MV/LV Substation KI***660Y |  | 20 kV | _ | LV | 50 kVA :Pole Substation | 0.05 | --> | 0.05 | 0.047 | 2.1 |  | --> | 0.048 | 0 | 0 | 0 | 0 | Constrained, otherwise capacity available =48 kW | --> | E16 ex LISDRUM | Lisdrum [T422] | LISDRUM |  | 54.2626 | -6.8946
MV/LV Substation MA***664Y |  | 10 kV | _ | LV | 200 kVA :Kiosk Substation | 0.2 | --> | 0.2 | 0 | 0 | Constrained, otherwise capacity available =137 kVA | --> | 0.19 | 0 | 0.003 | 0 | 0 | Constrained, otherwise capacity available =196 kW | --> | C13 ex DRUMBEAR | Drumbear [T41,T42] | LISDRUM |  | 54.2414 | -6.9734
MV/LV Substation UR***667X |  | 10 kV | _ | LV | 100 kVA :Pole Substation | 0.1 | --> | 0.1 | 0 | 0 | Constrained, otherwise capacity available =80 kVA | --> | 0.095 | 0 | 0 | 0 | 0 | Constrained, otherwise capacity available =98 kW | --> | C20 ex DRUMBEAR | Drumbear [T41,T42] | LISDRUM |  | 54.1995 | -6.9508
MV/LV Substation DE***670Y |  | 20 kV | _ | LV | 50 kVA :Pole Substation | 0.05 | --> | 0.05 | 0.046 | 2.47 |  | --> | 0.048 | 0 | 0.02 | 0 | 0 | Constrained, otherwise capacity available =33 kW | --> | E19 ex TELAYDON | Telaydon [T42,T421] | LISDRUM |  | 54.3363 | -6.9545
MV/LV Substation ST***674X |  | 10 kV | _ | LV | 100 kVA :Pole Substation | 0.1 | --> | 0.1 | 0 | 2.47 |  | --> | 0.095 | 0 | 0 | 0 | 0 | Constrained, otherwise capacity available =114 kW | --> | C12 ex TELAYDON | Telaydon [T42,T421] | LISDRUM |  | 54.264 | -6.9589
MV/LV Substation DE***675X |  | 10 kV | _ | LV | 630 kVA :Kiosk Substation | 0.63 | --> | 0.63 | 0.5 | 2.47 |  | --> | 0.598 | 0 | 0 | 0 | 0 | Constrained, otherwise capacity available =605 kW | --> | C12 ex TELAYDON | Telaydon [T42,T421] | LISDRUM |  | 54.2641 | -6.9604
MV/LV Substation AN***676 |  | 20 kV | _ | LV | 200 kVA :Pole Substation | 0.2 | --> | 0.2 | 0.197 | 2.47 |  | --> | 0.19 | 0 | 0 | 0 | 0 | Constrained, otherwise capacity available =190 kW | --> | E19 ex TELAYDON | Telaydon [T42,T421] | LISDRUM |  | 54.3079 | -6.8627
MV/LV Substation CA***678X |  | 20 kV | _ | LV | 400 kVA :Kiosk Substation | 0.4 | --> | 0.4 | 0 | 0 | Constrained, otherwise capacity available =325 kVA | --> | 0.38 | 0 | 0.003 | 0 | 0 | Constrained, otherwise capacity available =388 kW | --> | E14 ex EMYVALE | Emyvale [T422] | LISDRUM |  | 54.3411 | -6.9621
MV/LV Substation SH***682Y |  | 10 kV | _ | LV | 50 kVA :Pole Substation | 0.05 | --> | 0.05 | 0 | 0 | Constrained, otherwise capacity available =46 kVA | --> | 0.048 | 0 | 0 | 0 | 0 | Constrained, otherwise capacity available =48 kW | --> | C15 ex DRUMBEAR | Drumbear [T41,T42] | LISDRUM |  | 54.227 | -6.9652
MV/LV Substation GL***690 |  | 20 kV | _ | LV | 200 kVA :Pole Substation | 0.2 | --> | 0.2 | 0.124 | 2.47 |  | --> | 0.19 | 0 | 0 | 0 | 0 | Constrained, otherwise capacity available =200 kW | --> | E19 ex TELAYDON | Telaydon [T42,T421] | LISDRUM |  | 54.3207 | -6.8912
MV/LV Substation MU***690X |  | 20 kV | _ | LV | 400 kVA :Kiosk Substation | 0.4 | --> | 0.4 | 0.399 | 2.47 |  | --> | 0.38 | 0 | 0 | 0 | 0 | Constrained, otherwise capacity available =380 kW | --> | E19 ex TELAYDON | Telaydon [T42,T421] | LISDRUM |  | 54.3048 | -6.919
MV/LV Substation WO***691X |  | 20 kV | _ | LV | 630 kVA :Building Structure | 0.63 | --> | 0.63 | 0 | 0 | Constrained, otherwise capacity available =599 kVA | --> | 0.598 | 0 | 0 | 0 | 0 | Constrained, otherwise capacity available =603 kW | --> | E14 ex EMYVALE | Emyvale [T422] | LISDRUM |  | 54.3348 | -6.9715
MV/LV Substation CO***692X |  | 20 kV | _ | LV | 200 kVA :Pole Substation | 0.2 | --> | 0.2 | 0 | 0 | Constrained, otherwise capacity available =90 kVA | --> | 0.19 | 0 | 0.005 | 0 | 0 | Constrained, otherwise capacity available =201 kW | --> | E14 ex EMYVALE | Emyvale [T422] | LISDRUM |  | 54.3635 | -7.0508
MV/LV Substation CO***695Y |  | 10 kV | _ | LV | 50 kVA :Pole Substation | 0.05 | --> | 0.05 | 0 | 0 | Constrained, otherwise capacity available =39 kVA | --> | 0.048 | 0 | 0.025 | 0 | 0 | Constrained, otherwise capacity available =30 kW | --> | C15 ex DRUMBEAR | Drumbear [T41,T42] | LISDRUM |  | 54.2025 | -6.8467
MV/LV Substation BR***698X |  | 20 kV | _ | LV | 50 kVA :Pole Substation | 0.05 | --> | 0.05 | 0 | 0 | Constrained, otherwise capacity available =44 kVA | --> | 0.048 | 0 | 0 | 0 | 0 | Constrained, otherwise capacity available =48 kW | --> | E12 ex EMYVALE | Emyvale [T422] | LISDRUM |  | 54.3524 | -7.0791
MV/LV Substation TU***700Y |  | 20 kV | _ | LV | 100 kVA :Pole Substation | 0.1 | --> | 0.1 | 0.079 | 2.1 |  | --> | 0.095 | 0 | 0.015 | 0 | 0 | Constrained, otherwise capacity available =87 kW | --> | E11 ex LISDRUM | Lisdrum [T422] | LISDRUM |  | 54.2669 | -6.9187
MV/LV Substation KN***702 |  | 20 kV | _ | LV | 100 kVA :Pole Substation | 0.1 | --> | 0.1 | 0 | 0 | Constrained, otherwise capacity available =71 kVA | --> | 0.095 | 0 | 0.015 | 0 | 0 | Constrained, otherwise capacity available =88 kW | --> | E14 ex EMYVALE | Emyvale [T422] | LISDRUM |  | 54.3691 | -6.9657
MV/LV Substation DE***704 |  | 20 kV | _ | LV | 50 kVA :Pole Substation | 0.05 | --> | 0.05 | 0 | 0 | Constrained, otherwise capacity available =42 kVA | --> | 0.048 | 0 | 0 | 0 | 0 | Constrained, otherwise capacity available =49 kW | --> | E14 ex EMYVALE | Emyvale [T422] | LISDRUM |  | 54.3698 | -6.9492
MV/LV Substation CO***712Y |  | 20 kV | _ | LV | 200 kVA :Pole Substation | 0.2 | --> | 0.2 | 0 | 0 | Constrained, otherwise capacity available =137 kVA | --> | 0.19 | 0 | 0 | 0 | 0 | Constrained, otherwise capacity available =198 kW | --> | E14 ex EMYVALE | Emyvale [T422] | LISDRUM |  | 54.3347 | -6.9599
MV/LV Substation TA***720X |  | 10 kV | _ | LV | 50 kVA :Pole Substation | 0.05 | --> | 0.05 | 0 | 0 | Constrained, otherwise capacity available =42 kVA | --> | 0.048 | 0 | 0 | 0 | 0 | Constrained, otherwise capacity available =48 kW | --> | C20 ex DRUMBEAR | Drumbear [T41,T42] | LISDRUM |  | 54.223 | -6.9518
MV/LV Substation MU***722X |  | 10 kV | _ | LV | 100 kVA :Pole Substation | 0.1 | --> | 0.1 | 0.072 | 2.47 |  | --> | 0.095 | 0 | 0.023 | 0 | 0 | Constrained, otherwise capacity available =82 kW | --> | C12 ex TELAYDON | Telaydon [T42,T421] | LISDRUM |  | 54.2594 | -6.9753
MV/LV Substation AU***726Y |  | 20 kV | _ | LV | 50 kVA :Pole Substation | 0.05 | --> | 0.05 | 0.05 | 2.47 |  | --> | 0.048 | 0 | 0 | 0 | 0 | Constrained, otherwise capacity available =48 kW | --> | E13 ex TELAYDON | Telaydon [T42,T421] | LISDRUM |  | 54.2556 | -7.133
MV/LV Substation DE***736 |  | 20 kV | _ | LV | 200 kVA :Pole Substation | 0.2 | --> | 0.2 | 0 | 0 | Constrained, otherwise capacity available =188 kVA | --> | 0.19 | 0 | 0 | 0 | 0 | Constrained, otherwise capacity available =192 kW | --> | E14 ex EMYVALE | Emyvale [T422] | LISDRUM |  | 54.3544 | -7.028
MV/LV Substation KI***738Y |  | 10 kV | _ | LV | 100 kVA :Pole Substation | 0.1 | --> | 0.1 | 0 | 0 | Constrained, otherwise capacity available =59 kVA | --> | 0.095 | 0 | 0.05 | 0 | 0 | Constrained, otherwise capacity available =64 kW | --> | C15 ex DRUMBEAR | Drumbear [T41,T42] | LISDRUM |  | 54.2028 | -6.84
MV/LV Substation CA***739Y |  | 10 kV | _ | LV | 50 kVA :Pole Substation | 0.05 | --> | 0.05 | 0 | 0 | Constrained, otherwise capacity available =48 kVA | --> | 0.048 | 0 | 0 | 0 | 0 | Constrained, otherwise capacity available =48 kW | --> | C15 ex DRUMBEAR | Drumbear [T41,T42] | LISDRUM |  | 54.2247 | -6.9366
MV/LV Substation CL***741X |  | 20 kV | _ | LV | 50 kVA :Pole Substation | 0.05 | --> | 0.05 | 0 | 0 | Constrained, otherwise capacity available =46 kVA | --> | 0.048 | 0 | 0 | 0 | 0 | Constrained, otherwise capacity available =48 kW | --> | E12 ex EMYVALE | Emyvale [T422] | LISDRUM |  | 54.3437 | -7.0353
MV/LV Substation TY***744Y |  | 20 kV | _ | LV | 50 kVA :Pole Substation | 0.05 | --> | 0.05 | 0.048 | 2.47 |  | --> | 0.048 | 0 | 0 | 0 | 0 | Constrained, otherwise capacity available =48 kW | --> | E13 ex TELAYDON | Telaydon [T42,T421] | LISDRUM |  | 54.3002 | -7.1227
MV/LV Substation KI***745Y |  | 10 kV | _ | LV | 50 kVA :Pole Substation | 0.05 | --> | 0.05 | 0 | 0 | Constrained, otherwise capacity available =45 kVA | --> | 0.048 | 0 | 0 | 0 | 0 | Constrained, otherwise capacity available =48 kW | --> | C15 ex DRUMBEAR | Drumbear [T41,T42] | LISDRUM |  | 54.203 | -6.842
MV/LV Substation KI***752X |  | 20 kV | _ | LV | 50 kVA :Pole Substation | 0.05 | --> | 0.05 | 0.04 | 2.47 |  | --> | 0.048 | 0 | 0 | 0 | 0 | Constrained, otherwise capacity available =49 kW | --> | E13 ex TELAYDON | Telaydon [T42,T421] | LISDRUM |  | 54.2613 | -7.0423
MV/LV Substation EM***752Y |  | 20 kV | _ | LV | 200 kVA :Pole Substation | 0.2 | --> | 0.2 | 0 | 0 | Constrained, otherwise capacity available =198 kVA | --> | 0.19 | 0 | 0 | 0 | 0 | Constrained, otherwise capacity available =190 kW | --> | E14 ex EMYVALE | Emyvale [T422] | LISDRUM |  | 54.3404 | -6.9584
MV/LV Substation TO***753X |  | 20 kV | _ | LV | 100 kVA :Pole Substation | 0.1 | --> | 0.1 | 0.057 | 2.1 |  | --> | 0.095 | 0 | 0 | 0 | 0 | Constrained, otherwise capacity available =101 kW | --> | E17 ex LISDRUM | Lisdrum [T422] | LISDRUM |  | 54.2029 | -7.0267
MV/LV Substation DR***755Y |  | 20 kV | _ | LV | 50 kVA :Pole Substation | 0.05 | --> | 0.05 | 0.046 | 2.47 |  | --> | 0.048 | 0 | 0 | 0 | 0 | Constrained, otherwise capacity available =48 kW | --> | E13 ex TELAYDON | Telaydon [T42,T421] | LISDRUM |  | 54.2771 | -7.0207
MV/LV Substation DR***757 |  | 20 kV | _ | LV | 50 kVA :Pole Substation | 0.05 | --> | 0.05 | 0 | 0 | Constrained, otherwise capacity available =40 kVA | --> | 0.048 | 0 | 0 | 0 | 0 | Constrained, otherwise capacity available =49 kW | --> | E14 ex EMYVALE | Emyvale [T422] | LISDRUM |  | 54.3674 | -7.0194
MV/LV Substation RA***757Y |  | 10 kV | _ | LV | 50 kVA :Pole Substation | 0.05 | --> | 0.05 | 0 | 0 | Constrained, otherwise capacity available =48 kVA | --> | 0.048 | 0 | 0 | 0 | 0 | Constrained, otherwise capacity available =48 kW | --> | C15 ex DRUMBEAR | Drumbear [T41,T42] | LISDRUM |  | 54.2145 | -6.8878
MV/LV Substation DU***759Y |  | 20 kV | _ | LV | 100 kVA :Pole Substation | 0.1 | --> | 0.1 | 0.061 | 2.47 |  | --> | 0.095 | 0 | 0 | 0 | 0 | Constrained, otherwise capacity available =100 kW | --> | E13 ex TELAYDON | Telaydon [T42,T421] | LISDRUM |  | 54.2819 | -7.1305
MV/LV Substation TH***761X |  | 20 kV | _ | LV | 100 kVA :Pole Substation | 0.1 | --> | 0.1 | 0.082 | 2.1 |  | --> | 0.095 | 0 | 0 | 0 | 0 | Constrained, otherwise capacity available =98 kW | --> | E17 ex LISDRUM | Lisdrum [T422] | LISDRUM |  | 54.2167 | -7.0454
MV/LV Substation CO***762 |  | 20 kV | _ | LV | 50 kVA :Pole Substation | 0.05 | --> | 0.05 | 0 | 0 | Constrained, otherwise capacity available =49 kVA | --> | 0.048 | 0 | 0 | 0 | 0 | Constrained, otherwise capacity available =48 kW | --> | E14 ex EMYVALE | Emyvale [T422] | LISDRUM |  | 54.3828 | -7.0096
MV/LV Substation AS***764X |  | 10 kV | _ | LV | 100 kVA :Pole Substation | 0.1 | --> | 0.1 | 0.08 | 2.47 |  | --> | 0.095 | 0 | 0.005 | 0 | 0 | Constrained, otherwise capacity available =94 kW | --> | E21 ex TELAYDON | Telaydon [T42,T421] | LISDRUM |  | 54.2461 | -6.9501
MV/LV Substation TH***764Y |  | 10 kV | _ | LV | 200 kVA :Kiosk Substation | 0.2 | --> | 0.2 | 0.158 | 2.47 |  | --> | 0.19 | 0 | 0 | 0 | 0 | Constrained, otherwise capacity available =196 kW | --> | C18 ex TELAYDON | Telaydon [T42,T421] | LISDRUM |  | 54.2511 | -6.974
MV/LV Substation CL***765X |  | 10 kV | _ | LV | 50 kVA :Pole Substation | 0.05 | --> | 0.05 | 0 | 0 | Constrained, otherwise capacity available =34 kVA | --> | 0.048 | 0 | 0 | 0 | 0 | Constrained, otherwise capacity available =50 kW | --> | C15 ex DRUMBEAR | Drumbear [T41,T42] | LISDRUM |  | 54.2169 | -6.8507
MV/LV Substation MU***767X |  | 20 kV | _ | LV | 400 kVA :Kiosk Substation | 0.4 | --> | 0.4 | 0.331 | 2.47 |  | --> | 0.38 | 0 | 0 | 0 | 0 | Constrained, otherwise capacity available =389 kW | --> | E13 ex TELAYDON | Telaydon [T42,T421] | LISDRUM |  | 54.2425 | -7.135
MV/LV Substation DE***770Y |  | 20 kV | _ | LV | 50 kVA :Pole Substation | 0.05 | --> | 0.05 | 0 | 0 | Constrained, otherwise capacity available =46 kVA | --> | 0.048 | 0 | 0 | 0 | 0 | Constrained, otherwise capacity available =48 kW | --> | E14 ex EMYVALE | Emyvale [T422] | LISDRUM |  | 54.342 | -6.9556
MV/LV Substation LI***775X |  | 10 kV | _ | LV | 50 kVA :Pole Substation | 0.05 | --> | 0.05 | 0.037 | 3.38 |  | --> | 0.048 | 0 | 0 | 0 | 0 | Constrained, otherwise capacity available =49 kW | --> | C21 ex CASTLEBLAYNEY | Castleblayney [T41,T42] | DUNDALK |  | 54.1924 | -6.7692
MV/LV Substation CA***776X |  | 10 kV | _ | LV | 50 kVA :Pole Substation | 0.05 | --> | 0.05 | 0 | 0 | Constrained, otherwise capacity available =43 kVA | --> | 0.048 | 0 | 0 | 0 | 0 | Constrained, otherwise capacity available =48 kW | --> | C15 ex DRUMBEAR | Drumbear [T41,T42] | LISDRUM |  | 54.2087 | -6.8356
MV/LV Substation E.***781X |  | 10 kV | _ | LV | 400 kVA :Kiosk Substation | 0.4 | --> | 0.4 | 0 | 0 | Constrained, otherwise capacity available =343 kVA | --> | 0.38 | 0 | 0.018 | 0 | 0 | Constrained, otherwise capacity available =374 kW | --> | C13 ex DRUMBEAR | Drumbear [T41,T42] | LISDRUM |  | 54.2426 | -6.9725
MV/LV Substation CO***782Y |  | 20 kV | _ | LV | 100 kVA :Pole Substation | 0.1 | --> | 0.1 | 0.076 | 2.47 |  | --> | 0.095 | 0 | 0 | 0 | 0 | Constrained, otherwise capacity available =98 kW | --> | E13 ex TELAYDON | Telaydon [T42,T421] | LISDRUM |  | 54.3068 | -7.1299
MV/LV Substation LI***791Y |  | 10 kV | _ | LV | 100 kVA :Pole Substation | 0.1 | --> | 0.1 | 0 | 0 | Constrained, otherwise capacity available =100 kVA | --> | 0.095 | 0 | 0 | 0 | 0 | Constrained, otherwise capacity available =95 kW | --> | C15 ex DRUMBEAR | Drumbear [T41,T42] | LISDRUM |  | 54.2382 | -6.8773
MV/LV Substation RI***799X |  | 10 kV | _ | LV | 400 kVA :Building Structure | 0.4 | --> | 0.4 | 0.345 | 2.47 |  | --> | 0.38 | 0 | 0.006 | 0 | 0 | Constrained, otherwise capacity available =383 kW | --> | E21 ex TELAYDON | Telaydon [T42,T421] | LISDRUM |  | 54.2554 | -6.9689
MV/LV Substation TU***800 |  | 20 kV | _ | LV | 50 kVA :Pole Substation | 0.05 | --> | 0.05 | 0.038 | 2.47 |  | --> | 0.048 | 0 | 0.01 | 0 | 0 | Constrained, otherwise capacity available =42 kW | --> | E13 ex TELAYDON | Telaydon [T42,T421] | LISDRUM |  | 54.2829 | -7.0251
MV/LV Substation KI***802 |  | 20 kV | _ | LV | 100 kVA :Pole Substation | 0.1 | --> | 0.1 | 0.086 | 2.47 |  | --> | 0.095 | 0 | 0 | 0 | 0 | Constrained, otherwise capacity available =97 kW | --> | E13 ex TELAYDON | Telaydon [T42,T421] | LISDRUM |  | 54.2595 | -7.0419
MV/LV Substation MO***803X |  | 10 kV | _ | LV | 200 kVA :Pole Substation | 0.2 | --> | 0.2 | 0 | 0 | Constrained, otherwise capacity available =197 kVA | --> | 0.19 | 0 | 0.006 | 0 | 0 | Constrained, otherwise capacity available =186 kW | --> | C15 ex DRUMBEAR | Drumbear [T41,T42] | LISDRUM |  | 54.1854 | -6.8679
MV/LV Substation DE***804X |  | 20 kV | _ | LV | 50 kVA :Pole Substation | 0.05 | --> | 0.05 | 0.041 | 2.47 |  | --> | 0.048 | 0 | 0.015 | 0 | 0 | Constrained, otherwise capacity available =38 kW | --> | E19 ex TELAYDON | Telaydon [T42,T421] | LISDRUM |  | 54.3352 | -6.9505
MV/LV Substation TE***806X |  | 10 kV | _ | LV | 200 kVA :Pole Substation | 0.2 | --> | 0.2 | 0.15 | 2.47 |  | --> | 0.19 | 0 | 0.004 | 0 | 0 | Constrained, otherwise capacity available =194 kW | --> | C12 ex TELAYDON | Telaydon [T42,T421] | LISDRUM |  | 54.2622 | -6.9776
MV/LV Substation DE***806Y |  | 20 kV | _ | LV | 50 kVA :Pole Substation | 0.05 | --> | 0.05 | 0 | 0 | Constrained, otherwise capacity available =49 kVA | --> | 0.048 | 0 | 0.01 | 0 | 0 | Constrained, otherwise capacity available =40 kW | --> | E14 ex EMYVALE | Emyvale [T422] | LISDRUM |  | 54.3383 | -6.9574
MV/LV Substation DO***809Y |  | 20 kV | _ | LV | 100 kVA :Pole Substation | 0.1 | --> | 0.1 | 0.098 | 2.47 |  | --> | 0.095 | 0 | 0 | 0 | 0 | Constrained, otherwise capacity available =95 kW | --> | E19 ex TELAYDON | Telaydon [T42,T421] | LISDRUM |  | 54.2971 | -6.9037
MV/LV Substation GO***814Y |  | 20 kV | _ | LV | 50 kVA :Pole Substation | 0.05 | --> | 0.05 | 0.047 | 2.1 |  | --> | 0.048 | 0 | 0 | 0 | 0 | Constrained, otherwise capacity available =48 kW | --> | E17 ex LISDRUM | Lisdrum [T422] | LISDRUM |  | 54.2364 | -6.9943
MV/LV Substation TI***815Y |  | 20 kV | _ | LV | 50 kVA :Pole Substation | 0.05 | --> | 0.05 | 0.047 | 2.47 |  | --> | 0.048 | 0 | 0 | 0 | 0 | Constrained, otherwise capacity available =48 kW | --> | E19 ex TELAYDON | Telaydon [T42,T421] | LISDRUM |  | 54.2798 | -6.918
MV/LV Substation KI***820 |  | 20 kV | _ | LV | 50 kVA :Pole Substation | 0.05 | --> | 0.05 | 0.041 | 2.47 |  | --> | 0.048 | 0 | 0 | 0 | 0 | Constrained, otherwise capacity available =49 kW | --> | E13 ex TELAYDON | Telaydon [T42,T421] | LISDRUM |  | 54.2513 | -7.1412
MV/LV Substation TE***821Y |  | 10 kV | _ | LV | 50 kVA :Pole Substation | 0.05 | --> | 0.05 | 0.05 | 2.47 |  | --> | 0.048 | 0 | 0 | 0 | 0 | Constrained, otherwise capacity available =48 kW | --> | C12 ex TELAYDON | Telaydon [T42,T421] | LISDRUM |  | 54.2645 | -6.9714
MV/LV Substation DR***823X |  | 20 kV | _ | LV | 50 kVA :Pole Substation | 0.05 | --> | 0.05 | 0.046 | 2.47 |  | --> | 0.048 | 0 | 0 | 0 | 0 | Constrained, otherwise capacity available =48 kW | --> | E19 ex TELAYDON | Telaydon [T42,T421] | LISDRUM |  | 54.3052 | -7.0092
MV/LV Substation MA***825Y |  | 20 kV | _ | LV | 200 kVA :Kiosk Substation | 0.2 | --> | 0.2 | 0 | 0 | Constrained, otherwise capacity available =182 kVA | --> | 0.19 | 0 | 0 | 0.192 | 0 |  | --> | C17 ex CLONES | Clones [T41,T42] | SHANKILL |  | 54.2232 | -7.0917
MV/LV Substation CR***826Y |  | 20 kV | _ | LV | 400 kVA :Building Structure | 0.4 | --> | 0.4 | 0.362 | 2.47 |  | --> | 0.38 | 0 | 0 | 0 | 0 | Constrained, otherwise capacity available =385 kW | --> | E13 ex TELAYDON | Telaydon [T42,T421] | LISDRUM |  | 54.2664 | -6.989
MV/LV Substation CR***827Y |  | 20 kV | _ | LV | 100 kVA :Pole Substation | 0.1 | --> | 0.1 | 0 | 0 | Constrained, otherwise capacity available =100 kVA | --> | 0.095 | 0 | 0 | 0.095 | 0 |  | --> | C17 ex CLONES | Clones [T41,T42] | SHANKILL |  | 54.2151 | -7.0998
MV/LV Substation MO***832 |  | 20 kV | _ | LV | 100 kVA :Pole Substation | 0.1 | --> | 0.1 | 0.075 | 2.47 |  | --> | 0.095 | 0 | 0 | 0 | 0 | Constrained, otherwise capacity available =98 kW | --> | E13 ex TELAYDON | Telaydon [T42,T421] | LISDRUM |  | 54.2471 | -7.0989
MV/LV Substation ED***835X |  | 10 kV | _ | LV | 50 kVA :Pole Substation | 0.05 | --> | 0.05 | 0.05 | 2.04 |  | --> | 0.048 | 0 | 0 | 0 | 0 | Constrained, otherwise capacity available =48 kW | --> | C18 ex BALLYBAY | Ballybay [T41,T42] | LISDRUM |  | 54.1452 | -6.9358
MV/LV Substation EM***838X |  | 20 kV | _ | LV | 50 kVA :Pole Substation | 0.05 | --> | 0.05 | 0 | 0 | Constrained, otherwise capacity available =42 kVA | --> | 0.048 | 0 | 0.01 | 0 | 0 | Constrained, otherwise capacity available =41 kW | --> | E14 ex EMYVALE | Emyvale [T422] | LISDRUM |  | 54.3413 | -6.9485
MV/LV Substation BE***840X |  | 10 kV | _ | LV | 200 kVA :Pole Substation | 0.2 | --> | 0.2 | 0 | 0 | Constrained, otherwise capacity available =74 kVA | --> | 0.19 | 0 | 0.01 | 0 | 0 | Constrained, otherwise capacity available =199 kW | --> | C14 ex DRUMBEAR | Drumbear [T41,T42] | LISDRUM |  | 54.2445 | -6.9642
MV/LV Substation DR***841Y |  | 20 kV | _ | LV | 100 kVA :Pole Substation | 0.1 | --> | 0.1 | 0 | 2.1 |  | --> | 0.095 | 0 | 0.1 | 0 | 0 | Constrained, otherwise capacity available =34 kW | --> | E17 ex LISDRUM | Lisdrum [T422] | LISDRUM |  | 54.2286 | -6.9699
MV/LV Substation TA***842Y |  | 20 kV | _ | LV | 50 kVA :Pole Substation | 0.05 | --> | 0.05 | 0.038 | 2.1 |  | --> | 0.048 | 0 | 0.029 | 0 | 0 | Constrained, otherwise capacity available =28 kW | --> | E16 ex LISDRUM | Lisdrum [T422] | LISDRUM |  | 54.2709 | -6.8732
MV/LV Substation EM***845X |  | 20 kV | _ | LV | 50 kVA :Pole Substation | 0.05 | --> | 0.05 | 0 | 0 | Constrained, otherwise capacity available =47 kVA | --> | 0.048 | 0 | 0 | 0 | 0 | Constrained, otherwise capacity available =48 kW | --> | E14 ex EMYVALE | Emyvale [T422] | LISDRUM |  | 54.3376 | -6.9588
MV/LV Substation KI***848Y |  | 10 kV | _ | LV | 100 kVA :Pole Substation | 0.1 | --> | 0.1 | 0.092 | 2.04 |  | --> | 0.095 | 0 | 0.005 | 0 | 0 | Constrained, otherwise capacity available =92 kW | --> | C18 ex BALLYBAY | Ballybay [T41,T42] | LISDRUM |  | 54.1934 | -6.9127
MV/LV Substation SC***849Y |  | 20 kV | _ | LV | 100 kVA :Pole Substation | 0.1 | --> | 0.1 | 0 | 0 | Constrained, otherwise capacity available =82 kVA | --> | 0.095 | 0 | 0.003 | 0 | 0 | Constrained, otherwise capacity available =95 kW | --> | E14 ex EMYVALE | Emyvale [T422] | LISDRUM |  | 54.3396 | -6.9616
MV/LV Substation DE***851Y |  | 20 kV | _ | LV | 630 kVA :Building Structure | 0.63 | --> | 0.63 | 0 | 0 | Constrained, otherwise capacity available =531 kVA | --> | 0.598 | 0 | 0.417 | 0 | 0 | Constrained, otherwise capacity available =303 kW | --> | E14 ex EMYVALE | Emyvale [T422] | LISDRUM |  | 54.3825 | -7.0196
MV/LV Substation KI***853Y |  | 20 kV | _ | LV | 50 kVA :Pole Substation | 0.05 | --> | 0.05 | 0.034 | 2.47 |  | --> | 0.048 | 0 | 0 | 0 | 0 | Constrained, otherwise capacity available =50 kW | --> | E13 ex TELAYDON | Telaydon [T42,T421] | LISDRUM |  | 54.2608 | -7.0461
MV/LV Substation MU***854X |  | 20 kV | _ | LV | 100 kVA :Pole Substation | 0.1 | --> | 0.1 | 0 | 0 | Constrained, otherwise capacity available =73 kVA | --> | 0.095 | 0 | 0 | 0.099 | 0 |  | --> | C17 ex CLONES | Clones [T41,T42] | SHANKILL |  | 54.2215 | -7.1014
MV/LV Substation SM***858 |  | 20 kV | _ | LV | 200 kVA :Pole Substation | 0.2 | --> | 0.2 | 0 | 0 | Constrained, otherwise capacity available =101 kVA | --> | 0.19 | 0 | 0.01 | 0.196 | 0 |  | --> | C17 ex CLONES | Clones [T41,T42] | SHANKILL |  | 54.2211 | -7.0974
MV/LV Substation KI***859X |  | 20 kV | _ | LV | 100 kVA :Pole Substation | 0.1 | --> | 0.1 | 0.058 | 2.47 |  | --> | 0.095 | 0 | 0 | 0 | 0 | Constrained, otherwise capacity available =101 kW | --> | E19 ex TELAYDON | Telaydon [T42,T421] | LISDRUM |  | 54.3033 | -7.0059
MV/LV Substation VO***863Y |  | 20 kV | _ | LV | 50 kVA :Pole Substation | 0.05 | --> | 0.05 | 0 | 0 | Constrained, otherwise capacity available =44 kVA | --> | 0.048 | 0 | 0 | 0 | 0 | Constrained, otherwise capacity available =48 kW | --> | E12 ex EMYVALE | Emyvale [T422] | LISDRUM |  | 54.3339 | -7.0935
MV/LV Substation DE***876X |  | 20 kV | _ | LV | 50 kVA :Pole Substation | 0.05 | --> | 0.05 | 0 | 0 | Constrained, otherwise capacity available =44 kVA | --> | 0.048 | 0 | 0.005 | 0 | 0 | Constrained, otherwise capacity available =45 kW | --> | E14 ex EMYVALE | Emyvale [T422] | LISDRUM |  | 54.3575 | -7.0239
MV/LV Substation MA***877 |  | 20 kV | _ | LV | 50 kVA :Pole Substation | 0.05 | --> | 0.05 | 0 | 0 | Constrained, otherwise capacity available =31 kVA | --> | 0.048 | 0 | 0.008 | 0.044 | 0 |  | --> | C17 ex CLONES | Clones [T41,T42] | SHANKILL |  | 54.2166 | -7.1116
MV/LV Substation TY***877X |  | 20 kV | _ | LV | 50 kVA :Pole Substation | 0.05 | --> | 0.05 | 0.026 | 2.1 |  | --> | 0.048 | 0 | 0 | 0 | 0 | Constrained, otherwise capacity available =51 kW | --> | E16 ex LISDRUM | Lisdrum [T422] | LISDRUM |  | 54.2649 | -6.8929
MV/LV Substation M/***878 |  | 20 kV | _ | LV | 100 kVA :Pole Substation | 0.1 | --> | 0.1 | 0 | 0 | Constrained, otherwise capacity available =88 kVA | --> | 0.095 | 0 | 0 | 0.097 | 0 |  | --> | C17 ex CLONES | Clones [T41,T42] | SHANKILL |  | 54.2137 | -7.1134
MV/LV Substation LI***881 |  | 20 kV | _ | LV | 50 kVA :Pole Substation | 0.05 | --> | 0.05 | 0 | 0 | Constrained, otherwise capacity available =45 kVA | --> | 0.048 | 0 | 0 | 0.048 | 0 |  | --> | C17 ex CLONES | Clones [T41,T42] | SHANKILL |  | 54.1986 | -7.1182
MV/LV Substation TH***881X |  | 20 kV | _ | LV | 50 kVA :Pole Substation | 0.05 | --> | 0.05 | 0.043 | 2.1 |  | --> | 0.048 | 0 | 0.01 | 0 | 0 | Constrained, otherwise capacity available =41 kW | --> | E17 ex LISDRUM | Lisdrum [T422] | LISDRUM |  | 54.2163 | -7.0418
MV/LV Substation LI***882 |  | 20 kV | _ | LV | 100 kVA :Pole Substation | 0.1 | --> | 0.1 | 0 | 0 | Constrained, otherwise capacity available =73 kVA | --> | 0.095 | 0 | 0.04 | 0.069 | 0 |  | --> | C17 ex CLONES | Clones [T41,T42] | SHANKILL |  | 54.2179 | -7.121
MV/LV Substation TR***886Y |  | 20 kV | _ | LV | 200 kVA :Pole Substation | 0.2 | --> | 0.2 | 0 | 0 | Constrained, otherwise capacity available =122 kVA | --> | 0.19 | 0 | 0 | 0 | 0 | Constrained, otherwise capacity available =200 kW | --> | E14 ex EMYVALE | Emyvale [T422] | LISDRUM |  | 54.3704 | -6.9497
MV/LV Substation T/***888X |  | 20 kV | _ | LV | 50 kVA :Pole Substation | 0.05 | --> | 0.05 | 0.038 | 2.1 |  | --> | 0.048 | 0 | 0 | 0 | 0 | Constrained, otherwise capacity available =49 kW | --> | E17 ex LISDRUM | Lisdrum [T422] | LISDRUM |  | 54.2393 | -7.0239
MV/LV Substation LI***897Y |  | 10 kV | _ | LV | 50 kVA :Pole Substation | 0.05 | --> | 0.05 | 0.05 | 2.47 |  | --> | 0.048 | 0 | 0 | 0 | 0 | Constrained, otherwise capacity available =48 kW | --> | C12 ex TELAYDON | Telaydon [T42,T421] | LISDRUM |  | 54.2673 | -6.9245
MV/LV Substation TY***898Y |  | 20 kV | _ | LV | 100 kVA :Pole Substation | 0.1 | --> | 0.1 | 0.079 | 2.47 |  | --> | 0.095 | 0 | 0 | 0 | 0 | Constrained, otherwise capacity available =98 kW | --> | E19 ex TELAYDON | Telaydon [T42,T421] | LISDRUM |  | 54.2948 | -7.0169
MV/LV Substation CA***899Y |  | 20 kV | _ | LV | 50 kVA :Pole Substation | 0.05 | --> | 0.05 | 0.046 | 2.47 |  | --> | 0.048 | 0 | 0 | 0 | 0 | Constrained, otherwise capacity available =48 kW | --> | E13 ex TELAYDON | Telaydon [T42,T421] | LISDRUM |  | 54.2669 | -7.0219
MV/LV Substation DR***900Y |  | 20 kV | _ | LV | 50 kVA :Pole Substation | 0.05 | --> | 0.05 | 0.015 | 2.47 |  | --> | 0.048 | 0 | 0 | 0 | 0 | Constrained, otherwise capacity available =52 kW | --> | E13 ex TELAYDON | Telaydon [T42,T421] | LISDRUM |  | 54.2699 | -7.0036
MV/LV Substation AG***901X |  | 10 kV | _ | LV | 200 kVA :Kiosk Substation | 0.2 | --> | 0.2 | 0 | 0 | Constrained, otherwise capacity available =72 kVA | --> | 0.19 | 0 | 0.006 | 0 | 0 | Constrained, otherwise capacity available =202 kW | --> | C20 ex DRUMBEAR | Drumbear [T41,T42] | LISDRUM |  | 54.2409 | -6.9501
MV/LV Substation CO***901Y |  | 10 kV | _ | LV | 50 kVA :Pole Substation | 0.05 | --> | 0.05 | 0.05 | 2.47 |  | --> | 0.048 | 0 | 0 | 0 | 0 | Constrained, otherwise capacity available =48 kW | --> | C12 ex TELAYDON | Telaydon [T42,T421] | LISDRUM |  | 54.2753 | -6.958
MV/LV Substation KI***910X |  | 10 kV | _ | LV | 200 kVA :Pole Substation | 0.2 | --> | 0.2 | 0 | 0 | Constrained, otherwise capacity available =99 kVA | --> | 0.19 | 0 | 0.02 | 0 | 0 | Constrained, otherwise capacity available =188 kW | --> | C19 ex DRUMBEAR | Drumbear [T41,T42] | LISDRUM |  | 54.2416 | -6.9929
MV/LV Substation KI***911X |  | 20 kV | _ | LV | 50 kVA :Pole Substation | 0.05 | --> | 0.05 | 0.049 | 2.47 |  | --> | 0.048 | 0 | 0 | 0 | 0 | Constrained, otherwise capacity available =48 kW | --> | E13 ex TELAYDON | Telaydon [T42,T421] | LISDRUM |  | 54.2292 | -7.128
MV/LV Substation LA***912 |  | 20 kV | _ | LV | 50 kVA :Pole Substation | 0.05 | --> | 0.05 | 0.035 | 2.1 |  | --> | 0.048 | 0 | 0 | 0 | 0 | Constrained, otherwise capacity available =50 kW | --> | E17 ex LISDRUM | Lisdrum [T422] | LISDRUM |  | 54.2505 | -7.0452
MV/LV Substation PA***912X |  | 10 kV | _ | LV | 400 kVA :Kiosk Substation | 0.4 | --> | 0.4 | 0 | 0 | Constrained, otherwise capacity available =220 kVA | --> | 0.38 | 0 | 0 | 0 | 0 | Constrained, otherwise capacity available =404 kW | --> | C13 ex DRUMBEAR | Drumbear [T41,T42] | LISDRUM |  | 54.2465 | -6.9737
MV/LV Substation CR***913X |  | 10 kV | _ | LV | 100 kVA :Pole Substation | 0.1 | --> | 0.1 | 0.088 | 2.47 |  | --> | 0.095 | 0 | 0.02 | 0 | 0 | Constrained, otherwise capacity available =82 kW | --> | C12 ex TELAYDON | Telaydon [T42,T421] | LISDRUM |  | 54.2705 | -6.9378
MV/LV Substation EN***918Y |  | 10 kV | _ | LV | 400 kVA :Kiosk Substation | 0.4 | --> | 0.4 | 0.357 | 2.47 |  | --> | 0.38 | 0 | 0.011 | 0 | 0 | Constrained, otherwise capacity available =378 kW | --> | C12 ex TELAYDON | Telaydon [T42,T421] | LISDRUM |  | 54.2626 | -6.9465
MV/LV Substation MU***920X |  | 20 kV | _ | LV | 50 kVA :Pole Substation | 0.05 | --> | 0.05 | 0 | 0 | Constrained, otherwise capacity available =49 kVA | --> | 0.048 | 0 | 0.005 | 0.044 | 0 |  | --> | C17 ex CLONES | Clones [T41,T42] | SHANKILL |  | 54.22 | -7.0626
MV/LV Substation MU***923Y |  | 20 kV | _ | LV | 50 kVA :Pole Substation | 0.05 | --> | 0.05 | 0 | 0 | Constrained, otherwise capacity available =46 kVA | --> | 0.048 | 0 | 0 | 0 | 0 | Constrained, otherwise capacity available =48 kW | --> | E14 ex EMYVALE | Emyvale [T422] | LISDRUM |  | 54.3135 | -6.9535
MV/LV Substation GR***926X |  | 20 kV | _ | LV | 50 kVA :Pole Substation | 0.05 | --> | 0.05 | 0 | 0 | Constrained, otherwise capacity available =24 kVA | --> | 0.048 | 0 | 0 | 0 | 0 | Constrained, otherwise capacity available =51 kW | --> | E14 ex EMYVALE | Emyvale [T422] | LISDRUM |  | 54.3794 | -7.0797
MV/LV Substation CH***926Y |  | 10 kV | _ | LV | 200 kVA :Kiosk Substation | 0.2 | --> | 0.2 | 0 | 0 | Constrained, otherwise capacity available =171 kVA | --> | 0.19 | 0 | 0 | 0 | 0 | Constrained, otherwise capacity available =194 kW | --> | C15 ex DRUMBEAR | Drumbear [T41,T42] | LISDRUM |  | 54.2163 | -6.849
MV/LV Substation DR***931X |  | 10 kV | _ | LV | 50 kVA :Pole Substation | 0.05 | --> | 0.05 | 0 | 0 | Constrained, otherwise capacity available =41 kVA | --> | 0.048 | 0 | 0.008 | 0 | 0 | Constrained, otherwise capacity available =43 kW | --> | C20 ex DRUMBEAR | Drumbear [T41,T42] | LISDRUM |  | 54.1992 | -6.9882
MV/LV Substation TU***933X |  | 20 kV | _ | LV | 100 kVA :Pole Substation | 0.1 | --> | 0.1 | 0.082 | 2.1 |  | --> | 0.095 | 0 | 0 | 0 | 0 | Constrained, otherwise capacity available =97 kW | --> | E17 ex LISDRUM | Lisdrum [T422] | LISDRUM |  | 54.2341 | -7.053
MV/LV Substation CA***941Y |  | 20 kV | _ | LV | 100 kVA :Pole Substation | 0.1 | --> | 0.1 | 0.091 | 2.47 |  | --> | 0.095 | 0 | 0 | 0 | 0 | Constrained, otherwise capacity available =96 kW | --> | E13 ex TELAYDON | Telaydon [T42,T421] | LISDRUM |  | 54.2609 | -7.054
MV/LV Substation GL***942Y |  | 20 kV | _ | LV | 50 kVA :Pole Substation | 0.05 | --> | 0.05 | 0 | 0 | Constrained, otherwise capacity available =47 kVA | --> | 0.048 | 0 | 0 | 0 | 0 | Constrained, otherwise capacity available =48 kW | --> | E14 ex EMYVALE | Emyvale [T422] | LISDRUM |  | 54.3744 | -6.9752
MV/LV Substation GL***943Y |  | 20 kV | _ | LV | 50 kVA :Pole Substation | 0.05 | --> | 0.05 | 0.044 | 2.47 |  | --> | 0.048 | 0 | 0 | 0 | 0 | Constrained, otherwise capacity available =48 kW | --> | E19 ex TELAYDON | Telaydon [T42,T421] | LISDRUM |  | 54.323 | -6.894
MV/LV Substation CE***944Y |  | 20 kV | _ | LV | 630 kVA :Building Structure | 0.63 | --> | 0.63 | 0.5 | 2.1 |  | --> | 0.598 | 0 | 0 | 0 | 0 | Constrained, otherwise capacity available =598 kW | --> | E17 ex LISDRUM | Lisdrum [T422] | LISDRUM |  | 54.241 | -7.0004
MV/LV Substation DU***946 |  | 20 kV | _ | LV | 50 kVA :Pole Substation | 0.05 | --> | 0.05 | 0.04 | 2.1 |  | --> | 0.048 | 0 | 0.006 | 0 | 0 | Constrained, otherwise capacity available =44 kW | --> | E17 ex LISDRUM | Lisdrum [T422] | LISDRUM |  | 54.2293 | -6.9708
MV/LV Substation GO***953Y |  | 20 kV | _ | LV | 50 kVA :Pole Substation | 0.05 | --> | 0.05 | 0 | 0 | Constrained, otherwise capacity available =49 kVA | --> | 0.048 | 0 | 0 | 0 | 0 | Constrained, otherwise capacity available =48 kW | --> | E12 ex EMYVALE | Emyvale [T422] | LISDRUM |  | 54.3355 | -7.051
MV/LV Substation MO***955X |  | 10 kV | _ | LV | 50 kVA :Pole Substation | 0.05 | --> | 0.05 | 0 | 0 | Constrained, otherwise capacity available =46 kVA | --> | 0.048 | 0 | 0 | 0 | 0 | Constrained, otherwise capacity available =48 kW | --> | C15 ex DRUMBEAR | Drumbear [T41,T42] | LISDRUM |  | 54.2281 | -6.9147
MV/LV Substation I.***958X |  | 10 kV | _ | LV | 400 kVA :Building Structure | 0.4 | --> | 0.4 | 0.371 | 2.47 |  | --> | 0.38 | 0 | 0 | 0 | 0 | Constrained, otherwise capacity available =384 kW | --> | C12 ex TELAYDON | Telaydon [T42,T421] | LISDRUM |  | 54.2642 | -6.9417
MV/LV Substation AN***958Y |  | 10 kV | _ | LV | 400 kVA :Kiosk Substation | 0.4 | --> | 0.4 | 0.385 | 2.47 |  | --> | 0.38 | 0 | 0.005 | 0 | 0 | Constrained, otherwise capacity available =378 kW | --> | E21 ex TELAYDON | Telaydon [T42,T421] | LISDRUM |  | 54.2481 | -6.9538
MV/LV Substation KN***965X |  | 20 kV | _ | LV | 50 kVA :Pole Substation | 0.05 | --> | 0.05 | 0.04 | 2.47 |  | --> | 0.048 | 0 | 0.006 | 0 | 0 | Constrained, otherwise capacity available =44 kW | --> | E19 ex TELAYDON | Telaydon [T42,T421] | LISDRUM |  | 54.3096 | -6.9786
MV/LV Substation KI***967 |  | 10 kV | _ | LV | 100 kVA :Pole Substation | 0.1 | --> | 0.1 | 0 | 0 | Constrained, otherwise capacity available =36 kVA | --> | 0.095 | 0 | 0 | 0 | 0 | Constrained, otherwise capacity available =103 kW | --> | C15 ex DRUMBEAR | Drumbear [T41,T42] | LISDRUM |  | 54.2402 | -6.9272
MV/LV Substation CA***967Y |  | 20 kV | _ | LV | 50 kVA :Pole Substation | 0.05 | --> | 0.05 | 0 | 0 | Constrained, otherwise capacity available =49 kVA | --> | 0.048 | 0 | 0 | 0 | 0 | Constrained, otherwise capacity available =48 kW | --> | E14 ex EMYVALE | Emyvale [T422] | LISDRUM |  | 54.3587 | -7.0228
MV/LV Substation CA***968Y |  | 20 kV | _ | LV | 100 kVA :Pole Substation | 0.1 | --> | 0.1 | 0 | 0 | Constrained, otherwise capacity available =98 kVA | --> | 0.095 | 0 | 0 | 0 | 0 | Constrained, otherwise capacity available =95 kW | --> | E14 ex EMYVALE | Emyvale [T422] | LISDRUM |  | 54.3566 | -7.0265
MV/LV Substation TI***969Y |  | 20 kV | _ | LV | 50 kVA :Pole Substation | 0.05 | --> | 0.05 | 0.049 | 2.47 |  | --> | 0.048 | 0 | 0 | 0 | 0 | Constrained, otherwise capacity available =48 kW | --> | E19 ex TELAYDON | Telaydon [T42,T421] | LISDRUM |  | 54.284 | -6.9117
MV/LV Substation KN***970X |  | 10 kV | _ | LV | 200 kVA :Pole Substation | 0.2 | --> | 0.2 | 0.153 | 2.47 |  | --> | 0.19 | 0 | 0 | 0 | 0 | Constrained, otherwise capacity available =196 kW | --> | C12 ex TELAYDON | Telaydon [T42,T421] | LISDRUM |  | 54.2659 | -6.9434
MV/LV Substation CR***971 |  | 10 kV | _ | LV | 50 kVA :Pole Substation | 0.05 | --> | 0.05 | 0 | 0 | Constrained, otherwise capacity available =48 kVA | --> | 0.048 | 0 | 0 | 0 | 0 | Constrained, otherwise capacity available =48 kW | --> | C15 ex DRUMBEAR | Drumbear [T41,T42] | LISDRUM |  | 54.2262 | -6.9248
MV/LV Substation DE***971Y |  | 10 kV | _ | LV | 100 kVA :Pole Substation | 0.1 | --> | 0.1 | 0 | 0 | Constrained, otherwise capacity available =91 kVA | --> | 0.095 | 0 | 0.025 | 0 | 0 | Constrained, otherwise capacity available =78 kW | --> | C15 ex DRUMBEAR | Drumbear [T41,T42] | LISDRUM |  | 54.1721 | -6.8741
MV/LV Substation KI***980Y |  | 20 kV | _ | LV | 200 kVA :Pole Substation | 0.2 | --> | 0.2 | 0.2 | 2.47 |  | --> | 0.19 | 0 | 0 | 0 | 0 | Constrained, otherwise capacity available =190 kW | --> | E13 ex TELAYDON | Telaydon [T42,T421] | LISDRUM |  | 54.2601 | -7.0421
MV/LV Substation KI***984Y |  | 20 kV | _ | LV | 50 kVA :Pole Substation | 0.05 | --> | 0.05 | 0.044 | 2.1 |  | --> | 0.048 | 0 | 0 | 0 | 0 | Constrained, otherwise capacity available =48 kW | --> | E16 ex LISDRUM | Lisdrum [T422] | LISDRUM |  | 54.2681 | -6.8848
MV/LV Substation GO***986Y |  | 20 kV | _ | LV | 100 kVA :Pole Substation | 0.1 | --> | 0.1 | 0.09 | 2.1 |  | --> | 0.095 | 0 | 0 | 0 | 0 | Constrained, otherwise capacity available =96 kW | --> | E17 ex LISDRUM | Lisdrum [T422] | LISDRUM |  | 54.2395 | -6.9981
MV/LV Substation SR***992Y |  | 20 kV | _ | LV | 100 kVA :Pole Substation | 0.1 | --> | 0.1 | 0 | 0 | Constrained, otherwise capacity available =69 kVA | --> | 0.095 | 0 | 0 | 0 | 0 | Constrained, otherwise capacity available =99 kW | --> | E14 ex EMYVALE | Emyvale [T422] | LISDRUM |  | 54.3397 | -6.9653
MV/LV Substation GR***993Y |  | 20 kV | _ | LV | 50 kVA :Pole Substation | 0.05 | --> | 0.05 | 0 | 0 | Constrained, otherwise capacity available =34 kVA | --> | 0.048 | 0 | 0 | 0 | 0 | Constrained, otherwise capacity available =50 kW | --> | E14 ex EMYVALE | Emyvale [T422] | LISDRUM |  | 54.3801 | -7.0776
MV/LV Substation MU***997X |  | 10 kV | _ | LV | 50 kVA :Pole Substation | 0.05 | --> | 0.05 | 0 | 0 | Constrained, otherwise capacity available =34 kVA | --> | 0.048 | 0 | 0.003 | 0 | 0 | Constrained, otherwise capacity available =47 kW | --> | C13 ex DRUMBEAR | Drumbear [T41,T42] | LISDRUM |  | 54.245 | -6.9796
MV/LV Substation KI***028X |  | 20 kV | _ | LV | 50 kVA :Pole Substation | 0.05 | --> | 0.05 | 0.05 | 2.03 |  | --> | 0.048 | 0 | 0 | 0.048 | 0 |  | --> | E15 ex MOHILL | Mohill [T421,T422] | CARRICK ON SHANNON |  | 54.0388 | -7.785
MV/LV Substation BR***029X |  | 20 kV | _ | LV | 100 kVA :Pole Substation | 0.1 | --> | 0.1 | 0.097 | 1.55 |  | --> | 0.095 | 0 | 0 | 0.096 | 0 |  | --> | E17 ex CARRIGALLEN | Carrigallen [T421] | CARRICK ON SHANNON |  | 53.9723 | -7.6968
MV/LV Substation AL***050X |  | 20 kV | _ | LV | 50 kVA :Pole Substation | 0.05 | --> | 0.05 | 0.048 | 1.55 |  | --> | 0.048 | 0 | 0 | 0.048 | 0 |  | --> | E11 ex CARRIGALLEN | Carrigallen [T421] | CARRICK ON SHANNON |  | 54.1458 | -7.7943
MV/LV Substation PU***071X |  | 20 kV | _ | LV | 100 kVA :Pole Substation | 0.1 | --> | 0.1 | 0.092 | 1.55 |  | --> | 0.095 | 0 | 0 | 0.096 | 0 |  | --> | E11 ex CARRIGALLEN | Carrigallen [T421] | CARRICK ON SHANNON |  | 54.0593 | -7.7679
MV/LV Substation DR***072X |  | 20 kV | _ | LV | 50 kVA :Pole Substation | 0.05 | --> | 0.05 | 0.045 | 1.55 |  | --> | 0.048 | 0 | 0 | 0.048 | 0 |  | --> | E11 ex CARRIGALLEN | Carrigallen [T421] | CARRICK ON SHANNON |  | 54.0916 | -7.7824
MV/LV Substation LE***076X |  | 20 kV | _ | LV | 50 kVA :Pole Substation | 0.05 | --> | 0.05 | 0.048 | 1.55 |  | --> | 0.048 | 0 | 0 | 0.048 | 0 |  | --> | E11 ex CARRIGALLEN | Carrigallen [T421] | CARRICK ON SHANNON |  | 54.0813 | -7.7445
MV/LV Substation CO***082X |  | 20 kV | _ | LV | 50 kVA :Pole Substation | 0.05 | --> | 0.05 | 0.042 | 1.55 |  | --> | 0.048 | 0 | 0 | 0.049 | 0 |  | --> | E17 ex CARRIGALLEN | Carrigallen [T421] | CARRICK ON SHANNON |  | 53.9397 | -7.7095
MV/LV Substation BA***084X |  | 20 kV | _ | LV | 50 kVA :Pole Substation | 0.05 | --> | 0.05 | 0.046 | 2.03 |  | --> | 0.048 | 0 | 0 | 0.048 | 0 |  | --> | E15 ex MOHILL | Mohill [T421,T422] | CARRICK ON SHANNON |  | 54.031 | -7.7909
MV/LV Substation WI***086X |  | 20 kV | _ | LV | 50 kVA :Pole Substation | 0.05 | --> | 0.05 | 0.034 | 2.03 |  | --> | 0.048 | 0 | 0.003 | 0.047 | 0 |  | --> | E15 ex MOHILL | Mohill [T421,T422] | CARRICK ON SHANNON |  | 54.0521 | -7.7952
MV/LV Substation CO***098 |  | 20 kV | _ | LV | 50 kVA :Pole Substation | 0.05 | --> | 0.05 | 0.047 | 1.55 |  | --> | 0.048 | 0 | 0.005 | 0.044 | 0 |  | --> | E11 ex CARRIGALLEN | Carrigallen [T421] | CARRICK ON SHANNON |  | 54.0582 | -7.7686
MV/LV Substation CO***101 |  | 20 kV | _ | LV | 50 kVA :Pole Substation | 0.05 | --> | 0.05 | 0.045 | 1.55 |  | --> | 0.048 | 0 | 0 | 0.048 | 0 |  | --> | E11 ex CARRIGALLEN | Carrigallen [T421] | CARRICK ON SHANNON |  | 54.0273 | -7.6799
MV/LV Substation W ***102 |  | 20 kV | _ | LV | 50 kVA :Pole Substation | 0.05 | --> | 0.05 | 0.048 | 1.55 |  | --> | 0.048 | 0 | 0.004 | 0.045 | 0 |  | --> | E11 ex CARRIGALLEN | Carrigallen [T421] | CARRICK ON SHANNON |  | 54.0891 | -7.7813
MV/LV Substation PU***103 |  | 20 kV | _ | LV | 50 kVA :Pole Substation | 0.05 | --> | 0.05 | 0.05 | 1.55 |  | --> | 0.048 | 0 | 0 | 0.048 | 0 |  | --> | E11 ex CARRIGALLEN | Carrigallen [T421] | CARRICK ON SHANNON |  | 53.9946 | -7.6653
MV/LV Substation AG***115 |  | 20 kV | _ | LV | 50 kVA :Pole Substation | 0.05 | --> | 0.05 | 0.049 | 2.03 |  | --> | 0.048 | 0 | 0 | 0.048 | 0 |  | --> | E15 ex MOHILL | Mohill [T421,T422] | CARRICK ON SHANNON |  | 54.0299 | -7.7913
MV/LV Substation WO***116 |  | 20 kV | _ | LV | 50 kVA :Pole Substation | 0.05 | --> | 0.05 | 0.049 | 1.55 |  | --> | 0.048 | 0 | 0 | 0.048 | 0 |  | --> | E11 ex CARRIGALLEN | Carrigallen [T421] | CARRICK ON SHANNON |  | 54.0557 | -7.6929
MV/LV Substation NE***123 |  | 20 kV | _ | LV | 100 kVA :Pole Substation | 0.1 | --> | 0.1 | 0.085 | 1.55 |  | --> | 0.095 | 0 | 0 | 0.097 | 0 |  | --> | E11 ex CARRIGALLEN | Carrigallen [T421] | CARRICK ON SHANNON |  | 54.0423 | -7.6746
MV/LV Substation CA***131X |  | 20 kV | _ | LV | 50 kVA :Pole Substation | 0.05 | --> | 0.05 | 0.042 | 1.55 |  | --> | 0.048 | 0 | 0 | 0.049 | 0 |  | --> | E13 ex CARRIGALLEN | Carrigallen [T421] | CARRICK ON SHANNON |  | 53.9842 | -7.658
MV/LV Substation PI***134 |  | 20 kV | _ | LV | 50 kVA :Pole Substation | 0.05 | --> | 0.05 | 0.048 | 1.55 |  | --> | 0.048 | 0 | 0 | 0.048 | 0 |  | --> | E13 ex CARRIGALLEN | Carrigallen [T421] | CARRICK ON SHANNON |  | 53.977 | -7.6338
MV/LV Substation KI***154 |  | 20 kV | _ | LV | 50 kVA :Pole Substation | 0.05 | --> | 0.05 | 0.045 | 1.55 |  | --> | 0.048 | 0 | 0 | 0.048 | 0 |  | --> | E11 ex CARRIGALLEN | Carrigallen [T421] | CARRICK ON SHANNON |  | 54.0581 | -7.7601
MV/LV Substation AN***160X |  | 20 kV | _ | LV | 50 kVA :Pole Substation | 0.05 | --> | 0.05 | 0.042 | 1.55 |  | --> | 0.048 | 0 | 0 | 0.049 | 0 |  | --> | E17 ex CARRIGALLEN | Carrigallen [T421] | CARRICK ON SHANNON |  | 53.9469 | -7.7726
MV/LV Substation DR***163X |  | 20 kV | _ | LV | 100 kVA :Pole Substation | 0.1 | --> | 0.1 | 0.099 | 1.55 |  | --> | 0.095 | 0 | 0 | 0.095 | 0 |  | --> | E17 ex CARRIGALLEN | Carrigallen [T421] | CARRICK ON SHANNON |  | 53.9612 | -7.7595
MV/LV Substation RI***165X |  | 20 kV | _ | LV | 400 kVA :Kiosk Substation | 0.4 | --> | 0.4 | 0.378 | 1.55 |  | --> | 0.38 | 0 | 0 | 0.383 | 0 |  | --> | E11 ex CARRIGALLEN | Carrigallen [T421] | CARRICK ON SHANNON |  | 54.0537 | -7.8026
MV/LV Substation OF***166 |  | 20 kV | _ | LV | 200 kVA :Pole Substation | 0.2 | --> | 0.2 | 0.2 | 1.55 |  | --> | 0.19 | 0 | 0 | 0.19 | 0 |  | --> | E17 ex CARRIGALLEN | Carrigallen [T421] | CARRICK ON SHANNON |  | 53.9529 | -7.7451
MV/LV Substation SE***175 |  | 20 kV | _ | LV | 50 kVA :Pole Substation | 0.05 | --> | 0.05 | 0.038 | 1.55 |  | --> | 0.048 | 0 | 0 | 0.049 | 0 |  | --> | E13 ex CARRIGALLEN | Carrigallen [T421] | CARRICK ON SHANNON |  | 53.9759 | -7.6403
MV/LV Substation BR***178 |  | 20 kV | _ | LV | 200 kVA :Pole Substation | 0.2 | --> | 0.2 | 0.189 | 1.55 |  | --> | 0.19 | 0 | 0 | 0.192 | 0 |  | --> | E17 ex CARRIGALLEN | Carrigallen [T421] | CARRICK ON SHANNON |  | 53.943 | -7.7867
MV/LV Substation AN***187X |  | 20 kV | _ | LV | 200 kVA :Pole Substation | 0.2 | --> | 0.2 | 0.182 | 1.55 |  | --> | 0.19 | 0 | 0 | 0.192 | 0 |  | --> | E11 ex CARRIGALLEN | Carrigallen [T421] | CARRICK ON SHANNON |  | 54.0566 | -7.8082
MV/LV Substation WO***189 |  | 20 kV | _ | LV | 50 kVA :Pole Substation | 0.05 | --> | 0.05 | 0.049 | 1.55 |  | --> | 0.048 | 0 | 0 | 0.048 | 0 |  | --> | E11 ex CARRIGALLEN | Carrigallen [T421] | CARRICK ON SHANNON |  | 54.097 | -7.7835
MV/LV Substation KI***197 |  | 20 kV | _ | LV | 100 kVA :Pole Substation | 0.1 | --> | 0.1 | 0.099 | 1.55 |  | --> | 0.095 | 0 | 0 | 0.095 | 0 |  | --> | E13 ex CARRIGALLEN | Carrigallen [T421] | CARRICK ON SHANNON |  | 53.9786 | -7.6334
MV/LV Substation LI***201 |  | 20 kV | _ | LV | 630 kVA :Building Structure | 0.63 | --> | 0.63 | 0.5 | 2.03 |  | --> | 0.598 | 0 | 0 | 0.5 | 0 |  | --> | E15 ex MOHILL | Mohill [T421,T422] | CARRICK ON SHANNON |  | 54.0515 | -7.7938
MV/LV Substation GA***204 |  | 20 kV | _ | LV | 50 kVA :Pole Substation | 0.05 | --> | 0.05 | 0.046 | 1.55 |  | --> | 0.048 | 0 | 0 | 0.048 | 0 |  | --> | E11 ex CARRIGALLEN | Carrigallen [T421] | CARRICK ON SHANNON |  | 54.0577 | -7.7324
MV/LV Substation GR***205X |  | 20 kV | _ | LV | 50 kVA :Pole Substation | 0.05 | --> | 0.05 | 0.039 | 1.55 |  | --> | 0.048 | 0 | 0 | 0.049 | 0 |  | --> | E17 ex CARRIGALLEN | Carrigallen [T421] | CARRICK ON SHANNON |  | 53.9511 | -7.7035
MV/LV Substation WI***207X |  | 20 kV | _ | LV | 400 kVA :Kiosk Substation | 0.4 | --> | 0.4 | 0.357 | 2.03 |  | --> | 0.38 | 0 | 0.029 | 0.364 | 0 |  | --> | E15 ex MOHILL | Mohill [T421,T422] | CARRICK ON SHANNON |  | 54.0504 | -7.7919
MV/LV Substation DR***216 |  | 20 kV | _ | LV | 50 kVA :Pole Substation | 0.05 | --> | 0.05 | 0.043 | 1.55 |  | --> | 0.048 | 0 | 0 | 0.048 | 0 |  | --> | E11 ex CARRIGALLEN | Carrigallen [T421] | CARRICK ON SHANNON |  | 54.0287 | -7.6826
MV/LV Substation CU***217X |  | 20 kV | _ | LV | 50 kVA :Pole Substation | 0.05 | --> | 0.05 | 0.037 | 2.03 |  | --> | 0.048 | 0 | 0 | 0.049 | 0 |  | --> | E15 ex MOHILL | Mohill [T421,T422] | CARRICK ON SHANNON |  | 54.023 | -7.7959
MV/LV Substation CL***225X |  | 20 kV | _ | LV | 200 kVA :Kiosk Substation | 0.2 | --> | 0.2 | 0.154 | 1.55 |  | --> | 0.19 | 0 | 0 | 0.196 | 0 |  | --> | E13 ex CARRIGALLEN | Carrigallen [T421] | CARRICK ON SHANNON |  | 53.9809 | -7.6484
MV/LV Substation DR***254X |  | 20 kV | _ | LV | 50 kVA :Pole Substation | 0.05 | --> | 0.05 | 0.049 | 1.55 |  | --> | 0.048 | 0 | 0 | 0.048 | 0 |  | --> | E17 ex CARRIGALLEN | Carrigallen [T421] | CARRICK ON SHANNON |  | 53.9339 | -7.7642
MV/LV Substation ED***256X |  | 20 kV | _ | LV | 50 kVA :Pole Substation | 0.05 | --> | 0.05 | 0.042 | 1.55 |  | --> | 0.048 | 0 | 0 | 0.049 | 0 |  | --> | E11 ex CARRIGALLEN | Carrigallen [T421] | CARRICK ON SHANNON |  | 54.069 | -7.8609
MV/LV Substation FA***268X |  | 20 kV | _ | LV | 400 kVA :Kiosk Substation | 0.4 | --> | 0.4 | 0.319 | 1.55 |  | --> | 0.38 | 0 | 0.011 | 0.383 | 0 |  | --> | E13 ex CARRIGALLEN | Carrigallen [T421] | CARRICK ON SHANNON |  | 53.976 | -7.6455
MV/LV Substation WO***292X |  | 20 kV | _ | LV | 100 kVA :Pole Substation | 0.1 | --> | 0.1 | 0.081 | 1.55 |  | --> | 0.095 | 0 | 0 | 0.098 | 0 |  | --> | E11 ex CARRIGALLEN | Carrigallen [T421] | CARRICK ON SHANNON |  | 54.043 | -7.6789
MV/LV Substation CA***300X |  | 20 kV | _ | LV | 100 kVA :Pole Substation | 0.1 | --> | 0.1 | 0.096 | 1.55 |  | --> | 0.095 | 0 | 0 | 0.096 | 0 |  | --> | E11 ex CARRIGALLEN | Carrigallen [T421] | CARRICK ON SHANNON |  | 53.9876 | -7.6667
MV/LV Substation FO***310X |  | 20 kV | _ | LV | 50 kVA :Pole Substation | 0.05 | --> | 0.05 | 0.044 | 1.55 |  | --> | 0.048 | 0 | 0 | 0.048 | 0 |  | --> | E11 ex CARRIGALLEN | Carrigallen [T421] | CARRICK ON SHANNON |  | 54.0611 | -7.7929
MV/LV Substation CL***315X |  | 20 kV | _ | LV | 50 kVA :Pole Substation | 0.05 | --> | 0.05 | 0.048 | 1.55 |  | --> | 0.048 | 0 | 0 | 0.048 | 0 |  | --> | E11 ex CARRIGALLEN | Carrigallen [T421] | CARRICK ON SHANNON |  | 54.0714 | -7.7759
MV/LV Substation CO***316X |  | 20 kV | _ | LV | 50 kVA :Pole Substation | 0.05 | --> | 0.05 | 0.046 | 1.55 |  | --> | 0.048 | 0 | 0.002 | 0.047 | 0 |  | --> | E11 ex CARRIGALLEN | Carrigallen [T421] | CARRICK ON SHANNON |  | 54.1057 | -7.7938
MV/LV Substation MO***317X |  | 20 kV | _ | LV | 50 kVA :Pole Substation | 0.05 | --> | 0.05 | 0.045 | 1.55 |  | --> | 0.048 | 0 | 0 | 0.048 | 0 |  | --> | E11 ex CARRIGALLEN | Carrigallen [T421] | CARRICK ON SHANNON |  | 54.1154 | -7.8121
MV/LV Substation KI***328X |  | 20 kV | _ | LV | 50 kVA :Pole Substation | 0.05 | --> | 0.05 | 0.05 | 1.55 |  | --> | 0.048 | 0 | 0 | 0.048 | 0 |  | --> | E13 ex CARRIGALLEN | Carrigallen [T421] | CARRICK ON SHANNON |  | 53.9814 | -7.629
MV/LV Substation CL***334 |  | 20 kV | _ | LV | 50 kVA :Pole Substation | 0.05 | --> | 0.05 | 0.048 | 1.55 |  | --> | 0.048 | 0 | 0 | 0.048 | 0 |  | --> | E11 ex CARRIGALLEN | Carrigallen [T421] | CARRICK ON SHANNON |  | 54.0409 | -7.6776
MV/LV Substation JE***398 |  | 20 kV | _ | LV | 100 kVA :Pole Substation | 0.1 | --> | 0.1 | 0.067 | 1.55 |  | --> | 0.095 | 0 | 0 | 0.099 | 0 |  | --> | E13 ex CARRIGALLEN | Carrigallen [T421] | CARRICK ON SHANNON |  | 53.9782 | -7.6356
MV/LV Substation CL***4036 |  | 20 kV | _ | LV | 50 kVA :Pole Substation | 0.05 | --> | 0.05 | 0.048 | 1.55 |  | --> | 0.048 | 0 | 0 | 0.048 | 0 |  | --> | E17 ex CARRIGALLEN | Carrigallen [T421] | CARRICK ON SHANNON |  | 53.9446 | -7.7829
MV/LV Substation KI***4040 |  | 20 kV | _ | LV | 50 kVA :Pole Substation | 0.05 | --> | 0.05 | 0.05 | 1.55 |  | --> | 0.048 | 0 | 0 | 0.048 | 0 |  | --> | E13 ex CARRIGALLEN | Carrigallen [T421] | CARRICK ON SHANNON |  | 53.9841 | -7.6066
MV/LV Substation DE***4046 |  | 20 kV | _ | LV | 100 kVA :Pole Substation | 0.1 | --> | 0.1 | 0.084 | 1.55 |  | --> | 0.095 | 0 | 0 | 0.097 | 0 |  | --> | E11 ex CARRIGALLEN | Carrigallen [T421] | CARRICK ON SHANNON |  | 54.0748 | -7.9004
MV/LV Substation TU***4050 |  | 20 kV | _ | LV | 50 kVA :Pole Substation | 0.05 | --> | 0.05 | 0.05 | 1.55 |  | --> | 0.048 | 0 | 0 | 0.048 | 0 |  | --> | E11 ex CARRIGALLEN | Carrigallen [T421] | CARRICK ON SHANNON |  | 54.1233 | -7.7696
MV/LV Substation WO***4052 |  | 20 kV | _ | LV | 50 kVA :Pole Substation | 0.05 | --> | 0.05 | 0.048 | 1.55 |  | --> | 0.048 | 0 | 0 | 0.048 | 0 |  | --> | E11 ex CARRIGALLEN | Carrigallen [T421] | CARRICK ON SHANNON |  | 54.0528 | -7.6872
MV/LV Substation BA***4069 |  | 20 kV | _ | LV | 400 kVA :Building Structure | 0.4 | --> | 0.4 | 0.36 | 1.55 |  | --> | 0.38 | 0 | 0 | 0.385 | 0 |  | --> | E11 ex CARRIGALLEN | Carrigallen [T421] | CARRICK ON SHANNON |  | 54.058 | -7.7933
MV/LV Substation CH***4099 |  | 20 kV | _ | LV | 50 kVA :Pole Substation | 0.05 | --> | 0.05 | 0.048 | 1.55 |  | --> | 0.048 | 0 | 0 | 0.048 | 0 |  | --> | E13 ex CARRIGALLEN | Carrigallen [T421] | CARRICK ON SHANNON |  | 53.9707 | -7.6481
MV/LV Substation CA***443 |  | 20 kV | _ | LV | 200 kVA :Pole Substation | 0.2 | --> | 0.2 | 0.098 | 1.55 |  | --> | 0.19 | 0 | 0.08 | 0.144 | 0 |  | --> | E13 ex CARRIGALLEN | Carrigallen [T421] | CARRICK ON SHANNON |  | 53.9765 | -7.642
MV/LV Substation PU***469 |  | 20 kV | _ | LV | 50 kVA :Pole Substation | 0.05 | --> | 0.05 | 0.05 | 1.55 |  | --> | 0.048 | 0 | 0 | 0.048 | 0 |  | --> | E13 ex CARRIGALLEN | Carrigallen [T421] | CARRICK ON SHANNON |  | 53.9906 | -7.6542
MV/LV Substation GD***486 |  | 20 kV | _ | LV | 100 kVA :Pole Substation | 0.1 | --> | 0.1 | 0.088 | 1.55 |  | --> | 0.095 | 0 | 0 | 0.097 | 0 |  | --> | E17 ex CARRIGALLEN | Carrigallen [T421] | CARRICK ON SHANNON |  | 53.946 | -7.7871
MV/LV Substation CL***487 |  | 20 kV | _ | LV | 50 kVA :Pole Substation | 0.05 | --> | 0.05 | 0.044 | 1.55 |  | --> | 0.048 | 0 | 0 | 0.048 | 0 |  | --> | E17 ex CARRIGALLEN | Carrigallen [T421] | CARRICK ON SHANNON |  | 53.9491 | -7.79
MV/LV Substation BR***488 |  | 20 kV | _ | LV | 50 kVA :Pole Substation | 0.05 | --> | 0.05 | 0.049 | 1.55 |  | --> | 0.048 | 0 | 0 | 0.048 | 0 |  | --> | E17 ex CARRIGALLEN | Carrigallen [T421] | CARRICK ON SHANNON |  | 53.9373 | -7.7859
MV/LV Substation CL***489 |  | 20 kV | _ | LV | 100 kVA :Pole Substation | 0.1 | --> | 0.1 | 0.096 | 1.55 |  | --> | 0.095 | 0 | 0 | 0.096 | 0 |  | --> | E17 ex CARRIGALLEN | Carrigallen [T421] | CARRICK ON SHANNON |  | 53.9342 | -7.7854
MV/LV Substation MA***560 |  | 20 kV | _ | LV | 50 kVA :Pole Substation | 0.05 | --> | 0.05 | 0.043 | 1.55 |  | --> | 0.048 | 0 | 0 | 0.048 | 0 |  | --> | E11 ex CARRIGALLEN | Carrigallen [T421] | CARRICK ON SHANNON |  | 54.1174 | -7.7505
MV/LV Substation CA***728 |  | 20 kV | _ | LV | 50 kVA :Pole Substation | 0.05 | --> | 0.05 | 0.024 | 1.55 |  | --> | 0.048 | 0 | 0 | 0.051 | 0 |  | --> | E11 ex CARRIGALLEN | Carrigallen [T421] | CARRICK ON SHANNON |  | 53.9899 | -7.6673
MV/LV Substation SA***772 |  | 20 kV | _ | LV | 1000 kVA :Building Structure | 1 | --> | 1 | 0.5 | 1.55 |  | --> | 0.95 | 0 | 0 | 0.5 | 0 |  | --> | E11 ex CARRIGALLEN | Carrigallen [T421] | CARRICK ON SHANNON |  | 54.0422 | -7.6751
MV/LV Substation MU***848 |  | 20 kV | _ | LV | 400 kVA :Building Structure | 0.4 | --> | 0.4 | 0.393 | 1.55 |  | --> | 0.38 | 0 | 0 | 0.381 | 0 |  | --> | E11 ex CARRIGALLEN | Carrigallen [T421] | CARRICK ON SHANNON |  | 54.0365 | -7.6853
MV/LV Substation GA***897 |  | 20 kV | _ | LV | 100 kVA :Pole Substation | 0.1 | --> | 0.1 | 0.091 | 1.55 |  | --> | 0.095 | 0 | 0 | 0.096 | 0 |  | --> | E11 ex CARRIGALLEN | Carrigallen [T421] | CARRICK ON SHANNON |  | 54.0593 | -7.7939
MV/LV Substation CH***002 |  | 10 kV | _ | LV | 630 kVA :Kiosk Substation | 0.63 | --> | 0.63 | 0 | 0 | Constrained, otherwise capacity available =403 kVA | --> | 0.598 | 0 | 0.027 | 0.083 | 0 | Constrained, otherwise capacity available =609 kW | --> | C15 ex ENNISTYMON | Ennistymon [T41,T42] | ENNIS |  | 52.9425 | -9.2919
MV/LV Substation NE***004 |  | 10 kV | _ | LV | 100 kVA :Pole Substation | 0.1 | --> | 0.1 | 0 | 0 |  | --> | 0.095 | 0 | 0.01 | 0.083 | 0 | Constrained, otherwise capacity available =108 kW | --> | C15 ex ENNISTYMON | Ennistymon [T41,T42] | ENNIS |  | 52.9387 | -9.2902
MV/LV Substation TH***005 |  | 10 kV | _ | LV | 200 kVA :Pole Substation | 0.2 | --> | 0.2 | 0 | 0 | Constrained, otherwise capacity available =155 kVA | --> | 0.19 | 0 | 0.004 | 0.083 | 0 | Constrained, otherwise capacity available =193 kW | --> | C15 ex ENNISTYMON | Ennistymon [T41,T42] | ENNIS |  | 52.9377 | -9.296
MV/LV Substation BA***005Y |  | 20 kV | _ | LV | 50 kVA :Pole Substation | 0.05 | --> | 0.05 | 0 | 0 | Constrained, otherwise capacity available =41 kVA | --> | 0.048 | 0 | 0 | 0.049 | 0 |  | --> | C22 ex ENNISTYMON | Ennistymon [T41,T42] | ENNIS |  | 53.0121 | -9.3663
MV/LV Substation AI***007X |  | 20 kV | _ | LV | 100 kVA :Pole Substation | 0.1 | --> | 0.1 | 0 | 0 | Constrained, otherwise capacity available =73 kVA | --> | 0.095 | 0 | 0 | 0.083 | 0 | Constrained, otherwise capacity available =99 kW | --> | C19 ex ENNISTYMON | Ennistymon [T41,T42] | ENNIS |  | 53.0886 | -9.1442
MV/LV Substation HY***012 |  | 20 kV | _ | LV | 400 kVA :Kiosk Substation | 0.4 | --> | 0.4 | 0 | 0 | Constrained, otherwise capacity available =267 kVA | --> | 0.38 | 0 | 0.038 | 0.083 | 0 | Constrained, otherwise capacity available =370 kW | --> | C19 ex ENNISTYMON | Ennistymon [T41,T42] | ENNIS |  | 53.0271 | -9.2907
MV/LV Substation MC***013 |  | 20 kV | _ | LV | 200 kVA :Pole Substation | 0.2 | --> | 0.2 | 0 | 0 | Constrained, otherwise capacity available =182 kVA | --> | 0.19 | 0 | 0 | 0.083 | 0 | Constrained, otherwise capacity available =192 kW | --> | C19 ex ENNISTYMON | Ennistymon [T41,T42] | ENNIS |  | 53.0251 | -9.2864
MV/LV Substation NA***015Y |  | 10 kV | _ | LV | 50 kVA :Pole Substation | 0.05 | --> | 0.05 | 0 | 0 | Constrained, otherwise capacity available =50 kVA | --> | 0.048 | 0 | 0 | 0.048 | 0 |  | --> | C16 ex ENNISTYMON | Ennistymon [T41,T42] | ENNIS |  | 52.9431 | -9.4253
MV/LV Substation TO***016X |  | 20 kV | _ | LV | 50 kVA :Pole Substation | 0.05 | --> | 0.05 | 0 | 0 | Constrained, otherwise capacity available =49 kVA | --> | 0.048 | 0 | 0 | 0.048 | 0 |  | --> | C19 ex ENNISTYMON | Ennistymon [T41,T42] | ENNIS |  | 53.0462 | -9.2437
MV/LV Substation BA***017 |  | 10 kV | _ | LV | 200 kVA :Pole Substation | 0.2 | --> | 0.2 | 0.126 | 0.83 |  | --> | 0.19 | 0 | 0.022 | 0 | 0 | Constrained, otherwise capacity available =184 kW | --> | C18 ex MILLTOWN MALBAY | Milltown Malbay [T42] | TULLABRACK |  | 52.8574 | -9.3995
MV/LV Substation CO***018 |  | 10 kV | _ | LV | 100 kVA :Pole Substation | 0.1 | --> | 0.1 | 0.026 | 0.83 |  | --> | 0.095 | 0 | 0.009 | 0 | 0 | Constrained, otherwise capacity available =98 kW | --> | C18 ex MILLTOWN MALBAY | Milltown Malbay [T42] | TULLABRACK |  | 52.8465 | -9.4354
MV/LV Substation CO***021 |  | 20 kV | _ | LV | 100 kVA :Pole Substation | 0.1 | --> | 0.1 | 0 | 0 | Constrained, otherwise capacity available =68 kVA | --> | 0.095 | 0 | 0 | 0.083 | 0 | Constrained, otherwise capacity available =99 kW | --> | C19 ex ENNISTYMON | Ennistymon [T41,T42] | ENNIS |  | 53.0232 | -9.28
MV/LV Substation LI***022 |  | 20 kV | _ | LV | 100 kVA :Pole Substation | 0.1 | --> | 0.1 | 0 | 0 | Constrained, otherwise capacity available =54 kVA | --> | 0.095 | 0 | 0 | 0.083 | 0 | Constrained, otherwise capacity available =101 kW | --> | C19 ex ENNISTYMON | Ennistymon [T41,T42] | ENNIS |  | 53.0284 | -9.2976
MV/LV Substation RA***022Y |  | 10 kV | _ | LV | 200 kVA :Kiosk Substation | 0.2 | --> | 0.2 | 0 | 0 | Constrained, otherwise capacity available =171 kVA | --> | 0.19 | 0 | 0.01 | 0.083 | 0 | Constrained, otherwise capacity available =186 kW | --> | C21 ex ENNISTYMON | Ennistymon [T41,T42] | ENNIS |  | 52.9299 | -9.339
MV/LV Substation TI***023 |  | 20 kV | _ | LV | 200 kVA :Pole Substation | 0.2 | --> | 0.2 | 0 | 0 | Constrained, otherwise capacity available =63 kVA | --> | 0.19 | 0 | 0.006 | 0.083 | 0 | Constrained, otherwise capacity available =203 kW | --> | C19 ex ENNISTYMON | Ennistymon [T41,T42] | ENNIS |  | 53.0322 | -9.2894
MV/LV Substation DE***023Y |  | 10 kV | _ | LV | 200 kVA :Pole Substation | 0.2 | --> | 0.2 | 0 | 0 | Constrained, otherwise capacity available =195 kVA | --> | 0.19 | 0 | 0 | 0.083 | 0 | Constrained, otherwise capacity available =191 kW | --> | C21 ex ENNISTYMON | Ennistymon [T41,T42] | ENNIS |  | 52.9343 | -9.2991
MV/LV Substation PA***025 |  | 10 kV | _ | LV | 200 kVA :Pole Substation | 0.2 | --> | 0.2 | 0 | 0 | Constrained, otherwise capacity available =59 kVA | --> | 0.19 | 0 | 0.01 | 0.083 | 0 | Constrained, otherwise capacity available =201 kW | --> | C15 ex ENNISTYMON | Ennistymon [T41,T42] | ENNIS |  | 52.9412 | -9.2901
MV/LV Substation NO***026 |  | 10 kV | _ | LV | 100 kVA :Pole Substation | 0.1 | --> | 0.1 | 0.055 | 0.83 |  | --> | 0.095 | 0 | 0.014 | 0 | 0 | Constrained, otherwise capacity available =90 kW | --> | C18 ex MILLTOWN MALBAY | Milltown Malbay [T42] | TULLABRACK |  | 52.8579 | -9.4028
MV/LV Substation LA***027 |  | 10 kV | _ | LV | 200 kVA :Pole Substation | 0.2 | --> | 0.2 | 0 | 0 | Constrained, otherwise capacity available =174 kVA | --> | 0.19 | 0 | 0 | 0.083 | 0 | Constrained, otherwise capacity available =194 kW | --> | C15 ex ENNISTYMON | Ennistymon [T41,T42] | ENNIS |  | 52.9389 | -9.303
MV/LV Substation AR***028 |  | 10 kV | _ | LV | 200 kVA :Pole Substation | 0.2 | --> | 0.2 | 0 | 0 | Constrained, otherwise capacity available =152 kVA | --> | 0.19 | 0 | 0 | 0.083 | 0 | Constrained, otherwise capacity available =196 kW | --> | C15 ex ENNISTYMON | Ennistymon [T41,T42] | ENNIS |  | 52.9359 | -9.2942
MV/LV Substation AT***029 |  | 10 kV | _ | LV | 200 kVA :Pole Substation | 0.2 | --> | 0.2 | 0.161 | 0.83 |  | --> | 0.19 | 0 | 0 | 0 | 0 | Constrained, otherwise capacity available =195 kW | --> | C18 ex MILLTOWN MALBAY | Milltown Malbay [T42] | TULLABRACK |  | 52.8575 | -9.3957
MV/LV Substation BA***030 |  | 20 kV | _ | LV | 50 kVA :Pole Substation | 0.05 | --> | 0.05 | 0 | 0 | Constrained, otherwise capacity available =39 kVA | --> | 0.048 | 0 | 0 | 0.049 | 0 |  | --> | C22 ex ENNISTYMON | Ennistymon [T41,T42] | ENNIS |  | 53.0158 | -9.4019
MV/LV Substation DO***031X |  | 20 kV | _ | LV | 200 kVA :Pole Substation | 0.2 | --> | 0.2 | 0 | 0 | Constrained, otherwise capacity available =111 kVA | --> | 0.19 | 0 | 0.019 | 0.083 | 0 | Constrained, otherwise capacity available =188 kW | --> | C22 ex ENNISTYMON | Ennistymon [T41,T42] | ENNIS |  | 53.0184 | -9.3707
MV/LV Substation CO***032X |  | 20 kV | _ | LV | 50 kVA :Pole Substation | 0.05 | --> | 0.05 | 0 | 0 | Constrained, otherwise capacity available =8 kVA | --> | 0.048 | 0 | 0.01 | 0.045 | 0 |  | --> | C22 ex ENNISTYMON | Ennistymon [T41,T42] | ENNIS |  | 53.0087 | -9.3532
MV/LV Substation FL***034 |  | 10 kV | _ | LV | 200 kVA :Pole Substation | 0.2 | --> | 0.2 | 0.177 | 0.83 |  | --> | 0.19 | 0 | 0.004 | 0 | 0 | Constrained, otherwise capacity available =190 kW | --> | C18 ex MILLTOWN MALBAY | Milltown Malbay [T42] | TULLABRACK |  | 52.8536 | -9.4049
MV/LV Substation SE***035 |  | 10 kV | _ | LV | 200 kVA :Kiosk Substation | 0.2 | --> | 0.2 | 0 | 0 | Constrained, otherwise capacity available =115 kVA | --> | 0.19 | 0 | 0.005 | 0.083 | 0 | Constrained, otherwise capacity available =198 kW | --> | C21 ex ENNISTYMON | Ennistymon [T41,T42] | ENNIS |  | 52.9311 | -9.344
MV/LV Substation CA***036 |  | 20 kV | _ | LV | 50 kVA :Pole Substation | 0.05 | --> | 0.05 | 0 | 0 | Constrained, otherwise capacity available =32 kVA | --> | 0.048 | 0 | 0 | 0.05 | 0 |  | --> | C19 ex ENNISTYMON | Ennistymon [T41,T42] | ENNIS |  | 53.0272 | -9.2999
MV/LV Substation LI***037 |  | 10 kV | _ | LV | 50 kVA :Pole Substation | 0.05 | --> | 0.05 | 0 | 0 | Constrained, otherwise capacity available =34 kVA | --> | 0.048 | 0 | 0 | 0.05 | 0 |  | --> | C16 ex ENNISTYMON | Ennistymon [T41,T42] | ENNIS |  | 52.9398 | -9.3469
MV/LV Substation SC***038 |  | 10 kV | _ | LV | 200 kVA :Pole Substation | 0.2 | --> | 0.2 | 0 | 0 | Constrained, otherwise capacity available =137 kVA | --> | 0.19 | 0 | 0.038 | 0.083 | 0 | Constrained, otherwise capacity available =170 kW | --> | C21 ex ENNISTYMON | Ennistymon [T41,T42] | ENNIS |  | 52.9283 | -9.3435
MV/LV Substation BA***039X |  | 10 kV | _ | LV | 50 kVA :Pole Substation | 0.05 | --> | 0.05 | 0 | 0 | Constrained, otherwise capacity available =43 kVA | --> | 0.048 | 0 | 0.005 | 0.045 | 0 |  | --> | C16 ex ENNISTYMON | Ennistymon [T41,T42] | ENNIS |  | 52.9503 | -9.352
MV/LV Substation DE***041X |  | 10 kV | _ | LV | 50 kVA :Pole Substation | 0.05 | --> | 0.05 | 0 | 0 | Constrained, otherwise capacity available =39 kVA | --> | 0.048 | 0 | 0 | 0.049 | 0 |  | --> | C16 ex ENNISTYMON | Ennistymon [T41,T42] | ENNIS |  | 52.9465 | -9.425
MV/LV Substation BO***042X |  | 20 kV | _ | LV | 100 kVA :Pole Substation | 0.1 | --> | 0.1 | 0 | 0 | Constrained, otherwise capacity available =85 kVA | --> | 0.095 | 0 | 0.005 | 0.083 | 0 | Constrained, otherwise capacity available =93 kW | --> | C22 ex ENNISTYMON | Ennistymon [T41,T42] | ENNIS |  | 53.0085 | -9.3572
MV/LV Substation CL***048X |  | 10 kV | _ | LV | 100 kVA :Pole Substation | 0.1 | --> | 0.1 | 0 | 0 | Constrained, otherwise capacity available =83 kVA | --> | 0.095 | 0 | 0 | 0.083 | 0 | Constrained, otherwise capacity available =97 kW | --> | C16 ex ENNISTYMON | Ennistymon [T41,T42] | ENNIS |  | 52.9371 | -9.4052
MV/LV Substation BA***051 |  | 20 kV | _ | LV | 100 kVA :Pole Substation | 0.1 | --> | 0.1 | 0 | 0 | Constrained, otherwise capacity available =80 kVA | --> | 0.095 | 0 | 0 | 0.083 | 0 | Constrained, otherwise capacity available =98 kW | --> | C19 ex ENNISTYMON | Ennistymon [T41,T42] | ENNIS |  | 53.118 | -9.1497
MV/LV Substation CA***055X |  | 10 kV | _ | LV | 50 kVA :Pole Substation | 0.05 | --> | 0.05 | 0.042 | 0.83 |  | --> | 0.048 | 0 | 0 | 0 | 0 | Constrained, otherwise capacity available =49 kW | --> | C15 ex MILLTOWN MALBAY | Milltown Malbay [T42] | TULLABRACK |  | 52.8083 | -9.4533
MV/LV Substation CO***055Y |  | 10 kV | _ | LV | 200 kVA :Kiosk Substation | 0.2 | --> | 0.2 | 0 | 0 | Constrained, otherwise capacity available =192 kVA | --> | 0.19 | 0 | 0.005 | 0.083 | 0 | Constrained, otherwise capacity available =187 kW | --> | C21 ex ENNISTYMON | Ennistymon [T41,T42] | ENNIS |  | 52.9304 | -9.34
MV/LV Substation SH***057 |  | 20 kV | _ | LV | 100 kVA :Pole Substation | 0.1 | --> | 0.1 | 0 | 0 | Constrained, otherwise capacity available =72 kVA | --> | 0.095 | 0 | 0 | 0.083 | 0 | Constrained, otherwise capacity available =99 kW | --> | C19 ex ENNISTYMON | Ennistymon [T41,T42] | ENNIS |  | 53.1203 | -9.1365
MV/LV Substation LI***061X |  | 20 kV | _ | LV | 50 kVA :Pole Substation | 0.05 | --> | 0.05 | 0 | 0 | Constrained, otherwise capacity available =50 kVA | --> | 0.048 | 0 | 0 | 0.048 | 0 |  | --> | C19 ex ENNISTYMON | Ennistymon [T41,T42] | ENNIS |  | 52.9618 | -9.2456
MV/LV Substation KN***062X |  | 20 kV | _ | LV | 50 kVA :Pole Substation | 0.05 | --> | 0.05 | 0 | 0 | Constrained, otherwise capacity available =28 kVA | --> | 0.048 | 0 | 0.01 | 0.043 | 0 |  | --> | C19 ex ENNISTYMON | Ennistymon [T41,T42] | ENNIS |  | 53.1167 | -9.1405
MV/LV Substation CO***067 |  | 20 kV | _ | LV | 200 kVA :Pole Substation | 0.2 | --> | 0.2 | 0 | 0 | Constrained, otherwise capacity available =134 kVA | --> | 0.19 | 0 | 0 | 0.083 | 0 | Constrained, otherwise capacity available =199 kW | --> | C19 ex ENNISTYMON | Ennistymon [T41,T42] | ENNIS |  | 53.1158 | -9.1501
MV/LV Substation TO***069 |  | 20 kV | _ | LV | 50 kVA :Pole Substation | 0.05 | --> | 0.05 | 0 | 0 | Constrained, otherwise capacity available =18 kVA | --> | 0.048 | 0 | 0.01 | 0.044 | 0 |  | --> | C19 ex ENNISTYMON | Ennistymon [T41,T42] | ENNIS |  | 53.113 | -9.1495
MV/LV Substation KI***069X |  | 20 kV | _ | LV | 100 kVA :Pole Substation | 0.1 | --> | 0.1 | 0 | 0 | Constrained, otherwise capacity available =86 kVA | --> | 0.095 | 0 | 0 | 0.083 | 0 | Constrained, otherwise capacity available =97 kW | --> | C22 ex ENNISTYMON | Ennistymon [T41,T42] | ENNIS |  | 52.9902 | -9.2219
MV/LV Substation NE***071 |  | 20 kV | _ | LV | 100 kVA :Pole Substation | 0.1 | --> | 0.1 | 0 | 0 | Constrained, otherwise capacity available =100 kVA | --> | 0.095 | 0 | 0 | 0.083 | 0 | Constrained, otherwise capacity available =95 kW | --> | C19 ex ENNISTYMON | Ennistymon [T41,T42] | ENNIS |  | 53.1009 | -9.1642
MV/LV Substation KI***071X |  | 20 kV | _ | LV | 200 kVA :Pole Substation | 0.2 | --> | 0.2 | 0 | 0 | Constrained, otherwise capacity available =124 kVA | --> | 0.19 | 0 | 0.014 | 0.083 | 0 | Constrained, otherwise capacity available =190 kW | --> | C22 ex ENNISTYMON | Ennistymon [T41,T42] | ENNIS |  | 52.9901 | -9.2187
MV/LV Substation CR***072 |  | 20 kV | _ | LV | 50 kVA :Pole Substation | 0.05 | --> | 0.05 | 0 | 0 | Constrained, otherwise capacity available =21 kVA | --> | 0.048 | 0 | 0 | 0.051 | 0 |  | --> | C19 ex ENNISTYMON | Ennistymon [T41,T42] | ENNIS |  | 53.0769 | -9.1866
MV/LV Substation KI***072X |  | 20 kV | _ | LV | 50 kVA :Pole Substation | 0.05 | --> | 0.05 | 0 | 0 | Constrained, otherwise capacity available =28 kVA | --> | 0.048 | 0 | 0 | 0.05 | 0 |  | --> | C22 ex ENNISTYMON | Ennistymon [T41,T42] | ENNIS |  | 52.9917 | -9.2149
MV/LV Substation TO***080 |  | 20 kV | _ | LV | 50 kVA :Pole Substation | 0.05 | --> | 0.05 | 0 | 0 | Constrained, otherwise capacity available =50 kVA | --> | 0.048 | 0 | 0 | 0.048 | 0 |  | --> | C19 ex ENNISTYMON | Ennistymon [T41,T42] | ENNIS |  | 53.051 | -9.2477
MV/LV Substation TR***082Y |  | 10 kV | _ | LV | 50 kVA :Pole Substation | 0.05 | --> | 0.05 | 0 | 0 | Constrained, otherwise capacity available =45 kVA | --> | 0.048 | 0 | 0 | 0.048 | 0 |  | --> | C22 ex ENNISTYMON | Ennistymon [T41,T42] | ENNIS |  | 52.9572 | -9.2807
MV/LV Substation FC***084X |  | 10 kV | _ | LV | 630 kVA :Building Structure | 0.63 | --> | 0.63 | 0 | 0 | Constrained, otherwise capacity available =527 kVA | --> | 0.598 | 0 | 0 | 0.083 | 0 | Constrained, otherwise capacity available =612 kW | --> | C16 ex ENNISTYMON | Ennistymon [T41,T42] | ENNIS |  | 52.9354 | -9.3461
MV/LV Substation CO***086X |  | 10 kV | _ | LV | 200 kVA :Kiosk Substation | 0.2 | --> | 0.2 | 0 | 0 | Constrained, otherwise capacity available =166 kVA | --> | 0.19 | 0 | 0.011 | 0.083 | 0 | Constrained, otherwise capacity available =186 kW | --> | C21 ex ENNISTYMON | Ennistymon [T41,T42] | ENNIS |  | 52.9315 | -9.337
MV/LV Substation LI***088 |  | 20 kV | _ | LV | 50 kVA :Pole Substation | 0.05 | --> | 0.05 | 0 | 0 | Constrained, otherwise capacity available =36 kVA | --> | 0.048 | 0 | 0.01 | 0.042 | 0 |  | --> | C19 ex ENNISTYMON | Ennistymon [T41,T42] | ENNIS |  | 53.021 | -9.2763
MV/LV Substation LI***092X |  | 20 kV | _ | LV | 200 kVA :Pole Substation | 0.2 | --> | 0.2 | 0 | 0 | Constrained, otherwise capacity available =79 kVA | --> | 0.19 | 0 | 0.005 | 0.083 | 0 | Constrained, otherwise capacity available =202 kW | --> | C19 ex ENNISTYMON | Ennistymon [T41,T42] | ENNIS |  | 53.0294 | -9.288
MV/LV Substation DO***092Y |  | 20 kV | _ | LV | 100 kVA :Pole Substation | 0.1 | --> | 0.1 | 0 | 0 | Constrained, otherwise capacity available =96 kVA | --> | 0.095 | 0 | 0 | 0.083 | 0 | Constrained, otherwise capacity available =96 kW | --> | C22 ex ENNISTYMON | Ennistymon [T41,T42] | ENNIS |  | 53.0164 | -9.3826
MV/LV Substation CA***094X |  | 10 kV | _ | LV | 50 kVA :Pole Substation | 0.05 | --> | 0.05 | 0 | 0 | Constrained, otherwise capacity available =42 kVA | --> | 0.048 | 0 | 0 | 0.048 | 0 |  | --> | C16 ex ENNISTYMON | Ennistymon [T41,T42] | ENNIS |  | 52.969 | -9.412
MV/LV Substation HO***095Y |  | 10 kV | _ | LV | 100 kVA :Pole Substation | 0.1 | --> | 0.1 | 0 | 0 | Constrained, otherwise capacity available =99 kVA | --> | 0.095 | 0 | 0 | 0.083 | 0 | Constrained, otherwise capacity available =95 kW | --> | C21 ex ENNISTYMON | Ennistymon [T41,T42] | ENNIS |  | 52.933 | -9.3408
MV/LV Substation LI***097 |  | 10 kV | _ | LV | 50 kVA :Pole Substation | 0.05 | --> | 0.05 | 0 | 0 | Constrained, otherwise capacity available =34 kVA | --> | 0.048 | 0 | 0.01 | 0.042 | 0 |  | --> | C16 ex ENNISTYMON | Ennistymon [T41,T42] | ENNIS |  | 52.9466 | -9.4007
MV/LV Substation CA***100X |  | 10 kV | _ | LV | 400 kVA :Kiosk Substation | 0.4 | --> | 0.4 | 0 | 0 | Constrained, otherwise capacity available =179 kVA | --> | 0.38 | 0 | 0 | 0.083 | 0 | Constrained, otherwise capacity available =399 kW | --> | C22 ex ENNISTYMON | Ennistymon [T41,T42] | ENNIS |  | 52.9561 | -9.2806
MV/LV Substation BA***101 |  | 20 kV | _ | LV | 100 kVA :Pole Substation | 0.1 | --> | 0.1 | 0 | 0 | Constrained, otherwise capacity available =44 kVA | --> | 0.095 | 0 | 0.005 | 0.083 | 0 | Constrained, otherwise capacity available =99 kW | --> | C22 ex ENNISTYMON | Ennistymon [T41,T42] | ENNIS |  | 53.0122 | -9.3872
MV/LV Substation BU***105Y |  | 20 kV | _ | LV | 100 kVA :Pole Substation | 0.1 | --> | 0.1 | 0 | 0 | Constrained, otherwise capacity available =97 kVA | --> | 0.095 | 0 | 0 | 0.083 | 0 | Constrained, otherwise capacity available =95 kW | --> | C19 ex ENNISTYMON | Ennistymon [T41,T42] | ENNIS |  | 53.059 | -9.1969
MV/LV Substation KI***112X |  | 20 kV | _ | LV | 50 kVA :Pole Substation | 0.05 | --> | 0.05 | 0 | 0 | Constrained, otherwise capacity available =39 kVA | --> | 0.048 | 0 | 0 | 0.049 | 0 |  | --> | C11 ex ENNIS NORTH | Ennis North [T41,T42] | ENNIS |  | 52.9656 | -9.0818
MV/LV Substation GA***113Y |  | 10 kV | _ | LV | 50 kVA :Pole Substation | 0.05 | --> | 0.05 | 0.046 | 0.83 |  | --> | 0.048 | 0 | 0 | 0 | 0 | Constrained, otherwise capacity available =48 kW | --> | C18 ex MILLTOWN MALBAY | Milltown Malbay [T42] | TULLABRACK |  | 52.8602 | -9.4014
MV/LV Substation LI***115 |  | 10 kV | _ | LV | 50 kVA :Pole Substation | 0.05 | --> | 0.05 | 0 | 0 | Constrained, otherwise capacity available =17 kVA | --> | 0.048 | 0 | 0 | 0.052 | 0 |  | --> | C16 ex ENNISTYMON | Ennistymon [T41,T42] | ENNIS |  | 52.9396 | -9.3956
MV/LV Substation AR***115Y |  | 10 kV | _ | LV | 100 kVA :Pole Substation | 0.1 | --> | 0.1 | 0 | 0 | Constrained, otherwise capacity available =74 kVA | --> | 0.095 | 0 | 0.014 | 0.083 | 0 | Constrained, otherwise capacity available =88 kW | --> | C22 ex ENNISTYMON | Ennistymon [T41,T42] | ENNIS |  | 52.9375 | -9.2868
MV/LV Substation HO***116 |  | 10 kV | _ | LV | 100 kVA :Pole Substation | 0.1 | --> | 0.1 | 0 | 0 | Constrained, otherwise capacity available =58 kVA | --> | 0.095 | 0 | 0.013 | 0.083 | 0 | Constrained, otherwise capacity available =91 kW | --> | C16 ex ENNISTYMON | Ennistymon [T41,T42] | ENNIS |  | 52.9371 | -9.396
MV/LV Substation CA***117 |  | 10 kV | _ | LV | 50 kVA :Pole Substation | 0.05 | --> | 0.05 | 0 | 0 | Constrained, otherwise capacity available =28 kVA | --> | 0.048 | 0 | 0 | 0.05 | 0 |  | --> | C16 ex ENNISTYMON | Ennistymon [T41,T42] | ENNIS |  | 52.9387 | -9.3985
MV/LV Substation TR***120X |  | 10 kV | _ | LV | 50 kVA :Pole Substation | 0.05 | --> | 0.05 | 0.038 | 0.83 |  | --> | 0.048 | 0 | 0.01 | 0 | 0 | Constrained, otherwise capacity available =42 kW | --> | C15 ex MILLTOWN MALBAY | Milltown Malbay [T42] | TULLABRACK |  | 52.8091 | -9.4522
MV/LV Substation LI***125 |  | 20 kV | _ | LV | 50 kVA :Pole Substation | 0.05 | --> | 0.05 | 0 | 0 | Constrained, otherwise capacity available =50 kVA | --> | 0.048 | 0 | 0 | 0.048 | 0 |  | --> | C19 ex ENNISTYMON | Ennistymon [T41,T42] | ENNIS |  | 52.9676 | -9.2225
MV/LV Substation CL***126Y |  | 10 kV | _ | LV | 50 kVA :Pole Substation | 0.05 | --> | 0.05 | 0.045 | 0.83 |  | --> | 0.048 | 0 | 0 | 0 | 0 | Constrained, otherwise capacity available =48 kW | --> | C17 ex MILLTOWN MALBAY | Milltown Malbay [T42] | TULLABRACK |  | 52.8048 | -9.3213
MV/LV Substation GO***127X |  | 10 kV | _ | LV | 200 kVA :Kiosk Substation | 0.2 | --> | 0.2 | 0 | 0 | Constrained, otherwise capacity available =198 kVA | --> | 0.19 | 0 | 0 | 0.083 | 0 | Constrained, otherwise capacity available =190 kW | --> | C16 ex ENNISTYMON | Ennistymon [T41,T42] | ENNIS |  | 52.9443 | -9.3502
MV/LV Substation TE***130Y |  | 20 kV | _ | LV | 200 kVA :Pole Substation | 0.2 | --> | 0.2 | 0 | 0 | Constrained, otherwise capacity available =142 kVA | --> | 0.19 | 0 | 0.03 | 0.083 | 0 | Constrained, otherwise capacity available =176 kW | --> | C22 ex ENNISTYMON | Ennistymon [T41,T42] | ENNIS |  | 53.0156 | -9.3746
MV/LV Substation CR***132 |  | 10 kV | _ | LV | 400 kVA :Kiosk Substation | 0.4 | --> | 0.4 | 0 | 0 | Constrained, otherwise capacity available =375 kVA | --> | 0.38 | 0 | 0.016 | 0.083 | 0 | Constrained, otherwise capacity available =372 kW | --> | C21 ex ENNISTYMON | Ennistymon [T41,T42] | ENNIS |  | 52.9224 | -9.3473
MV/LV Substation GL***135Y |  | 20 kV | _ | LV | 200 kVA :Kiosk Substation | 0.2 | --> | 0.2 | 0 | 0 | Constrained, otherwise capacity available =158 kVA | --> | 0.19 | 0 | 0 | 0.083 | 0 | Constrained, otherwise capacity available =196 kW | --> | C19 ex ENNISTYMON | Ennistymon [T41,T42] | ENNIS |  | 53.0298 | -9.2852
MV/LV Substation HA***140Y |  | 10 kV | _ | LV | 50 kVA :Pole Substation | 0.05 | --> | 0.05 | 0 | 0 | Constrained, otherwise capacity available =50 kVA | --> | 0.048 | 0 | 0 | 0.048 | 0 |  | --> | C20 ex ENNISTYMON | Ennistymon [T41,T42] | ENNIS |  | 52.923 | -9.1991
MV/LV Substation CA***141Y |  | 10 kV | _ | LV | 100 kVA :Pole Substation | 0.1 | --> | 0.1 | 0 | 0 | Constrained, otherwise capacity available =99 kVA | --> | 0.095 | 0 | 0 | 0.083 | 0 | Constrained, otherwise capacity available =95 kW | --> | C22 ex ENNISTYMON | Ennistymon [T41,T42] | ENNIS |  | 52.9554 | -9.2802
MV/LV Substation PA***142 |  | 10 kV | _ | LV | 50 kVA :Pole Substation | 0.05 | --> | 0.05 | 0.036 | 0.83 |  | --> | 0.048 | 0 | 0.009 | 0 | 0 | Constrained, otherwise capacity available =43 kW | --> | C18 ex MILLTOWN MALBAY | Milltown Malbay [T42] | TULLABRACK |  | 52.8474 | -9.4196
MV/LV Substation SP***145 |  | 10 kV | _ | LV | 50 kVA :Pole Substation | 0.05 | --> | 0.05 | 0.003 | 0.83 |  | --> | 0.048 | 0 | 0.025 | 0 | 0 | Constrained, otherwise capacity available =35 kW | --> | C18 ex MILLTOWN MALBAY | Milltown Malbay [T42] | TULLABRACK |  | 52.8438 | -9.4321
MV/LV Substation KI***145X |  | 10 kV | _ | LV | 50 kVA :Pole Substation | 0.05 | --> | 0.05 | 0 | 0 | Constrained, otherwise capacity available =27 kVA | --> | 0.048 | 0 | 0.005 | 0.047 | 0 |  | --> | C22 ex ENNISTYMON | Ennistymon [T41,T42] | ENNIS |  | 52.9401 | -9.2858
MV/LV Substation SE***147 |  | 10 kV | _ | LV | 50 kVA :Pole Substation | 0.05 | --> | 0.05 | 0.047 | 0.83 |  | --> | 0.048 | 0 | 0 | 0 | 0 | Constrained, otherwise capacity available =48 kW | --> | C15 ex MILLTOWN MALBAY | Milltown Malbay [T42] | TULLABRACK |  | 52.8177 | -9.453
MV/LV Substation MU***149 |  | 10 kV | _ | LV | 50 kVA :Pole Substation | 0.05 | --> | 0.05 | 0.046 | 0.83 |  | --> | 0.048 | 0 | 0 | 0 | 0 | Constrained, otherwise capacity available =48 kW | --> | C17 ex MILLTOWN MALBAY | Milltown Malbay [T42] | TULLABRACK |  | 52.8002 | -9.408
MV/LV Substation WA***150Y |  | 20 kV | _ | LV | 50 kVA :Pole Substation | 0.05 | --> | 0.05 | 0 | 0 | Constrained, otherwise capacity available =47 kVA | --> | 0.048 | 0 | 0 | 0.048 | 0 |  | --> | C19 ex ENNISTYMON | Ennistymon [T41,T42] | ENNIS |  | 53.1043 | -9.1614
MV/LV Substation RE***155Y |  | 10 kV | _ | LV | 100 kVA :Pole Substation | 0.1 | --> | 0.1 | 0.082 | 0.83 |  | --> | 0.095 | 0 | 0 | 0 | 0 | Constrained, otherwise capacity available =97 kW | --> | C18 ex MILLTOWN MALBAY | Milltown Malbay [T42] | TULLABRACK |  | 52.8381 | -9.4307
MV/LV Substation BA***161Y |  | 20 kV | _ | LV | 50 kVA :Pole Substation | 0.05 | --> | 0.05 | 0 | 0 | Constrained, otherwise capacity available =46 kVA | --> | 0.048 | 0 | 0 | 0.048 | 0 |  | --> | C19 ex ENNISTYMON | Ennistymon [T41,T42] | ENNIS |  | 53.1223 | -9.167
MV/LV Substation CL***163Y |  | 10 kV | _ | LV | 200 kVA :Kiosk Substation | 0.2 | --> | 0.2 | 0.177 | 0.83 |  | --> | 0.19 | 0 | 0 | 0 | 0 | Constrained, otherwise capacity available =193 kW | --> | C18 ex MILLTOWN MALBAY | Milltown Malbay [T42] | TULLABRACK |  | 52.8532 | -9.3991
MV/LV Substation DO***164 |  | 10 kV | _ | LV | 100 kVA :Pole Substation | 0.1 | --> | 0.1 | 0.035 | 0.83 |  | --> | 0.095 | 0 | 0 | 0 | 0 | Constrained, otherwise capacity available =104 kW | --> | C17 ex MILLTOWN MALBAY | Milltown Malbay [T42] | TULLABRACK |  | 52.8011 | -9.3238
MV/LV Substation BA***166X |  | 20 kV | _ | LV | 100 kVA :Pole Substation | 0.1 | --> | 0.1 | 0 | 0 | Constrained, otherwise capacity available =94 kVA | --> | 0.095 | 0 | 0 | 0.083 | 0 | Constrained, otherwise capacity available =96 kW | --> | C19 ex ENNISTYMON | Ennistymon [T41,T42] | ENNIS |  | 53.0211 | -9.2745
MV/LV Substation DO***167Y |  | 20 kV | _ | LV | 400 kVA :Building Structure | 0.4 | --> | 0.4 | 0 | 0 | Constrained, otherwise capacity available =355 kVA | --> | 0.38 | 0 | 0 | 0.083 | 0 | Constrained, otherwise capacity available =386 kW | --> | C22 ex ENNISTYMON | Ennistymon [T41,T42] | ENNIS |  | 53.0159 | -9.377
MV/LV Substation LI***168X |  | 20 kV | _ | LV | 100 kVA :Pole Substation | 0.1 | --> | 0.1 | 0 | 0 | Constrained, otherwise capacity available =69 kVA | --> | 0.095 | 0 | 0 | 0.083 | 0 | Constrained, otherwise capacity available =99 kW | --> | C19 ex ENNISTYMON | Ennistymon [T41,T42] | ENNIS |  | 53.1191 | -9.1547
MV/LV Substation KY***179Y |  | 10 kV | _ | LV | 50 kVA :Pole Substation | 0.05 | --> | 0.05 | 0 | 0 | Constrained, otherwise capacity available =50 kVA | --> | 0.048 | 0 | 0 | 0.048 | 0 |  | --> | C20 ex ENNISTYMON | Ennistymon [T41,T42] | ENNIS |  | 52.8657 | -9.2064
MV/LV Substation AR***184Y |  | 10 kV | _ | LV | 100 kVA :Pole Substation | 0.1 | --> | 0.1 | 0 | 0 | Constrained, otherwise capacity available =80 kVA | --> | 0.095 | 0 | 0 | 0.083 | 0 | Constrained, otherwise capacity available =98 kW | --> | C15 ex ENNISTYMON | Ennistymon [T41,T42] | ENNIS |  | 52.9368 | -9.2913
MV/LV Substation EN***189Y |  | 10 kV | _ | LV | 200 kVA :Pole Substation | 0.2 | --> | 0.2 | 0 | 0 | Constrained, otherwise capacity available =188 kVA | --> | 0.19 | 0 | 0 | 0.083 | 0 | Constrained, otherwise capacity available =192 kW | --> | C21 ex ENNISTYMON | Ennistymon [T41,T42] | ENNIS |  | 52.9344 | -9.3013
MV/LV Substation ST***190 |  | 10 kV | _ | LV | 200 kVA :Pole Substation | 0.2 | --> | 0.2 | 0 | 0 | Constrained, otherwise capacity available =164 kVA | --> | 0.19 | 0 | 0.004 | 0.083 | 0 | Constrained, otherwise capacity available =192 kW | --> | C16 ex ENNISTYMON | Ennistymon [T41,T42] | ENNIS |  | 52.9352 | -9.3408
MV/LV Substation SL***191Y |  | 10 kV | _ | LV | 200 kVA :Pole Substation | 0.2 | --> | 0.2 | 0.188 | 0.83 |  | --> | 0.19 | 0 | 0.006 | 0 | 0 | Constrained, otherwise capacity available =187 kW | --> | C18 ex MILLTOWN MALBAY | Milltown Malbay [T42] | TULLABRACK |  | 52.8592 | -9.3881
MV/LV Substation OC***194X |  | 10 kV | _ | LV | 200 kVA :Kiosk Substation | 0.2 | --> | 0.2 | 0 | 0 | Constrained, otherwise capacity available =144 kVA | --> | 0.19 | 0 | 0.009 | 0.083 | 0 | Constrained, otherwise capacity available =191 kW | --> | C21 ex ENNISTYMON | Ennistymon [T41,T42] | ENNIS |  | 52.924 | -9.3466
MV/LV Substation CA***195X |  | 10 kV | _ | LV | 50 kVA :Pole Substation | 0.05 | --> | 0.05 | 0.017 | 0.83 |  | --> | 0.048 | 0 | 0.026 | 0 | 0 | Constrained, otherwise capacity available =32 kW | --> | C15 ex MILLTOWN MALBAY | Milltown Malbay [T42] | TULLABRACK |  | 52.8302 | -9.443
MV/LV Substation E ***196Y |  | 10 kV | _ | LV | 400 kVA :Kiosk Substation | 0.4 | --> | 0.4 | 0.362 | 0.83 |  | --> | 0.38 | 0 | 0 | 0 | 0 | Constrained, otherwise capacity available =385 kW | --> | C18 ex MILLTOWN MALBAY | Milltown Malbay [T42] | TULLABRACK |  | 52.8518 | -9.3993
MV/LV Substation KI***200Y |  | 20 kV | _ | LV | 50 kVA :Pole Substation | 0.05 | --> | 0.05 | 0 | 0 | Constrained, otherwise capacity available =44 kVA | --> | 0.048 | 0 | 0 | 0.048 | 0 |  | --> | C19 ex ENNISTYMON | Ennistymon [T41,T42] | ENNIS |  | 53.0471 | -9.2724
MV/LV Substation CL***213X |  | 10 kV | _ | LV | 50 kVA :Pole Substation | 0.05 | --> | 0.05 | 0 | 0 | Constrained, otherwise capacity available =50 kVA | --> | 0.048 | 0 | 0 | 0.048 | 0 |  | --> | C20 ex ENNISTYMON | Ennistymon [T41,T42] | ENNIS |  | 52.8745 | -9.2411
MV/LV Substation NE***220 |  | 20 kV | _ | LV | 100 kVA :Pole Substation | 0.1 | --> | 0.1 | 0 | 0 | Constrained, otherwise capacity available =85 kVA | --> | 0.095 | 0 | 0 | 0.083 | 0 | Constrained, otherwise capacity available =97 kW | --> | C19 ex ENNISTYMON | Ennistymon [T41,T42] | ENNIS |  | 53.1024 | -9.1714
MV/LV Substation MO***226X |  | 10 kV | _ | LV | 50 kVA :Pole Substation | 0.05 | --> | 0.05 | 0.05 | 0.83 |  | --> | 0.048 | 0 | 0 | 0 | 0 | Constrained, otherwise capacity available =48 kW | --> | C15 ex MILLTOWN MALBAY | Milltown Malbay [T42] | TULLABRACK |  | 52.777 | -9.4343
MV/LV Substation FI***234X |  | 10 kV | _ | LV | 50 kVA :Pole Substation | 0.05 | --> | 0.05 | 0.037 | 0.83 |  | --> | 0.048 | 0 | 0.02 | 0 | 0 | Constrained, otherwise capacity available =34 kW | --> | C17 ex MILLTOWN MALBAY | Milltown Malbay [T42] | TULLABRACK |  | 52.7983 | -9.4313
MV/LV Substation CR***235Y |  | 20 kV | _ | LV | 50 kVA :Pole Substation | 0.05 | --> | 0.05 | 0 | 0 | Constrained, otherwise capacity available =42 kVA | --> | 0.048 | 0 | 0 | 0.049 | 0 |  | --> | C19 ex ENNISTYMON | Ennistymon [T41,T42] | ENNIS |  | 53.0892 | -9.1898
MV/LV Substation DO***246X |  | 10 kV | _ | LV | 50 kVA :Pole Substation | 0.05 | --> | 0.05 | 0.046 | 0.83 |  | --> | 0.048 | 0 | 0 | 0 | 0 | Constrained, otherwise capacity available =48 kW | --> | C17 ex MILLTOWN MALBAY | Milltown Malbay [T42] | TULLABRACK |  | 52.7952 | -9.3155
MV/LV Substation CA***248Y |  | 20 kV | _ | LV | 33 kVA :Pole Substation | 0.033 | --> | 0.033 | 0 | 0 | Constrained, otherwise capacity available =33 kVA | --> | 0.031 | 0 | 0 | 0.031 | 0 |  | --> | C19 ex ENNISTYMON | Ennistymon [T41,T42] | ENNIS |  | 53.1046 | -9.1607
MV/LV Substation WE***249X |  | 10 kV | _ | LV | 100 kVA :Building Structure | 0.1 | --> | 0.1 | 0 | 0.83 |  | --> | 0.095 | 0 | 0 | 0 | 0 | Constrained, otherwise capacity available =105 kW | --> | C17 ex MILLTOWN MALBAY | Milltown Malbay [T42] | TULLABRACK |  | 52.7981 | -9.3399
MV/LV Substation BA***252Y |  | 20 kV | _ | LV | 400 kVA :Building Structure | 0.4 | --> | 0.4 | 0 | 0 | Constrained, otherwise capacity available =334 kVA | --> | 0.38 | 0 | 0.014 | 0.083 | 0 | Constrained, otherwise capacity available =378 kW | --> | C19 ex ENNISTYMON | Ennistymon [T41,T42] | ENNIS |  | 53.1182 | -9.1535
MV/LV Substation IN***253X |  | 10 kV | _ | LV | 50 kVA :Pole Substation | 0.05 | --> | 0.05 | 0 | 0 |  | --> | 0.048 | 0 | 0.01 | 0.047 | 0 |  | --> | C20 ex ENNISTYMON | Ennistymon [T41,T42] | ENNIS |  | 52.8777 | -9.1778
MV/LV Substation AT***256X |  | 10 kV | _ | LV | 200 kVA :Pole Substation | 0.2 | --> | 0.2 | 0 | 0 | Constrained, otherwise capacity available =167 kVA | --> | 0.19 | 0 | 0.015 | 0.083 | 0 | Constrained, otherwise capacity available =183 kW | --> | C21 ex ENNISTYMON | Ennistymon [T41,T42] | ENNIS |  | 52.9276 | -9.3386
MV/LV Substation CA***261X |  | 20 kV | _ | LV | 50 kVA :Pole Substation | 0.05 | --> | 0.05 | 0 | 0 | Constrained, otherwise capacity available =45 kVA | --> | 0.048 | 0 | 0 | 0.048 | 0 |  | --> | C19 ex ENNISTYMON | Ennistymon [T41,T42] | ENNIS |  | 53.1346 | -9.1089
MV/LV Substation HO***265 |  | 10 kV | _ | LV | 50 kVA :Pole Substation | 0.05 | --> | 0.05 | 0.044 | 0.83 |  | --> | 0.048 | 0 | 0 | 0 | 0 | Constrained, otherwise capacity available =48 kW | --> | C17 ex MILLTOWN MALBAY | Milltown Malbay [T42] | TULLABRACK |  | 52.8458 | -9.3784
MV/LV Substation LO***266 |  | 20 kV | _ | LV | 50 kVA :Pole Substation | 0.05 | --> | 0.05 | 0 | 0 | Constrained, otherwise capacity available =46 kVA | --> | 0.048 | 0 | 0 | 0.048 | 0 |  | --> | C22 ex ENNISTYMON | Ennistymon [T41,T42] | ENNIS |  | 52.9849 | -9.4104
MV/LV Substation BA***269X |  | 20 kV | _ | LV | 100 kVA :Pole Substation | 0.1 | --> | 0.1 | 0 | 0 | Constrained, otherwise capacity available =88 kVA | --> | 0.095 | 0 | 0.005 | 0.083 | 0 | Constrained, otherwise capacity available =93 kW | --> | C19 ex ENNISTYMON | Ennistymon [T41,T42] | ENNIS |  | 53.1162 | -9.1466
MV/LV Substation HE***272Y |  | 10 kV | _ | LV | 50 kVA :Pole Substation | 0.05 | --> | 0.05 | 0 | 0 | Constrained, otherwise capacity available =45 kVA | --> | 0.048 | 0 | 0.006 | 0.044 | 0 |  | --> | C16 ex ENNISTYMON | Ennistymon [T41,T42] | ENNIS |  | 52.9423 | -9.3858
MV/LV Substation BE***281 |  | 10 kV | _ | LV | 200 kVA :Building Structure | 0.2 | --> | 0.2 | 0.146 | 0.83 |  | --> | 0.19 | 0 | 0 | 0 | 0 | Constrained, otherwise capacity available =197 kW | --> | C18 ex MILLTOWN MALBAY | Milltown Malbay [T42] | TULLABRACK |  | 52.8559 | -9.3965
MV/LV Substation CO***286Y |  | 10 kV | _ | LV | 50 kVA :Pole Substation | 0.05 | --> | 0.05 | 0 | 0 | Constrained, otherwise capacity available =41 kVA | --> | 0.048 | 0 | 0.007 | 0.044 | 0 |  | --> | C21 ex ENNISTYMON | Ennistymon [T41,T42] | ENNIS |  | 52.9275 | -9.3436
MV/LV Substation CL***288 |  | 10 kV | _ | LV | 50 kVA :Pole Substation | 0.05 | --> | 0.05 | 0.048 | 0.83 |  | --> | 0.048 | 0 | 0 | 0 | 0 | Constrained, otherwise capacity available =48 kW | --> | C15 ex MILLTOWN MALBAY | Milltown Malbay [T42] | TULLABRACK |  | 52.7955 | -9.4406
MV/LV Substation LU***294 |  | 20 kV | _ | LV | 50 kVA :Pole Substation | 0.05 | --> | 0.05 | 0 | 0 | Constrained, otherwise capacity available =30 kVA | --> | 0.048 | 0 | 0 | 0.05 | 0 |  | --> | C22 ex ENNISTYMON | Ennistymon [T41,T42] | ENNIS |  | 52.9852 | -9.4152
MV/LV Substation PA***295 |  | 20 kV | _ | LV | 200 kVA :Pole Substation | 0.2 | --> | 0.2 | 0 | 0 | Constrained, otherwise capacity available =140 kVA | --> | 0.19 | 0 | 0.036 | 0.083 | 0 | Constrained, otherwise capacity available =171 kW | --> | C19 ex ENNISTYMON | Ennistymon [T41,T42] | ENNIS |  | 53.029 | -9.2927
MV/LV Substation BA***298Y |  | 20 kV | _ | LV | 200 kVA :Pole Substation | 0.2 | --> | 0.2 | 0 | 0 | Constrained, otherwise capacity available =200 kVA | --> | 0.19 | 0 | 0 | 0.083 | 0 | Constrained, otherwise capacity available =190 kW | --> | C19 ex ENNISTYMON | Ennistymon [T41,T42] | ENNIS |  | 53.0343 | -9.2888
MV/LV Substation CL***316Y |  | 20 kV | _ | LV | 50 kVA :Pole Substation | 0.05 | --> | 0.05 | 0 | 0 | Constrained, otherwise capacity available =43 kVA | --> | 0.048 | 0 | 0 | 0.048 | 0 |  | --> | C22 ex ENNISTYMON | Ennistymon [T41,T42] | ENNIS |  | 52.9805 | -9.1833
MV/LV Substation SE***329Y |  | 10 kV | _ | LV | 50 kVA :Pole Substation | 0.05 | --> | 0.05 | 0.05 | 0.83 |  | --> | 0.048 | 0 | 0 | 0 | 0 | Constrained, otherwise capacity available =48 kW | --> | C15 ex MILLTOWN MALBAY | Milltown Malbay [T42] | TULLABRACK |  | 52.8088 | -9.473
MV/LV Substation SE***330Y |  | 10 kV | _ | LV | 50 kVA :Pole Substation | 0.05 | --> | 0.05 | 0.05 | 0.83 |  | --> | 0.048 | 0 | 0 | 0 | 0 | Constrained, otherwise capacity available =48 kW | --> | C15 ex MILLTOWN MALBAY | Milltown Malbay [T42] | TULLABRACK |  | 52.8054 | -9.4827
MV/LV Substation LV***331Y |  | 10 kV | _ | LV | 50 kVA :Pole Substation | 0.05 | --> | 0.05 | 0.05 | 0.83 |  | --> | 0.048 | 0 | 0 | 0 | 0 | Constrained, otherwise capacity available =48 kW | --> | C15 ex MILLTOWN MALBAY | Milltown Malbay [T42] | TULLABRACK |  | 52.7974 | -9.4863
MV/LV Substation GR***338Y |  | 10 kV | _ | LV | 50 kVA :Pole Substation | 0.05 | --> | 0.05 | 0 | 0 | Constrained, otherwise capacity available =36 kVA | --> | 0.048 | 0 | 0 | 0.049 | 0 |  | --> | C16 ex ENNISTYMON | Ennistymon [T41,T42] | ENNIS |  | 52.9449 | -9.4322
MV/LV Substation CA***344Y |  | 20 kV | _ | LV | 100 kVA :Pole Substation | 0.1 | --> | 0.1 | 0 | 0 | Constrained, otherwise capacity available =77 kVA | --> | 0.095 | 0 | 0 | 0.083 | 0 | Constrained, otherwise capacity available =98 kW | --> | C19 ex ENNISTYMON | Ennistymon [T41,T42] | ENNIS |  | 53.0472 | -9.2416
MV/LV Substation WH***4008 |  | 10 kV | _ | LV | 50 kVA :Pole Substation | 0.05 | --> | 0.05 | 0.038 | 0.83 |  | --> | 0.048 | 0 | 0 | 0 | 0 | Constrained, otherwise capacity available =49 kW | --> | C15 ex MILLTOWN MALBAY | Milltown Malbay [T42] | TULLABRACK |  | 52.8034 | -9.4793
MV/LV Substation LE***401 |  | 10 kV | _ | LV | 50 kVA :Pole Substation | 0.05 | --> | 0.05 | 0 | 0.83 |  | --> | 0.048 | 0 | 0.008 | 0 | 0 | Constrained, otherwise capacity available =49 kW | --> | C18 ex MILLTOWN MALBAY | Milltown Malbay [T42] | TULLABRACK |  | 52.8507 | -9.412
MV/LV Substation CA***4026 |  | 10 kV | _ | LV | 50 kVA :Pole Substation | 0.05 | --> | 0.05 | 0 | 0 | Constrained, otherwise capacity available =50 kVA | --> | 0.048 | 0 | 0 | 0.048 | 0 |  | --> | C20 ex ENNISTYMON | Ennistymon [T41,T42] | ENNIS |  | 52.8819 | -9.1701
MV/LV Substation BE***403 |  | 10 kV | _ | LV | 200 kVA :Pole Substation | 0.2 | --> | 0.2 | 0.096 | 0.83 |  | --> | 0.19 | 0 | 0 | 0 | 0 | Constrained, otherwise capacity available =204 kW | --> | C18 ex MILLTOWN MALBAY | Milltown Malbay [T42] | TULLABRACK |  | 52.8375 | -9.4291
MV/LV Substation SU***4042 |  | 10 kV | _ | LV | 400 kVA :Building Structure | 0.4 | --> | 0.4 | 0.35 | 0.83 |  | --> | 0.38 | 0 | 0.013 | 0 | 0 | Constrained, otherwise capacity available =377 kW | --> | C18 ex MILLTOWN MALBAY | Milltown Malbay [T42] | TULLABRACK |  | 52.8547 | -9.399
MV/LV Substation FI***4060 |  | 20 kV | _ | LV | 50 kVA :Pole Substation | 0.05 | --> | 0.05 | 0 | 0 | Constrained, otherwise capacity available =43 kVA | --> | 0.048 | 0 | 0 | 0.048 | 0 |  | --> | C22 ex ENNISTYMON | Ennistymon [T41,T42] | ENNIS |  | 53.0147 | -9.3799
MV/LV Substation GA***4066 |  | 20 kV | _ | LV | 50 kVA :Pole Substation | 0.05 | --> | 0.05 | 0 | 0 | Constrained, otherwise capacity available =50 kVA | --> | 0.048 | 0 | 0 | 0.048 | 0 |  | --> | C19 ex ENNISTYMON | Ennistymon [T41,T42] | ENNIS |  | 52.9687 | -9.2733
MV/LV Substation O ***4068 |  | 10 kV | _ | LV | 1000 kVA :Building Structure | 1 | --> | 1 | 0 | 0 | Constrained, otherwise capacity available =672 kVA | --> | 0.95 | 0 | 0.033 | 0.083 | 0 | Constrained, otherwise capacity available =969 kW | --> | C21 ex ENNISTYMON | Ennistymon [T41,T42] | ENNIS |  | 52.933 | -9.3449
MV/LV Substation AB***4069 |  | 10 kV | _ | LV | 630 kVA :Building Structure | 0.63 | --> | 0.63 | 0 | 0 | Constrained, otherwise capacity available =630 kVA | --> | 0.598 | 0 | 0 | 0.083 | 0 | Constrained, otherwise capacity available =598 kW | --> | C21 ex ENNISTYMON | Ennistymon [T41,T42] | ENNIS |  | 52.9319 | -9.3447
MV/LV Substation SL***4072 |  | 10 kV | _ | LV | 100 kVA :Pole Substation | 0.1 | --> | 0.1 | 0.097 | 0.83 |  | --> | 0.095 | 0 | 0 | 0 | 0 | Constrained, otherwise capacity available =95 kW | --> | C17 ex MILLTOWN MALBAY | Milltown Malbay [T42] | TULLABRACK |  | 52.8284 | -9.2849
MV/LV Substation AL***4075 |  | 10 kV | _ | LV | 630 kVA :Kiosk Substation | 0.63 | --> | 0.63 | 0 | 0 | Constrained, otherwise capacity available =562 kVA | --> | 0.598 | 0 | 0.004 | 0.083 | 0 | Constrained, otherwise capacity available =605 kW | --> | C15 ex ENNISTYMON | Ennistymon [T41,T42] | ENNIS |  | 52.9398 | -9.29
MV/LV Substation CI***4103 |  | 10 kV | _ | LV | 400 kVA :Kiosk Substation | 0.4 | --> | 0.4 | 0 | 0 | Constrained, otherwise capacity available =342 kVA | --> | 0.38 | 0 | 0.019 | 0.083 | 0 | Constrained, otherwise capacity available =374 kW | --> | C21 ex ENNISTYMON | Ennistymon [T41,T42] | ENNIS |  | 52.9287 | -9.3344
MV/LV Substation DA***4107 |  | 10 kV | _ | LV | 630 kVA :Building Structure | 0.63 | --> | 0.63 | 0 | 0 | Constrained, otherwise capacity available =512 kVA | --> | 0.598 | 0 | 0 | 0.083 | 0 | Constrained, otherwise capacity available =614 kW | --> | C15 ex ENNISTYMON | Ennistymon [T41,T42] | ENNIS |  | 52.9356 | -9.3
MV/LV Substation RI***4108 |  | 10 kV | _ | LV | 630 kVA :Kiosk Substation | 0.63 | --> | 0.63 | 0 | 0 | Constrained, otherwise capacity available =540 kVA | --> | 0.598 | 0 | 0.04 | 0.083 | 0 | Constrained, otherwise capacity available =581 kW | --> | C15 ex ENNISTYMON | Ennistymon [T41,T42] | ENNIS |  | 52.9394 | -9.2993
MV/LV Substation WO***4111 |  | 10 kV | _ | LV | 200 kVA :Pole Substation | 0.2 | --> | 0.2 | 0.194 | 0.83 |  | --> | 0.19 | 0 | 0.005 | 0 | 0 | Constrained, otherwise capacity available =187 kW | --> | C18 ex MILLTOWN MALBAY | Milltown Malbay [T42] | TULLABRACK |  | 52.8475 | -9.4293
MV/LV Substation CA***4135 |  | 10 kV | _ | LV | 50 kVA :Pole Substation | 0.05 | --> | 0.05 | 0 | 0 | Constrained, otherwise capacity available =50 kVA | --> | 0.048 | 0 | 0 | 0.048 | 0 |  | --> | C15 ex ENNISTYMON | Ennistymon [T41,T42] | ENNIS |  | 52.9505 | -9.2876
MV/LV Substation CA***4150 |  | 10 kV | _ | LV | 50 kVA :Pole Substation | 0.05 | --> | 0.05 | 0 | 0 | Constrained, otherwise capacity available =50 kVA | --> | 0.048 | 0 | 0 | 0.048 | 0 |  | --> | C22 ex ENNISTYMON | Ennistymon [T41,T42] | ENNIS |  | 52.9522 | -9.2766
MV/LV Substation CA***417 |  | 10 kV | _ | LV | 50 kVA :Pole Substation | 0.05 | --> | 0.05 | 0.036 | 0.83 |  | --> | 0.048 | 0 | 0 | 0 | 0 | Constrained, otherwise capacity available =49 kW | --> | C15 ex MILLTOWN MALBAY | Milltown Malbay [T42] | TULLABRACK |  | 52.829 | -9.4492
MV/LV Substation CA***4174 |  | 10 kV | _ | LV | 50 kVA :Pole Substation | 0.05 | --> | 0.05 | 0 | 0 | Constrained, otherwise capacity available =50 kVA | --> | 0.048 | 0 | 0 | 0.048 | 0 |  | --> | C21 ex ENNISTYMON | Ennistymon [T41,T42] | ENNIS |  | 52.9203 | -9.3415
MV/LV Substation WA***4183 |  | 10 kV | _ | LV | 50 kVA :Pole Substation | 0.05 | --> | 0.05 | 0 | 0 | Constrained, otherwise capacity available =50 kVA | --> | 0.048 | 0 | 0 | 0.048 | 0 |  | --> | C16 ex ENNISTYMON | Ennistymon [T41,T42] | ENNIS |  | 52.9413 | -9.3908
MV/LV Substation QU***419 |  | 10 kV | _ | LV | 400 kVA :Kiosk Substation | 0.4 | --> | 0.4 | 0.239 | 0.83 |  | --> | 0.38 | 0 | 0 | 0 | 0 | Constrained, otherwise capacity available =401 kW | --> | C15 ex MILLTOWN MALBAY | Milltown Malbay [T42] | TULLABRACK |  | 52.8159 | -9.4556
MV/LV Substation BA***4205 |  | 20 kV | _ | LV | 50 kVA :Pole Substation | 0.05 | --> | 0.05 | 0 | 0 | Constrained, otherwise capacity available =50 kVA | --> | 0.048 | 0 | 0 | 0.048 | 0 |  | --> | C19 ex ENNISTYMON | Ennistymon [T41,T42] | ENNIS |  | 53.0509 | -9.2278
MV/LV Substation WA***4250 |  | 20 kV | _ | LV | 100 kVA :Pole Substation | 0.1 | --> | 0.1 | 0 | 0 | Constrained, otherwise capacity available =94 kVA | --> | 0.095 | 0 | 0 | 0.083 | 0 | Constrained, otherwise capacity available =96 kW | --> | C19 ex ENNISTYMON | Ennistymon [T41,T42] | ENNIS |  | 53.1194 | -9.1586
MV/LV Substation MU***427 |  | 10 kV | _ | LV | 100 kVA :Pole Substation | 0.1 | --> | 0.1 | 0.076 | 0.83 |  | --> | 0.095 | 0 | 0.005 | 0 | 0 | Constrained, otherwise capacity available =94 kW | --> | C17 ex MILLTOWN MALBAY | Milltown Malbay [T42] | TULLABRACK |  | 52.8004 | -9.4134
MV/LV Substation EN***462X |  | 10 kV | _ | LV | 100 kVA :Pole Substation | 0.1 | --> | 0.1 | 0 | 0 | Constrained, otherwise capacity available =65 kVA | --> | 0.095 | 0 | 0.022 | 0.083 | 0 | Constrained, otherwise capacity available =83 kW | --> | C21 ex ENNISTYMON | Ennistymon [T41,T42] | ENNIS |  | 52.9355 | -9.3163
MV/LV Substation AN***471 |  | 10 kV | _ | LV | 50 kVA :Pole Substation | 0.05 | --> | 0.05 | 0.045 | 0.83 |  | --> | 0.048 | 0 | 0.006 | 0 | 0 | Constrained, otherwise capacity available =44 kW | --> | C15 ex MILLTOWN MALBAY | Milltown Malbay [T42] | TULLABRACK |  | 52.7816 | -9.4365
MV/LV Substation LO***477X |  | 20 kV | _ | LV | 50 kVA :Pole Substation | 0.05 | --> | 0.05 | 0 | 0 | Constrained, otherwise capacity available =49 kVA | --> | 0.048 | 0 | 0 | 0.048 | 0 |  | --> | C22 ex ENNISTYMON | Ennistymon [T41,T42] | ENNIS |  | 52.9909 | -9.4039
MV/LV Substation CL***485 |  | 10 kV | _ | LV | 100 kVA :Pole Substation | 0.1 | --> | 0.1 | 0.094 | 0.83 |  | --> | 0.095 | 0 | 0 | 0 | 0 | Constrained, otherwise capacity available =96 kW | --> | C15 ex MILLTOWN MALBAY | Milltown Malbay [T42] | TULLABRACK |  | 52.7617 | -9.4685
MV/LV Substation ME***492 |  | 10 kV | _ | LV | 50 kVA :Pole Substation | 0.05 | --> | 0.05 | 0.031 | 0.83 |  | --> | 0.048 | 0 | 0.01 | 0 | 0 | Constrained, otherwise capacity available =43 kW | --> | C18 ex MILLTOWN MALBAY | Milltown Malbay [T42] | TULLABRACK |  | 52.8488 | -9.4392
MV/LV Substation BU***531X |  | 20 kV | _ | LV | 100 kVA :Pole Substation | 0.1 | --> | 0.1 | 0 | 0 | Constrained, otherwise capacity available =50 kVA | --> | 0.095 | 0 | 0.04 | 0.072 | 0 |  | --> | C22 ex ENNISTYMON | Ennistymon [T41,T42] | ENNIS |  | 53.0191 | -9.3162
MV/LV Substation RO***540X |  | 20 kV | _ | LV | 50 kVA :Pole Substation | 0.05 | --> | 0.05 | 0 | 0 | Constrained, otherwise capacity available =46 kVA | --> | 0.048 | 0 | 0 | 0.048 | 0 |  | --> | C19 ex ENNISTYMON | Ennistymon [T41,T42] | ENNIS |  | 53.0277 | -9.306
MV/LV Substation CL***541X |  | 10 kV | _ | LV | 33 kVA :Building Structure | 0.033 | --> | 0.033 | 0 | 0 |  | --> | 0.031 | 0 | 0 | 0.043 | 0 |  | --> | C16 ex ENNISTYMON | Ennistymon [T41,T42] | ENNIS |  | 52.9719 | -9.4262
MV/LV Substation EN***542X |  | 10 kV | _ | LV | 200 kVA :Building Structure | 0.2 | --> | 0.2 | 0 | 0 | Constrained, otherwise capacity available =156 kVA | --> | 0.19 | 0 | 0 | 0.083 | 0 | Constrained, otherwise capacity available =196 kW | --> | C22 ex ENNISTYMON | Ennistymon [T41,T42] | ENNIS |  | 52.9357 | -9.287
MV/LV Substation SE***553 |  | 10 kV | _ | LV | 50 kVA :Pole Substation | 0.05 | --> | 0.05 | 0 | 0 | Constrained, otherwise capacity available =42 kVA | --> | 0.048 | 0 | 0 | 0.049 | 0 |  | --> | C16 ex ENNISTYMON | Ennistymon [T41,T42] | ENNIS |  | 52.9426 | -9.3982
MV/LV Substation LI***555 |  | 10 kV | _ | LV | 400 kVA :Building Structure | 0.4 | --> | 0.4 | 0 | 0 | Constrained, otherwise capacity available =290 kVA | --> | 0.38 | 0 | 0.006 | 0.083 | 0 | Constrained, otherwise capacity available =390 kW | --> | C16 ex ENNISTYMON | Ennistymon [T41,T42] | ENNIS |  | 52.9392 | -9.3904
MV/LV Substation BR***556X |  | 10 kV | _ | LV | 50 kVA :Pole Substation | 0.05 | --> | 0.05 | 0.05 | 0.83 |  | --> | 0.048 | 0 | 0 | 0 | 0 | Constrained, otherwise capacity available =48 kW | --> | C18 ex MILLTOWN MALBAY | Milltown Malbay [T42] | TULLABRACK |  | 52.8535 | -9.4286
MV/LV Substation DO***581 |  | 20 kV | _ | LV | 100 kVA :Pole Substation | 0.1 | --> | 0.1 | 0 | 0 | Constrained, otherwise capacity available =74 kVA | --> | 0.095 | 0 | 0.03 | 0.076 | 0 |  | --> | C22 ex ENNISTYMON | Ennistymon [T41,T42] | ENNIS |  | 53.0157 | -9.399
MV/LV Substation FI***583 |  | 20 kV | _ | LV | 50 kVA :Pole Substation | 0.05 | --> | 0.05 | 0 | 0 | Constrained, otherwise capacity available =12 kVA | --> | 0.048 | 0 | 0.051 | 0.015 | 0 |  | --> | C22 ex ENNISTYMON | Ennistymon [T41,T42] | ENNIS |  | 53.0124 | -9.3844
MV/LV Substation GA***586X |  | 20 kV | _ | LV | 100 kVA :Pole Substation | 0.1 | --> | 0.1 | 0 | 0 | Constrained, otherwise capacity available =65 kVA | --> | 0.095 | 0 | 0 | 0.083 | 0 | Constrained, otherwise capacity available =100 kW | --> | C19 ex ENNISTYMON | Ennistymon [T41,T42] | ENNIS |  | 53.1166 | -9.1483
MV/LV Substation MI***588X |  | 10 kV | _ | LV | 100 kVA :Pole Substation | 0.1 | --> | 0.1 | 0.088 | 0.83 |  | --> | 0.095 | 0 | 0.023 | 0 | 0 | Constrained, otherwise capacity available =80 kW | --> | C18 ex MILLTOWN MALBAY | Milltown Malbay [T42] | TULLABRACK |  | 52.8528 | -9.4097
MV/LV Substation MU***604X |  | 20 kV | _ | LV | 100 kVA :Pole Substation | 0.1 | --> | 0.1 | 0 | 0 | Constrained, otherwise capacity available =88 kVA | --> | 0.095 | 0 | 0 | 0.083 | 0 | Constrained, otherwise capacity available =97 kW | --> | C19 ex ENNISTYMON | Ennistymon [T41,T42] | ENNIS |  | 53.139 | -9.1021
MV/LV Substation TH***607X |  | 10 kV | _ | LV | 630 kVA :Building Structure | 0.63 | --> | 0.63 | 0 | 0 | Constrained, otherwise capacity available =324 kVA | --> | 0.598 | 0 | 0.006 | 0.083 | 0 | Constrained, otherwise capacity available =634 kW | --> | C16 ex ENNISTYMON | Ennistymon [T41,T42] | ENNIS |  | 52.9332 | -9.3468
MV/LV Substation HO***608X |  | 10 kV | _ | LV | 200 kVA :Kiosk Substation | 0.2 | --> | 0.2 | 0 | 0 | Constrained, otherwise capacity available =170 kVA | --> | 0.19 | 0 | 0.005 | 0.083 | 0 | Constrained, otherwise capacity available =190 kW | --> | C16 ex ENNISTYMON | Ennistymon [T41,T42] | ENNIS |  | 52.9377 | -9.3907
MV/LV Substation MO***623X |  | 20 kV | _ | LV | 50 kVA :Pole Substation | 0.05 | --> | 0.05 | 0 | 0 | Constrained, otherwise capacity available =50 kVA | --> | 0.048 | 0 | 0 | 0.048 | 0 |  | --> | C19 ex ENNISTYMON | Ennistymon [T41,T42] | ENNIS |  | 52.974 | -9.2183
MV/LV Substation SP***637X |  | 10 kV | _ | LV | 400 kVA :Kiosk Substation | 0.4 | --> | 0.4 | 0.36 | 0.83 |  | --> | 0.38 | 0 | 0.02 | 0 | 0 | Constrained, otherwise capacity available =370 kW | --> | C18 ex MILLTOWN MALBAY | Milltown Malbay [T42] | TULLABRACK |  | 52.8484 | -9.4343
MV/LV Substation TH***639X |  | 10 kV | _ | LV | 400 kVA :Kiosk Substation | 0.4 | --> | 0.4 | 0 | 0 | Constrained, otherwise capacity available =356 kVA | --> | 0.38 | 0 | 0 | 0.083 | 0 | Constrained, otherwise capacity available =386 kW | --> | C21 ex ENNISTYMON | Ennistymon [T41,T42] | ENNIS |  | 52.9342 | -9.3394
MV/LV Substation CL***640X |  | 20 kV | _ | LV | 50 kVA :Pole Substation | 0.05 | --> | 0.05 | 0 | 0 | Constrained, otherwise capacity available =49 kVA | --> | 0.048 | 0 | 0 | 0.048 | 0 |  | --> | C11 ex ENNIS NORTH | Ennis North [T41,T42] | ENNIS |  | 52.9607 | -9.0793
MV/LV Substation CA***641X |  | 10 kV | _ | LV | 50 kVA :Pole Substation | 0.05 | --> | 0.05 | 0 | 0 | Constrained, otherwise capacity available =49 kVA | --> | 0.048 | 0 | 0 | 0.048 | 0 |  | --> | C16 ex ENNISTYMON | Ennistymon [T41,T42] | ENNIS |  | 52.9732 | -9.3371
MV/LV Substation TH***643 |  | 20 kV | _ | LV | 100 kVA :Pole Substation | 0.1 | --> | 0.1 | 0 | 0 | Constrained, otherwise capacity available =61 kVA | --> | 0.095 | 0 | 0.042 | 0.069 | 0 |  | --> | C19 ex ENNISTYMON | Ennistymon [T41,T42] | ENNIS |  | 53.0251 | -9.2839
MV/LV Substation NE***658 |  | 20 kV | _ | LV | 100 kVA :Pole Substation | 0.1 | --> | 0.1 | 0 | 0 | Constrained, otherwise capacity available =87 kVA | --> | 0.095 | 0 | 0.015 | 0.083 | 0 | Constrained, otherwise capacity available =86 kW | --> | C19 ex ENNISTYMON | Ennistymon [T41,T42] | ENNIS |  | 53.1028 | -9.1692
MV/LV Substation KE***666X |  | 10 kV | _ | LV | 630 kVA :Kiosk Substation | 0.63 | --> | 0.63 | 0 | 0 | Constrained, otherwise capacity available =562 kVA | --> | 0.598 | 0 | 0.028 | 0.083 | 0 | Constrained, otherwise capacity available =587 kW | --> | C21 ex ENNISTYMON | Ennistymon [T41,T42] | ENNIS |  | 52.9336 | -9.3341
MV/LV Substation BA***670X |  | 10 kV | _ | LV | 50 kVA :Pole Substation | 0.05 | --> | 0.05 | 0 | 0 | Constrained, otherwise capacity available =44 kVA | --> | 0.048 | 0 | 0.005 | 0.045 | 0 |  | --> | C16 ex ENNISTYMON | Ennistymon [T41,T42] | ENNIS |  | 52.9495 | -9.3544
MV/LV Substation IN***674X |  | 10 kV | _ | LV | 50 kVA :Pole Substation | 0.05 | --> | 0.05 | 0 | 0 | Constrained, otherwise capacity available =48 kVA | --> | 0.048 | 0 | 0.01 | 0.04 | 0 |  | --> | C20 ex ENNISTYMON | Ennistymon [T41,T42] | ENNIS |  | 52.8784 | -9.1797
MV/LV Substation FA***680X |  | 10 kV | _ | LV | 200 kVA :Building Structure | 0.2 | --> | 0.2 | 0 | 0 | Constrained, otherwise capacity available =197 kVA | --> | 0.19 | 0 | 0.225 | 0.024 | 0 |  | --> | C15 ex ENNISTYMON | Ennistymon [T41,T42] | ENNIS |  | 52.9409 | -9.2988
MV/LV Substation ST***684X |  | 20 kV | _ | LV | 50 kVA :Pole Substation | 0.05 | --> | 0.05 | 0 | 0 | Constrained, otherwise capacity available =50 kVA | --> | 0.048 | 0 | 0 | 0.048 | 0 |  | --> | C22 ex ENNISTYMON | Ennistymon [T41,T42] | ENNIS |  | 52.9856 | -9.4108
MV/LV Substation GL***685X |  | 10 kV | _ | LV | 100 kVA :Pole Substation | 0.1 | --> | 0.1 | 0 | 0 | Constrained, otherwise capacity available =99 kVA | --> | 0.095 | 0 | 0 | 0.083 | 0 | Constrained, otherwise capacity available =95 kW | --> | C15 ex ENNISTYMON | Ennistymon [T41,T42] | ENNIS |  | 52.9485 | -9.2962
MV/LV Substation RO***693X |  | 10 kV | _ | LV | 50 kVA :Pole Substation | 0.05 | --> | 0.05 | 0 | 0 | Constrained, otherwise capacity available =32 kVA | --> | 0.048 | 0 | 0.029 | 0.028 | 0 |  | --> | C16 ex ENNISTYMON | Ennistymon [T41,T42] | ENNIS |  | 52.9431 | -9.4245
MV/LV Substation RI***706X |  | 10 kV | _ | LV | 50 kVA :Pole Substation | 0.05 | --> | 0.05 | 0.047 | 0.83 |  | --> | 0.048 | 0 | 0 | 0 | 0 | Constrained, otherwise capacity available =48 kW | --> | C15 ex MILLTOWN MALBAY | Milltown Malbay [T42] | TULLABRACK |  | 52.8033 | -9.4609
MV/LV Substation GO***711X |  | 10 kV | _ | LV | 50 kVA :Pole Substation | 0.05 | --> | 0.05 | 0 | 0 | Constrained, otherwise capacity available =36 kVA | --> | 0.048 | 0 | 0.025 | 0.031 | 0 |  | --> | C20 ex ENNISTYMON | Ennistymon [T41,T42] | ENNIS |  | 52.9032 | -9.1775
MV/LV Substation FL***720X |  | 10 kV | _ | LV | 50 kVA :Pole Substation | 0.05 | --> | 0.05 | 0.025 | 0.83 |  | --> | 0.048 | 0 | 0 | 0 | 0 | Constrained, otherwise capacity available =51 kW | --> | C18 ex MILLTOWN MALBAY | Milltown Malbay [T42] | TULLABRACK |  | 52.8629 | -9.3937
MV/LV Substation BI***726X |  | 20 kV | _ | LV | 50 kVA :Pole Substation | 0.05 | --> | 0.05 | 0 | 0 | Constrained, otherwise capacity available =40 kVA | --> | 0.048 | 0 | 0.01 | 0.042 | 0 |  | --> | C19 ex ENNISTYMON | Ennistymon [T41,T42] | ENNIS |  | 53.1246 | -9.1232
MV/LV Substation KN***734X |  | 10 kV | _ | LV | 400 kVA :Kiosk Substation | 0.4 | --> | 0.4 | 0 | 0 | Constrained, otherwise capacity available =361 kVA | --> | 0.38 | 0 | 0.035 | 0.083 | 0 | Constrained, otherwise capacity available =359 kW | --> | C16 ex ENNISTYMON | Ennistymon [T41,T42] | ENNIS |  | 52.934 | -9.4005
MV/LV Substation DO***736X |  | 20 kV | _ | LV | 50 kVA :Pole Substation | 0.05 | --> | 0.05 | 0 | 0 | Constrained, otherwise capacity available =43 kVA | --> | 0.048 | 0 | 0.01 | 0.041 | 0 |  | --> | C22 ex ENNISTYMON | Ennistymon [T41,T42] | ENNIS |  | 53.0137 | -9.38
MV/LV Substation WA***744X |  | 20 kV | _ | LV | 200 kVA :Pole Substation | 0.2 | --> | 0.2 | 0 | 0 | Constrained, otherwise capacity available =173 kVA | --> | 0.19 | 0 | 0 | 0.083 | 0 | Constrained, otherwise capacity available =194 kW | --> | C19 ex ENNISTYMON | Ennistymon [T41,T42] | ENNIS |  | 53.0245 | -9.3102
MV/LV Substation RA***772X |  | 10 kV | _ | LV | 50 kVA :Pole Substation | 0.05 | --> | 0.05 | 0 | 0 | Constrained, otherwise capacity available =48 kVA | --> | 0.048 | 0 | 0 | 0.048 | 0 |  | --> | C16 ex ENNISTYMON | Ennistymon [T41,T42] | ENNIS |  | 52.9626 | -9.3654
MV/LV Substation CA***776X |  | 20 kV | _ | LV | 200 kVA :Pole Substation | 0.2 | --> | 0.2 | 0 | 0 | Constrained, otherwise capacity available =169 kVA | --> | 0.19 | 0 | 0 | 0.083 | 0 | Constrained, otherwise capacity available =194 kW | --> | C22 ex ENNISTYMON | Ennistymon [T41,T42] | ENNIS |  | 52.9952 | -9.3065
MV/LV Substation DE***778X |  | 10 kV | _ | LV | 100 kVA :Pole Substation | 0.1 | --> | 0.1 | 0 | 0 | Constrained, otherwise capacity available =92 kVA | --> | 0.095 | 0 | 0 | 0.083 | 0 | Constrained, otherwise capacity available =96 kW | --> | C21 ex ENNISTYMON | Ennistymon [T41,T42] | ENNIS |  | 52.9334 | -9.2999
MV/LV Substation KI***780X |  | 20 kV | _ | LV | 50 kVA :Pole Substation | 0.05 | --> | 0.05 | 0 | 0 | Constrained, otherwise capacity available =47 kVA | --> | 0.048 | 0 | 0 | 0.048 | 0 |  | --> | C19 ex ENNISTYMON | Ennistymon [T41,T42] | ENNIS |  | 52.9791 | -9.2168
MV/LV Substation CO***796X |  | 20 kV | _ | LV | 50 kVA :Pole Substation | 0.05 | --> | 0.05 | 0 | 0 | Constrained, otherwise capacity available =35 kVA | --> | 0.048 | 0 | 0 | 0.05 | 0 |  | --> | C22 ex ENNISTYMON | Ennistymon [T41,T42] | ENNIS |  | 53.0079 | -9.3499
MV/LV Substation AR***797X |  | 10 kV | _ | LV | 630 kVA :Kiosk Substation | 0.63 | --> | 0.63 | 0.351 | 0.83 |  | --> | 0.598 | 0 | 0.2 | 0 | 0 | Constrained, otherwise capacity available =456 kW | --> | C18 ex MILLTOWN MALBAY | Milltown Malbay [T42] | TULLABRACK |  | 52.8452 | -9.4375
MV/LV Substation CA***832 |  | 10 kV | _ | LV | 50 kVA :Pole Substation | 0.05 | --> | 0.05 | 0 | 0 | Constrained, otherwise capacity available =45 kVA | --> | 0.048 | 0 | 0 | 0.048 | 0 |  | --> | C22 ex ENNISTYMON | Ennistymon [T41,T42] | ENNIS |  | 52.9521 | -9.2814
MV/LV Substation CR***833 |  | 20 kV | _ | LV | 50 kVA :Pole Substation | 0.05 | --> | 0.05 | 0 | 0 | Constrained, otherwise capacity available =45 kVA | --> | 0.048 | 0 | 0 | 0.048 | 0 |  | --> | C22 ex ENNISTYMON | Ennistymon [T41,T42] | ENNIS |  | 53.0059 | -9.3659
MV/LV Substation EN***836X |  | 10 kV | _ | LV | 50 kVA :Pole Substation | 0.05 | --> | 0.05 | 0.045 | 0.83 |  | --> | 0.048 | 0 | 0 | 0 | 0 | Constrained, otherwise capacity available =48 kW | --> | C17 ex MILLTOWN MALBAY | Milltown Malbay [T42] | TULLABRACK |  | 52.853 | -9.3937
MV/LV Substation LI***840 |  | 20 kV | _ | LV | 50 kVA :Pole Substation | 0.05 | --> | 0.05 | 0 | 0 | Constrained, otherwise capacity available =43 kVA | --> | 0.048 | 0 | 0 | 0.048 | 0 |  | --> | C19 ex ENNISTYMON | Ennistymon [T41,T42] | ENNIS |  | 52.9671 | -9.2323
MV/LV Substation BA***875 |  | 20 kV | _ | LV | 50 kVA :Pole Substation | 0.05 | --> | 0.05 | 0 | 0 | Constrained, otherwise capacity available =44 kVA | --> | 0.048 | 0 | 0 | 0.048 | 0 |  | --> | C22 ex ENNISTYMON | Ennistymon [T41,T42] | ENNIS |  | 52.9927 | -9.2832
MV/LV Substation SM***878 |  | 20 kV | _ | LV | 50 kVA :Pole Substation | 0.05 | --> | 0.05 | 0 | 0 | Constrained, otherwise capacity available =47 kVA | --> | 0.048 | 0 | 0 | 0.048 | 0 |  | --> | C22 ex ENNISTYMON | Ennistymon [T41,T42] | ENNIS |  | 52.9923 | -9.268
MV/LV Substation TR***878X |  | 10 kV | _ | LV | 50 kVA :Pole Substation | 0.05 | --> | 0.05 | 0 | 0 | Constrained, otherwise capacity available =49 kVA | --> | 0.048 | 0 | 0 | 0.048 | 0 |  | --> | C21 ex ENNISTYMON | Ennistymon [T41,T42] | ENNIS |  | 52.8699 | -9.3583
MV/LV Substation BA***883 |  | 20 kV | _ | LV | 50 kVA :Pole Substation | 0.05 | --> | 0.05 | 0 | 0 | Constrained, otherwise capacity available =47 kVA | --> | 0.048 | 0 | 0 | 0.048 | 0 |  | --> | C22 ex ENNISTYMON | Ennistymon [T41,T42] | ENNIS |  | 52.9865 | -9.2296
MV/LV Substation MI***895X |  | 10 kV | _ | LV | 400 kVA :Kiosk Substation | 0.4 | --> | 0.4 | 0.228 | 0.83 |  | --> | 0.38 | 0 | 0.002 | 0 | 0 | Constrained, otherwise capacity available =401 kW | --> | C18 ex MILLTOWN MALBAY | Milltown Malbay [T42] | TULLABRACK |  | 52.855 | -9.3997
MV/LV Substation EN***897X |  | 10 kV | _ | LV | 50 kVA :Pole Substation | 0.05 | --> | 0.05 | 0.05 | 0.83 |  | --> | 0.048 | 0 | 0 | 0 | 0 | Constrained, otherwise capacity available =48 kW | --> | C17 ex MILLTOWN MALBAY | Milltown Malbay [T42] | TULLABRACK |  | 52.7993 | -9.4254
MV/LV Substation CR***899X |  | 10 kV | _ | LV | 100 kVA :Pole Substation | 0.1 | --> | 0.1 | 0 | 0 | Constrained, otherwise capacity available =84 kVA | --> | 0.095 | 0 | 0.01 | 0.083 | 0 | Constrained, otherwise capacity available =90 kW | --> | C21 ex ENNISTYMON | Ennistymon [T41,T42] | ENNIS |  | 52.9264 | -9.3451
MV/LV Substation LI***901X |  | 10 kV | _ | LV | 100 kVA :Pole Substation | 0.1 | --> | 0.1 | 0 | 0 | Constrained, otherwise capacity available =92 kVA | --> | 0.095 | 0 | 0 | 0.083 | 0 | Constrained, otherwise capacity available =96 kW | --> | C16 ex ENNISTYMON | Ennistymon [T41,T42] | ENNIS |  | 52.9368 | -9.3995
MV/LV Substation WA***918X |  | 10 kV | _ | LV | 400 kVA :Building Structure | 0.4 | --> | 0.4 | 0 | 0 | Constrained, otherwise capacity available =380 kVA | --> | 0.38 | 0 | 0 | 0.083 | 0 | Constrained, otherwise capacity available =383 kW | --> | C20 ex ENNISTYMON | Ennistymon [T41,T42] | ENNIS |  | 52.8692 | -9.1545
MV/LV Substation FA***924X |  | 10 kV | _ | LV | 200 kVA :Pole Substation | 0.2 | --> | 0.2 | 0 | 0 | Constrained, otherwise capacity available =56 kVA | --> | 0.19 | 0 | 0.014 | 0.083 | 0 | Constrained, otherwise capacity available =198 kW | --> | C15 ex ENNISTYMON | Ennistymon [T41,T42] | ENNIS |  | 52.9392 | -9.2912
MV/LV Substation GO***927X |  | 10 kV | _ | LV | 50 kVA :Pole Substation | 0.05 | --> | 0.05 | 0.05 | 0.83 |  | --> | 0.048 | 0 | 0 | 0 | 0 | Constrained, otherwise capacity available =48 kW | --> | C18 ex MILLTOWN MALBAY | Milltown Malbay [T42] | TULLABRACK |  | 52.8434 | -9.4278
MV/LV Substation TR***933X |  | 10 kV | _ | LV | 50 kVA :Pole Substation | 0.05 | --> | 0.05 | 0 | 0 | Constrained, otherwise capacity available =38 kVA | --> | 0.048 | 0 | 0 | 0.049 | 0 |  | --> | C16 ex ENNISTYMON | Ennistymon [T41,T42] | ENNIS |  | 52.9353 | -9.3024
MV/LV Substation OC***941X |  | 10 kV | _ | LV | 50 kVA :Pole Substation | 0.05 | --> | 0.05 | 0 | 0 | Constrained, otherwise capacity available =46 kVA | --> | 0.048 | 0 | 0 | 0.048 | 0 |  | --> | C21 ex ENNISTYMON | Ennistymon [T41,T42] | ENNIS |  | 52.8727 | -9.3525
MV/LV Substation IN***979 |  | 10 kV | _ | LV | 100 kVA :Pole Substation | 0.1 | --> | 0.1 | 0 | 0 | Constrained, otherwise capacity available =64 kVA | --> | 0.095 | 0 | 0 | 0.083 | 0 | Constrained, otherwise capacity available =100 kW | --> | C20 ex ENNISTYMON | Ennistymon [T41,T42] | ENNIS |  | 52.8776 | -9.1745
MV/LV Substation CR***983 |  | 10 kV | _ | LV | 100 kVA :Pole Substation | 0.1 | --> | 0.1 | 0 | 0 | Constrained, otherwise capacity available =96 kVA | --> | 0.095 | 0 | 0 | 0.083 | 0 | Constrained, otherwise capacity available =96 kW | --> | C20 ex ENNISTYMON | Ennistymon [T41,T42] | ENNIS |  | 52.8675 | -9.1496
MV/LV Substation AN***985 |  | 10 kV | _ | LV | 400 kVA :Kiosk Substation | 0.4 | --> | 0.4 | 0 | 0 | Constrained, otherwise capacity available =346 kVA | --> | 0.38 | 0 | 0.014 | 0.083 | 0 | Constrained, otherwise capacity available =377 kW | --> | C20 ex ENNISTYMON | Ennistymon [T41,T42] | ENNIS |  | 52.8756 | -9.1784
MV/LV Substation BO***001Y |  | 10 kV | _ | LV | 100 kVA :Pole Substation | 0.1 | --> | 0.1 | 0 | 0 | Constrained, otherwise capacity available =66 kVA | --> | 0.095 | 0 | 0.027 | 0.08 | 0 |  | --> | C14 ex PORTLAOISE | Portlaoise [T41,T42] | PORTLAOISE |  | 53.0493 | -7.2759
MV/LV Substation SI***001Z |  | 10 kV | _ | LV | 400 kVA :Kiosk Substation | 0.4 | --> | 0.4 | 0 | 0 | Constrained, otherwise capacity available =359 kVA | --> | 0.38 | 0 | 0 | 0.386 | 0 |  | --> | C16 ex MOUNTMELLICK | Mountmellick [T41,T42] | PORTLAOISE |  | 53.1232 | -7.3216
MV/LV Substation PE***002 |  | 10 kV | _ | LV | 630 kVA :Kiosk Substation | 0.63 | --> | 0.63 | 0 | 0 | Constrained, otherwise capacity available =402 kVA | --> | 0.598 | 0 | 0 | 0.5 | 0 |  | --> | C15 ex MOUNTMELLICK | Mountmellick [T41,T42] | PORTLAOISE |  | 53.1166 | -7.3268
MV/LV Substation MA***004 |  | 10 kV | _ | LV | 100 kVA :Pole Substation | 0.1 | --> | 0.1 | 0 | 0 | Constrained, otherwise capacity available =45 kVA | --> | 0.095 | 0 | 0.012 | 0.093 | 0 |  | --> | C15 ex MOUNTMELLICK | Mountmellick [T41,T42] | PORTLAOISE |  | 53.1168 | -7.336
MV/LV Substation MO***005 |  | 10 kV | _ | LV | 630 kVA :Kiosk Substation | 0.63 | --> | 0.63 | 0 | 0 | Constrained, otherwise capacity available =468 kVA | --> | 0.598 | 0 | 0.005 | 0.5 | 0 |  | --> | C15 ex MOUNTMELLICK | Mountmellick [T41,T42] | PORTLAOISE |  | 53.1184 | -7.3301
MV/LV Substation BR***006 |  | 10 kV | _ | LV | 200 kVA :Kiosk Substation | 0.2 | --> | 0.2 | 0 | 0 | Constrained, otherwise capacity available =74 kVA | --> | 0.19 | 0 | 0.01 | 0.199 | 0 |  | --> | C15 ex MOUNTMELLICK | Mountmellick [T41,T42] | PORTLAOISE |  | 53.1155 | -7.3213
MV/LV Substation PA***007 |  | 10 kV | _ | LV | 100 kVA :Pole Substation | 0.1 | --> | 0.1 | 0 | 0 | Constrained, otherwise capacity available =72 kVA | --> | 0.095 | 0 | 0.004 | 0.096 | 0 |  | --> | C15 ex MOUNTMELLICK | Mountmellick [T41,T42] | PORTLAOISE |  | 53.1137 | -7.3287
MV/LV Substation O ***008Z |  | 10 kV | _ | LV | 50 kVA :Pole Substation | 0.05 | --> | 0.05 | 0 | 0 | Constrained, otherwise capacity available =42 kVA | --> | 0.048 | 0 | 0 | 0.048 | 0 |  | --> | C16 ex PALLAS | Pallas [T41,T42] | PORTLAOISE |  | 53.0882 | -7.3685
MV/LV Substation FR***009 |  | 10 kV | _ | LV | 150 kVA :Building Structure | 0.15 | --> | 0.15 | 0 | 0 | Constrained, otherwise capacity available =9 kVA | --> | 0.142 | 0 | 0.008 | 0.155 | 0 |  | --> | C15 ex PORTARLINGTON | Portarlington [T41,T42] | PORTLAOISE |  | 53.1619 | -7.1921
MV/LV Substation BA***010 |  | 10 kV | _ | LV | 100 kVA :Pole Substation | 0.1 | --> | 0.1 | 0 | 0 | Constrained, otherwise capacity available =30 kVA | --> | 0.095 | 0 | 0 | 0.104 | 0 |  | --> | C23 ex PORTARLINGTON | Portarlington [T43] | BLAKE |  | 53.1546 | -7.1883
MV/LV Substation RA***010Y |  | 10 kV | _ | LV | 100 kVA :Pole Substation | 0.1 | --> | 0.1 | 0 | 0 | Constrained, otherwise capacity available =97 kVA | --> | 0.095 | 0 | 0.002 | 0.094 | 0 |  | --> | C20 ex MOUNTMELLICK | Mountmellick [T41,T42] | PORTLAOISE |  | 53.0638 | -7.2863
MV/LV Substation TH***010Z |  | 20 kV | _ | LV | 400 kVA :Kiosk Substation | 0.4 | --> | 0.4 | 0 | 0 | Constrained, otherwise capacity available =305 kVA | --> | 0.38 | 0 | 0.025 | 0.374 | 0 |  | --> | C11 ex KILDARE | Kildare [T41,T42] | NEWBRIDGE |  | 53.1499 | -7.0534
MV/LV Substation RA***011 |  | 10 kV | _ | LV | 200 kVA :Kiosk Substation | 0.2 | --> | 0.2 | 0 | 0 | Constrained, otherwise capacity available =108 kVA | --> | 0.19 | 0 | 0.008 | 0.196 | 0 |  | --> | C15 ex PORTARLINGTON | Portarlington [T41,T42] | PORTLAOISE |  | 53.1551 | -7.183
MV/LV Substation TH***011Z |  | 20 kV | _ | LV | 630 kVA :Kiosk Substation | 0.63 | --> | 0.63 | 0 | 0 | Constrained, otherwise capacity available =488 kVA | --> | 0.598 | 0 | 0.189 | 0.478 | 0 |  | --> | C11 ex KILDARE | Kildare [T41,T42] | NEWBRIDGE |  | 53.1501 | -7.0519
MV/LV Substation SH***013Y |  | 10 kV | _ | LV | 100 kVA :Pole Substation | 0.1 | --> | 0.1 | 0 | 0 | Constrained, otherwise capacity available =50 kVA | --> | 0.095 | 0 | 0 | 0.102 | 0 |  | --> | C20 ex MOUNTMELLICK | Mountmellick [T41,T42] | PORTLAOISE |  | 53.0782 | -7.2517
MV/LV Substation ST***015Y |  | 10 kV | _ | LV | 50 kVA :Pole Substation | 0.05 | --> | 0.05 | 0 | 0 | Constrained, otherwise capacity available =48 kVA | --> | 0.048 | 0 | 0 | 0.048 | 0 |  | --> | C20 ex MOUNTMELLICK | Mountmellick [T41,T42] | PORTLAOISE |  | 53.0662 | -7.2645
MV/LV Substation CL***016Z |  | 20 kV | _ | LV | 200 kVA :Kiosk Substation | 0.2 | --> | 0.2 | 0 | 0 | Constrained, otherwise capacity available =171 kVA | --> | 0.19 | 0 | 0 | 0.194 | 0 |  | --> | C11 ex MOUNTMELLICK | Mountmellick [T41,T42] | PORTLAOISE |  | 53.1518 | -7.5237
MV/LV Substation LA***017 |  | 10 kV | _ | LV | 50 kVA :Pole Substation | 0.05 | --> | 0.05 | 0 | 0 | Constrained, otherwise capacity available =23 kVA | --> | 0.048 | 0 | 0.013 | 0.041 | 0 |  | --> | C15 ex PORTARLINGTON | Portarlington [T41,T42] | PORTLAOISE |  | 53.1569 | -7.1947
MV/LV Substation MA***018 |  | 10 kV | _ | LV | 400 kVA :Kiosk Substation | 0.4 | --> | 0.4 | 0 | 0 | Constrained, otherwise capacity available =203 kVA | --> | 0.38 | 0 | 0.01 | 0.399 | 0 |  | --> | C15 ex PORTARLINGTON | Portarlington [T41,T42] | PORTLAOISE |  | 53.1606 | -7.1884
MV/LV Substation LI***018Z |  | 10 kV | _ | LV | 200 kVA :Kiosk Substation | 0.2 | --> | 0.2 | 0 | 0 | Constrained, otherwise capacity available =136 kVA | --> | 0.19 | 0 | 0 | 0.198 | 0 |  | --> | C14 ex PORTLAOISE | Portlaoise [T41,T42] | PORTLAOISE |  | 53.0474 | -7.2615
MV/LV Substation SP***019 |  | 10 kV | _ | LV | 200 kVA :Kiosk Substation | 0.2 | --> | 0.2 | 0 | 0 | Constrained, otherwise capacity available =105 kVA | --> | 0.19 | 0 | 0.009 | 0.196 | 0 |  | --> | C15 ex PORTARLINGTON | Portarlington [T41,T42] | PORTLAOISE |  | 53.1643 | -7.1893
MV/LV Substation SB***019Z |  | 10 kV | _ | LV | 630 kVA :Kiosk Substation | 0.63 | --> | 0.63 | 0 | 0 | Constrained, otherwise capacity available =572 kVA | --> | 0.598 | 0 | 0.02 | 0.5 | 0 |  | --> | C16 ex PORTARLINGTON | Portarlington [T41,T42] | PORTLAOISE |  | 53.1472 | -7.1868
MV/LV Substation PO***020 |  | 10 kV | _ | LV | 400 kVA :Kiosk Substation | 0.4 | --> | 0.4 | 0 | 0 | Constrained, otherwise capacity available =280 kVA | --> | 0.38 | 0 | 0 | 0.396 | 0 |  | --> | C15 ex PORTARLINGTON | Portarlington [T41,T42] | PORTLAOISE |  | 53.1617 | -7.2047
MV/LV Substation GO***022 |  | 10 kV | _ | LV | 50 kVA :Pole Substation | 0.05 | --> | 0.05 | 0 | 0 | Constrained, otherwise capacity available =47 kVA | --> | 0.048 | 0 | 0 | 0.048 | 0 |  | --> | C15 ex PORTARLINGTON | Portarlington [T41,T42] | PORTLAOISE |  | 53.1612 | -7.1867
MV/LV Substation ST***023Y |  | 10 kV | _ | LV | 45 kVA :Pole Substation | 0.045 | --> | 0.045 | 0 | 0 | Constrained, otherwise capacity available =39 kVA | --> | 0.043 | 0 | 0.004 | 0.041 | 0 |  | --> | C20 ex MOUNTMELLICK | Mountmellick [T41,T42] | PORTLAOISE |  | 53.0737 | -7.2744
MV/LV Substation MA***023Z |  | 10 kV | _ | LV | 200 kVA :Kiosk Substation | 0.2 | --> | 0.2 | 0 | 0 | Constrained, otherwise capacity available =180 kVA | --> | 0.19 | 0 | 0.013 | 0.183 | 0 |  | --> | C15 ex MOUNTMELLICK | Mountmellick [T41,T42] | PORTLAOISE |  | 53.1157 | -7.3375
MV/LV Substation FO***026 |  | 10 kV | _ | LV | 150 kVA :Pole Substation | 0.15 | --> | 0.15 | 0 | 0 | Constrained, otherwise capacity available =30 kVA | --> | 0.142 | 0 | 0.015 | 0.147 | 0 |  | --> | C15 ex PORTARLINGTON | Portarlington [T41,T42] | PORTLAOISE |  | 53.1598 | -7.1907
MV/LV Substation PA***027 |  | 10 kV | _ | LV | 200 kVA :Pole Substation | 0.2 | --> | 0.2 | 0 | 0 | Constrained, otherwise capacity available =25 kVA | --> | 0.19 | 0 | 0.025 | 0.194 | 0 |  | --> | C15 ex PORTARLINGTON | Portarlington [T41,T42] | PORTLAOISE |  | 53.1606 | -7.2021
MV/LV Substation DR***028 |  | 10 kV | _ | LV | 100 kVA :Pole Substation | 0.1 | --> | 0.1 | 0 | 0 | Constrained, otherwise capacity available =60 kVA | --> | 0.095 | 0 | 0.007 | 0.095 | 0 |  | --> | C15 ex PORTARLINGTON | Portarlington [T41,T42] | PORTLAOISE |  | 53.1624 | -7.1843
MV/LV Substation ER***030 |  | 10 kV | _ | LV | 200 kVA :Pole Substation | 0.2 | --> | 0.2 | 0 | 0 | Constrained, otherwise capacity available =195 kVA | --> | 0.19 | 0 | 0 | 0.191 | 0 |  | --> | C15 ex MOUNTMELLICK | Mountmellick [T41,T42] | PORTLAOISE |  | 53.1167 | -7.3205
MV/LV Substation CA***031 |  | 10 kV | _ | LV | 200 kVA :Building Structure | 0.2 | --> | 0.2 | 0 | 0 | Constrained, otherwise capacity available =125 kVA | --> | 0.19 | 0 | 0 | 0.2 | 0 |  | --> | C16 ex PORTARLINGTON | Portarlington [T41,T42] | PORTLAOISE |  | 53.1482 | -7.1819
MV/LV Substation LA***031Z |  | 10 kV | _ | LV | 200 kVA :Pole Substation | 0.2 | --> | 0.2 | 0 | 0 | Constrained, otherwise capacity available =135 kVA | --> | 0.19 | 0 | 0 | 0.199 | 0 |  | --> | C16 ex PORTARLINGTON | Portarlington [T41,T42] | PORTLAOISE |  | 53.1419 | -7.2026
MV/LV Substation BR***032 |  | 10 kV | _ | LV | 200 kVA :Kiosk Substation | 0.2 | --> | 0.2 | 0 | 0 | Constrained, otherwise capacity available =133 kVA | --> | 0.19 | 0 | 0.014 | 0.189 | 0 |  | --> | C15 ex PORTARLINGTON | Portarlington [T41,T42] | PORTLAOISE |  | 53.1545 | -7.1784
MV/LV Substation CA***032Z |  | 10 kV | _ | LV | 400 kVA :Kiosk Substation | 0.4 | --> | 0.4 | 0 | 0 | Constrained, otherwise capacity available =318 kVA | --> | 0.38 | 0 | 0.014 | 0.381 | 0 |  | --> | C23 ex PORTARLINGTON | Portarlington [T43] | BLAKE |  | 53.1541 | -7.1942
MV/LV Substation TO***033 |  | 10 kV | _ | LV | 200 kVA :Pole Substation | 0.2 | --> | 0.2 | 0 | 0 | Constrained, otherwise capacity available =166 kVA | --> | 0.19 | 0 | 0.014 | 0.184 | 0 |  | --> | C15 ex MOUNTMELLICK | Mountmellick [T41,T42] | PORTLAOISE |  | 53.1223 | -7.3296
MV/LV Substation LA***033Z |  | 10 kV | _ | LV | 400 kVA :Kiosk Substation | 0.4 | --> | 0.4 | 0 | 0 | Constrained, otherwise capacity available =383 kVA | --> | 0.38 | 0 | 0 | 0.382 | 0 |  | --> | C23 ex PORTARLINGTON | Portarlington [T43] | BLAKE |  | 53.1544 | -7.1916
MV/LV Substation ST***034 |  | 10 kV | _ | LV | 1000 kVA :Building Structure | 1 | --> | 1 | 0 | 0 | Constrained, otherwise capacity available =604 kVA | --> | 0.95 | 0 | 0.007 | 0.5 | 0 |  | --> | C15 ex MOUNTMELLICK | Mountmellick [T41,T42] | PORTLAOISE |  | 53.1115 | -7.3229
MV/LV Substation WA***034Z |  | 20 kV | _ | LV | 400 kVA :Kiosk Substation | 0.4 | --> | 0.4 | 0 | 0 | Constrained, otherwise capacity available =339 kVA | --> | 0.38 | 0 | 0 | 0.388 | 0 |  | --> | C21 ex PORTARLINGTON | Portarlington [T43] | BLAKE |  | 53.1388 | -7.0629
MV/LV Substation HA***035 |  | 10 kV | _ | LV | 100 kVA :Pole Substation | 0.1 | --> | 0.1 | 0 | 0 | Constrained, otherwise capacity available =40 kVA | --> | 0.095 | 0 | 0 | 0.103 | 0 |  | --> | C15 ex MOUNTMELLICK | Mountmellick [T41,T42] | PORTLAOISE |  | 53.1179 | -7.3168
MV/LV Substation EY***036Y |  | 10 kV | _ | LV | 200 kVA :Pole Substation | 0.2 | --> | 0.2 | 0 | 0 | Constrained, otherwise capacity available =174 kVA | --> | 0.19 | 0 | 0 | 0.194 | 0 |  | --> | C20 ex MOUNTMELLICK | Mountmellick [T41,T42] | PORTLAOISE |  | 53.0827 | -7.2696
MV/LV Substation IR***038 |  | 10 kV | _ | LV | 630 kVA :Building Structure | 0.63 | --> | 0.63 | 0 | 0 | Constrained, otherwise capacity available =630 kVA | --> | 0.598 | 0 | 0 | 0.5 | 0 |  | --> | C16 ex PORTARLINGTON | Portarlington [T41,T42] | PORTLAOISE |  | 53.1499 | -7.1811
MV/LV Substation CL***044 |  | 10 kV | _ | LV | 100 kVA :Pole Substation | 0.1 | --> | 0.1 | 0 | 0 | Constrained, otherwise capacity available =77 kVA | --> | 0.095 | 0 | 0.019 | 0.084 | 0 |  | --> | C15 ex MOUNTMELLICK | Mountmellick [T41,T42] | PORTLAOISE |  | 53.1203 | -7.3406
MV/LV Substation AC***045 |  | 10 kV | _ | LV | 100 kVA :Pole Substation | 0.1 | --> | 0.1 | 0 | 0 | Constrained, otherwise capacity available =64 kVA | --> | 0.095 | 0 | 0.02 | 0.085 | 0 |  | --> | C15 ex MOUNTMELLICK | Mountmellick [T41,T42] | PORTLAOISE |  | 53.1071 | -7.3089
MV/LV Substation BR***045Z |  | 10 kV | _ | LV | 50 kVA :Pole Substation | 0.05 | --> | 0.05 | 0 | 0 | Constrained, otherwise capacity available =40 kVA | --> | 0.048 | 0 | 0 | 0.049 | 0 |  | --> | C11 ex PORTARLINGTON | Portarlington [T41,T42] | PORTLAOISE |  | 53.2162 | -7.1421
MV/LV Substation CO***047 |  | 10 kV | _ | LV | 200 kVA :Pole Substation | 0.2 | --> | 0.2 | 0 | 0 | Constrained, otherwise capacity available =125 kVA | --> | 0.19 | 0 | 0 | 0.2 | 0 |  | --> | C15 ex PORTARLINGTON | Portarlington [T41,T42] | PORTLAOISE |  | 53.1577 | -7.1871
MV/LV Substation SA***048 |  | 10 kV | _ | LV | 200 kVA :Pole Substation | 0.2 | --> | 0.2 | 0 | 0 | Constrained, otherwise capacity available =158 kVA | --> | 0.19 | 0 | 0.017 | 0.183 | 0 |  | --> | C15 ex PORTARLINGTON | Portarlington [T41,T42] | PORTLAOISE |  | 53.1568 | -7.1901
MV/LV Substation CL***050Y |  | 10 kV | _ | LV | 150 kVA :Pole Substation | 0.15 | --> | 0.15 | 0 | 0 | Constrained, otherwise capacity available =145 kVA | --> | 0.142 | 0 | 0.004 | 0.14 | 0 |  | --> | C20 ex MOUNTMELLICK | Mountmellick [T41,T42] | PORTLAOISE |  | 53.0915 | -7.3006
MV/LV Substation BA***051Z |  | 10 kV | _ | LV | 400 kVA :Building Structure | 0.4 | --> | 0.4 | 0 | 0 | Constrained, otherwise capacity available =267 kVA | --> | 0.38 | 0 | 0 | 0.398 | 0 |  | --> | C16 ex PALLAS | Pallas [T41,T42] | PORTLAOISE |  | 53.0595 | -7.4293
MV/LV Substation ST***054 |  | 10 kV | _ | LV | 400 kVA :Building Structure | 0.4 | --> | 0.4 | 0 | 0 | Constrained, otherwise capacity available =392 kVA | --> | 0.38 | 0 | 0.004 | 0.378 | 0 |  | --> | C15 ex MOUNTMELLICK | Mountmellick [T41,T42] | PORTLAOISE |  | 53.1087 | -7.313
MV/LV Substation PA***055 |  | 10 kV | _ | LV | 200 kVA :Pole Substation | 0.2 | --> | 0.2 | 0 | 0 | Constrained, otherwise capacity available =53 kVA | --> | 0.19 | 0 | 0.019 | 0.195 | 0 |  | --> | C15 ex MOUNTMELLICK | Mountmellick [T41,T42] | PORTLAOISE |  | 53.1205 | -7.3311
MV/LV Substation CO***057Z |  | 10 kV | _ | LV | 400 kVA :Kiosk Substation | 0.4 | --> | 0.4 | 0 | 0 | Constrained, otherwise capacity available =388 kVA | --> | 0.38 | 0 | 0 | 0.382 | 0 |  | --> | C23 ex PORTARLINGTON | Portarlington [T43] | BLAKE |  | 53.151 | -7.1821
MV/LV Substation SE***058 |  | 10 kV | _ | LV | 200 kVA :Pole Substation | 0.2 | --> | 0.2 | 0 | 0 | Constrained, otherwise capacity available =162 kVA | --> | 0.19 | 0 | 0 | 0.195 | 0 |  | --> | C16 ex MOUNTMELLICK | Mountmellick [T41,T42] | PORTLAOISE |  | 53.1238 | -7.3239
MV/LV Substation KI***060 |  | 10 kV | _ | LV | 400 kVA :Kiosk Substation | 0.4 | --> | 0.4 | 0 | 0 | Constrained, otherwise capacity available =248 kVA | --> | 0.38 | 0 | 0.042 | 0.369 | 0 |  | --> | C15 ex PORTARLINGTON | Portarlington [T41,T42] | PORTLAOISE |  | 53.1616 | -7.2092
MV/LV Substation ST***061 |  | 10 kV | _ | LV | 100 kVA :Pole Substation | 0.1 | --> | 0.1 | 0 | 0 | Constrained, otherwise capacity available =32 kVA | --> | 0.095 | 0 | 0.005 | 0.1 | 0 |  | --> | C16 ex PORTARLINGTON | Portarlington [T41,T42] | PORTLAOISE |  | 53.153 | -7.1786
MV/LV Substation PO***063Y |  | 20 kV | _ | LV | 50 kVA :Pole Substation | 0.05 | --> | 0.05 | 0 | 0 | Constrained, otherwise capacity available =46 kVA | --> | 0.048 | 0 | 0 | 0.048 | 0 |  | --> | C21 ex PORTARLINGTON | Portarlington [T43] | BLAKE |  | 53.151 | -7.1389
MV/LV Substation FE***064Z |  | 20 kV | _ | LV | 400 kVA :Kiosk Substation | 0.4 | --> | 0.4 | 0 | 0 | Constrained, otherwise capacity available =239 kVA | --> | 0.38 | 0 | 0.096 | 0.33 | 0 |  | --> | C11 ex KILDARE | Kildare [T41,T42] | NEWBRIDGE |  | 53.1498 | -7.0601
MV/LV Substation LA***066Z |  | 20 kV | _ | LV | 50 kVA :Pole Substation | 0.05 | --> | 0.05 | 0 | 0 | Constrained, otherwise capacity available =46 kVA | --> | 0.048 | 0 | 0 | 0.048 | 0 |  | --> | C11 ex MOUNTMELLICK | Mountmellick [T41,T42] | PORTLAOISE |  | 53.1614 | -7.5603
MV/LV Substation HA***071Y |  | 10 kV | _ | LV | 400 kVA :Kiosk Substation | 0.4 | --> | 0.4 | 0 | 0 | Constrained, otherwise capacity available =341 kVA | --> | 0.38 | 0 | 0.052 | 0.35 | 0 |  | --> | C14 ex PORTLAOISE | Portlaoise [T41,T42] | PORTLAOISE |  | 53.0445 | -7.2758
MV/LV Substation HA***072Y |  | 10 kV | _ | LV | 400 kVA :Kiosk Substation | 0.4 | --> | 0.4 | 0 | 0 | Constrained, otherwise capacity available =366 kVA | --> | 0.38 | 0 | 0.02 | 0.37 | 0 |  | --> | C14 ex PORTLAOISE | Portlaoise [T41,T42] | PORTLAOISE |  | 53.0443 | -7.2773
MV/LV Substation CL***074Z |  | 20 kV | _ | LV | 200 kVA :Pole Substation | 0.2 | --> | 0.2 | 0 | 0 | Constrained, otherwise capacity available =194 kVA | --> | 0.19 | 0 | 0 | 0.191 | 0 |  | --> | C11 ex MOUNTMELLICK | Mountmellick [T41,T42] | PORTLAOISE |  | 53.149 | -7.5212
MV/LV Substation KY***077Y |  | 10 kV | _ | LV | 100 kVA :Pole Substation | 0.1 | --> | 0.1 | 0 | 0 | Constrained, otherwise capacity available =87 kVA | --> | 0.095 | 0 | 0 | 0.097 | 0 |  | --> | C20 ex MOUNTMELLICK | Mountmellick [T41,T42] | PORTLAOISE |  | 53.0712 | -7.3254
MV/LV Substation RI***078Z |  | 20 kV | _ | LV | 400 kVA :Kiosk Substation | 0.4 | --> | 0.4 | 0 | 0 | Constrained, otherwise capacity available =336 kVA | --> | 0.38 | 0 | 0.004 | 0 | 0 | Constrained, otherwise capacity available =386 kW | --> | E11 ex PORTLAOISE |  |  |  | 53.0427 | -7.2671
MV/LV Substation BA***087Z |  | 10 kV | _ | LV | 200 kVA :Kiosk Substation | 0.2 | --> | 0.2 | 0 | 0 | Constrained, otherwise capacity available =129 kVA | --> | 0.19 | 0 | 0 | 0.2 | 0 |  | --> | C23 ex PORTARLINGTON | Portarlington [T43] | BLAKE |  | 53.1516 | -7.19
MV/LV Substation OC***089Y |  | 10 kV | _ | LV | 200 kVA :Pole Substation | 0.2 | --> | 0.2 | 0 | 0 | Constrained, otherwise capacity available =196 kVA | --> | 0.19 | 0 | 0 | 0.19 | 0 |  | --> | C12 ex MOUNTRATH | Mountrath [T41,T42] | PORTLAOISE |  | 53.0523 | -7.42
MV/LV Substation AV***093Y |  | 20 kV | _ | LV | 50 kVA :Pole Substation | 0.05 | --> | 0.05 | 0 | 0 | Constrained, otherwise capacity available =50 kVA | --> | 0.048 | 0 | 0 | 0.048 | 0 |  | --> | C11 ex MOUNTMELLICK | Mountmellick [T41,T42] | PORTLAOISE |  | 53.1233 | -7.3515
MV/LV Substation SU***096Z |  | 10 kV | _ | LV | 400 kVA :Building Structure | 0.4 | --> | 0.4 | 0 | 0 | Constrained, otherwise capacity available =398 kVA | --> | 0.38 | 0 | 0 | 0.38 | 0 |  | --> | C15 ex PORTARLINGTON | Portarlington [T41,T42] | PORTLAOISE |  | 53.1608 | -7.1923
MV/LV Substation BR***100Z |  | 20 kV | _ | LV | 400 kVA :Kiosk Substation | 0.4 | --> | 0.4 | 0 | 0 | Constrained, otherwise capacity available =332 kVA | --> | 0.38 | 0 | 0.003 | 0 | 0 | Constrained, otherwise capacity available =387 kW | --> | E11 ex PORTLAOISE |  |  |  | 53.0447 | -7.2612
MV/LV Substation CL***101Y |  | 20 kV | _ | LV | 50 kVA :Pole Substation | 0.05 | --> | 0.05 | 0 | 0 | Constrained, otherwise capacity available =47 kVA | --> | 0.048 | 0 | 0 | 0.048 | 0 |  | --> | C23 ex PORTARLINGTON | Portarlington [T43] | BLAKE |  | 53.1253 | -7.13
MV/LV Substation WH***107Z |  | 20 kV | _ | LV | 50 kVA :Pole Substation | 0.05 | --> | 0.05 | 0 | 0 | Constrained, otherwise capacity available =47 kVA | --> | 0.048 | 0 | 0 | 0 | 0 | Constrained, otherwise capacity available =48 kW | --> | E11 ex PORTLAOISE |  |  |  | 53.0583 | -7.2291
MV/LV Substation O2***108Z |  | 10 kV | _ | LV | 50 kVA :Pole Substation | 0.05 | --> | 0.05 | 0 | 0 | Constrained, otherwise capacity available =45 kVA | --> | 0.048 | 0 | 0 | 0.048 | 0 |  | --> | C20 ex MOUNTMELLICK | Mountmellick [T41,T42] | PORTLAOISE |  | 53.0654 | -7.2722
MV/LV Substation WA***110Y |  | 10 kV | _ | LV | 100 kVA :Pole Substation | 0.1 | --> | 0.1 | 0 | 0 | Constrained, otherwise capacity available =95 kVA | --> | 0.095 | 0 | 0 | 0.096 | 0 |  | --> | C16 ex MOUNTMELLICK | Mountmellick [T41,T42] | PORTLAOISE |  | 53.1182 | -7.3113
MV/LV Substation PR***112Z |  | 10 kV | _ | LV | 200 kVA :Kiosk Substation | 0.2 | --> | 0.2 | 0 | 0 | Constrained, otherwise capacity available =175 kVA | --> | 0.19 | 0 | 0.02 | 0.178 | 0 |  | --> | C15 ex PORTARLINGTON | Portarlington [T41,T42] | PORTLAOISE |  | 53.1538 | -7.1821
MV/LV Substation DE***118Y |  | 20 kV | _ | LV | 200 kVA :Pole Substation | 0.2 | --> | 0.2 | 0 | 0 | Constrained, otherwise capacity available =156 kVA | --> | 0.19 | 0 | 0 | 0 | 0 | Constrained, otherwise capacity available =196 kW | --> | E11 ex PORTLAOISE |  |  |  | 53.058 | -7.2484
MV/LV Substation TH***123Y |  | 10 kV | _ | LV | 50 kVA :Pole Substation | 0.05 | --> | 0.05 | 0 | 0 | Constrained, otherwise capacity available =43 kVA | --> | 0.048 | 0 | 0 | 0.048 | 0 |  | --> | C16 ex PALLAS | Pallas [T41,T42] | PORTLAOISE |  | 53.0887 | -7.3696
MV/LV Substation EM***131Z |  | 20 kV | _ | LV | 50 kVA :Pole Substation | 0.05 | --> | 0.05 | 0 | 0 | Constrained, otherwise capacity available =40 kVA | --> | 0.048 | 0 | 0.006 | 0 | 0 | Constrained, otherwise capacity available =44 kW | --> | E11 ex PORTLAOISE |  |  |  | 53.0989 | -7.2105
MV/LV Substation BA***133Y |  | 20 kV | _ | LV | 50 kVA :Pole Substation | 0.05 | --> | 0.05 | 0 | 0 | Constrained, otherwise capacity available =30 kVA | --> | 0.048 | 0 | 0 | 0 | 0 | Constrained, otherwise capacity available =50 kW | --> | E11 ex PORTLAOISE |  |  |  | 53.0506 | -7.2452
MV/LV Substation PO***136Z |  | 10 kV | _ | LV | 50 kVA :Pole Substation | 0.05 | --> | 0.05 | 0 | 0 | Constrained, otherwise capacity available =48 kVA | --> | 0.048 | 0 | 0 | 0.048 | 0 |  | --> | C15 ex MOUNTMELLICK | Mountmellick [T41,T42] | PORTLAOISE |  | 53.0829 | -7.3321
MV/LV Substation HE***142Y |  | 20 kV | _ | LV | 100 kVA :Pole Substation | 0.1 | --> | 0.1 | 0 | 0 | Constrained, otherwise capacity available =86 kVA | --> | 0.095 | 0 | 0.011 | 0 | 0 | Constrained, otherwise capacity available =89 kW | --> | E11 ex PORTLAOISE |  |  |  | 53.0555 | -7.2245
MV/LV Substation CA***144Y |  | 20 kV | _ | LV | 50 kVA :Pole Substation | 0.05 | --> | 0.05 | 0 | 0 | Constrained, otherwise capacity available =48 kVA | --> | 0.048 | 0 | 0 | 0.048 | 0 |  | --> | C11 ex MOUNTMELLICK | Mountmellick [T41,T42] | PORTLAOISE |  | 53.1643 | -7.5675
MV/LV Substation CL***147Z |  | 10 kV | _ | LV | 200 kVA :Pole Substation | 0.2 | --> | 0.2 | 0 | 0 | Constrained, otherwise capacity available =159 kVA | --> | 0.19 | 0 | 0.035 | 0.17 | 0 |  | --> | C18 ex PORTARLINGTON | Portarlington [T41,T42] | PORTLAOISE |  | 53.1845 | -7.2778
MV/LV Substation BR***157Z |  | 10 kV | _ | LV | 50 kVA :Pole Substation | 0.05 | --> | 0.05 | 0 | 0 | Constrained, otherwise capacity available =22 kVA | --> | 0.048 | 0 | 0 | 0.051 | 0 |  | --> | C12 ex MOUNTRATH | Mountrath [T41,T42] | PORTLAOISE |  | 53.0481 | -7.4301
MV/LV Substation CL***163Z |  | 10 kV | _ | LV | 50 kVA :Pole Substation | 0.05 | --> | 0.05 | 0 | 0 | Constrained, otherwise capacity available =38 kVA | --> | 0.048 | 0 | 0 | 0.049 | 0 |  | --> | C18 ex PORTARLINGTON | Portarlington [T41,T42] | PORTLAOISE |  | 53.1736 | -7.2591
MV/LV Substation WA***165Z |  | 10 kV | _ | LV | 50 kVA :Pole Substation | 0.05 | --> | 0.05 | 0 | 0 | Constrained, otherwise capacity available =45 kVA | --> | 0.048 | 0 | 0 | 0.048 | 0 |  | --> | C18 ex PORTARLINGTON | Portarlington [T41,T42] | PORTLAOISE |  | 53.1557 | -7.2731
MV/LV Substation ST***175Y |  | 10 kV | _ | LV | 400 kVA :Kiosk Substation | 0.4 | --> | 0.4 | 0 | 0 | Constrained, otherwise capacity available =296 kVA | --> | 0.38 | 0 | 0.013 | 0.384 | 0 |  | --> | C16 ex PORTARLINGTON | Portarlington [T41,T42] | PORTLAOISE |  | 53.1464 | -7.1835
MV/LV Substation BA***179Y |  | 20 kV | _ | LV | 100 kVA :Pole Substation | 0.1 | --> | 0.1 | 0 | 0 | Constrained, otherwise capacity available =95 kVA | --> | 0.095 | 0 | 0 | 0.096 | 0 |  | --> | C11 ex MOUNTMELLICK | Mountmellick [T41,T42] | PORTLAOISE |  | 53.1618 | -7.4154
MV/LV Substation BA***182Y |  | 20 kV | _ | LV | 50 kVA :Pole Substation | 0.05 | --> | 0.05 | 0 | 0 | Constrained, otherwise capacity available =42 kVA | --> | 0.048 | 0 | 0 | 0 | 0 | Constrained, otherwise capacity available =48 kW | --> | E11 ex PORTLAOISE |  |  |  | 53.0499 | -7.2379
MV/LV Substation SK***204Y |  | 10 kV | _ | LV | 50 kVA :Pole Substation | 0.05 | --> | 0.05 | 0 | 0 | Constrained, otherwise capacity available =44 kVA | --> | 0.048 | 0 | 0 | 0.048 | 0 |  | --> | C16 ex PORTARLINGTON | Portarlington [T41,T42] | PORTLAOISE |  | 53.1342 | -7.2176
MV/LV Substation PO***211Y |  | 20 kV | _ | LV | 100 kVA :Pole Substation | 0.1 | --> | 0.1 | 0 | 0 | Constrained, otherwise capacity available =62 kVA | --> | 0.095 | 0 | 0 | 0 | 0 | Constrained, otherwise capacity available =100 kW | --> | E11 ex PORTLAOISE |  |  |  | 53.0483 | -7.2507
MV/LV Substation PI***213Y |  | 20 kV | _ | LV | 100 kVA :Pole Substation | 0.1 | --> | 0.1 | 0 | 0 | Constrained, otherwise capacity available =29 kVA | --> | 0.095 | 0 | 0.004 | 0.101 | 0 |  | --> | C21 ex PORTARLINGTON | Portarlington [T43] | BLAKE |  | 53.1662 | -7.1852
MV/LV Substation CL***225Y |  | 10 kV | _ | LV | 100 kVA :Pole Substation | 0.1 | --> | 0.1 | 0 | 0 | Constrained, otherwise capacity available =100 kVA | --> | 0.095 | 0 | 0 | 0.095 | 0 |  | --> | C11 ex PORTARLINGTON | Portarlington [T41,T42] | PORTLAOISE |  | 53.2165 | -7.1389
MV/LV Substation MA***233Y |  | 10 kV | _ | LV | 50 kVA :Pole Substation | 0.05 | --> | 0.05 | 0 | 0 | Constrained, otherwise capacity available =41 kVA | --> | 0.048 | 0 | 0 | 0.049 | 0 |  | --> | C11 ex PORTARLINGTON | Portarlington [T41,T42] | PORTLAOISE |  | 53.2116 | -7.1103
MV/LV Substation DE***258Y |  | 10 kV | _ | LV | 50 kVA :Pole Substation | 0.05 | --> | 0.05 | 0 | 0 | Constrained, otherwise capacity available =50 kVA | --> | 0.048 | 0 | 0 | 0.048 | 0 |  | --> | C11 ex PORTARLINGTON | Portarlington [T41,T42] | PORTLAOISE |  | 53.1802 | -7.0947
MV/LV Substation UM***264Y |  | 10 kV | _ | LV | 100 kVA :Pole Substation | 0.1 | --> | 0.1 | 0 | 0 | Constrained, otherwise capacity available =97 kVA | --> | 0.095 | 0 | 0 | 0.095 | 0 |  | --> | C11 ex PORTARLINGTON | Portarlington [T41,T42] | PORTLAOISE |  | 53.1796 | -7.0718
MV/LV Substation ST***268Y |  | 20 kV | _ | LV | 100 kVA :Pole Substation | 0.1 | --> | 0.1 | 0 | 0 | Constrained, otherwise capacity available =61 kVA | --> | 0.095 | 0 | 0 | 0.1 | 0 |  | --> | C11 ex KILDARE | Kildare [T41,T42] | NEWBRIDGE |  | 53.1443 | -7.0628
MV/LV Substation OL***269Y |  | 20 kV | _ | LV | 50 kVA :Pole Substation | 0.05 | --> | 0.05 | 0 | 0 | Constrained, otherwise capacity available =19 kVA | --> | 0.048 | 0 | 0.007 | 0.046 | 0 |  | --> | C11 ex KILDARE | Kildare [T41,T42] | NEWBRIDGE |  | 53.152 | -7.0596
MV/LV Substation MO***270Y |  | 20 kV | _ | LV | 50 kVA :Pole Substation | 0.05 | --> | 0.05 | 0 | 0 | Constrained, otherwise capacity available =26 kVA | --> | 0.048 | 0 | 0.005 | 0.047 | 0 |  | --> | C11 ex KILDARE | Kildare [T41,T42] | NEWBRIDGE |  | 53.1506 | -7.056
MV/LV Substation MO***274Y |  | 20 kV | _ | LV | 100 kVA :Pole Substation | 0.1 | --> | 0.1 | 0 | 0 | Constrained, otherwise capacity available =100 kVA | --> | 0.095 | 0 | 0 | 0.095 | 0 |  | --> | C11 ex KILDARE | Kildare [T41,T42] | NEWBRIDGE |  | 53.1583 | -7.0414
MV/LV Substation OL***279Y |  | 20 kV | _ | LV | 50 kVA :Pole Substation | 0.05 | --> | 0.05 | 0 | 0 | Constrained, otherwise capacity available =10 kVA | --> | 0.048 | 0 | 0.007 | 0.047 | 0 |  | --> | C11 ex KILDARE | Kildare [T41,T42] | NEWBRIDGE |  | 53.1483 | -7.0514
MV/LV Substation ST***283Y |  | 20 kV | _ | LV | 400 kVA :Kiosk Substation | 0.4 | --> | 0.4 | 0 | 0 | Constrained, otherwise capacity available =281 kVA | --> | 0.38 | 0 | 0.009 | 0.389 | 0 |  | --> | C11 ex KILDARE | Kildare [T41,T42] | NEWBRIDGE |  | 53.1453 | -7.058
MV/LV Substation NE***285Y |  | 20 kV | _ | LV | 200 kVA :Pole Substation | 0.2 | --> | 0.2 | 0 | 0 | Constrained, otherwise capacity available =116 kVA | --> | 0.19 | 0 | 0.083 | 0.14 | 0 |  | --> | C11 ex KILDARE | Kildare [T41,T42] | NEWBRIDGE |  | 53.1386 | -7.052
MV/LV Substation DU***286Y |  | 20 kV | _ | LV | 400 kVA :Kiosk Substation | 0.4 | --> | 0.4 | 0 | 0 | Constrained, otherwise capacity available =370 kVA | --> | 0.38 | 0 | 0.003 | 0.382 | 0 |  | --> | C11 ex KILDARE | Kildare [T41,T42] | NEWBRIDGE |  | 53.1392 | -7.0549
MV/LV Substation TH***287Y |  | 20 kV | _ | LV | 630 kVA :Building Structure | 0.63 | --> | 0.63 | 0 | 0 | Constrained, otherwise capacity available =474 kVA | --> | 0.598 | 0 | 0.016 | 0.5 | 0 |  | --> | C11 ex KILDARE | Kildare [T41,T42] | NEWBRIDGE |  | 53.1412 | -7.0566
MV/LV Substation DU***288Y |  | 20 kV | _ | LV | 200 kVA :Pole Substation | 0.2 | --> | 0.2 | 0 | 0 | Constrained, otherwise capacity available =103 kVA | --> | 0.19 | 0 | 0.013 | 0.193 | 0 |  | --> | C11 ex KILDARE | Kildare [T41,T42] | NEWBRIDGE |  | 53.1389 | -7.0598
MV/LV Substation NE***289Y |  | 20 kV | _ | LV | 50 kVA :Pole Substation | 0.05 | --> | 0.05 | 0 | 0 | Constrained, otherwise capacity available =42 kVA | --> | 0.048 | 0 | 0 | 0.048 | 0 |  | --> | C11 ex KILDARE | Kildare [T41,T42] | NEWBRIDGE |  | 53.1378 | -7.0478
MV/LV Substation KI***292Y |  | 20 kV | _ | LV | 100 kVA :Pole Substation | 0.1 | --> | 0.1 | 0 | 0 | Constrained, otherwise capacity available =52 kVA | --> | 0.095 | 0 | 0.004 | 0.098 | 0 |  | --> | C11 ex KILDARE | Kildare [T41,T42] | NEWBRIDGE |  | 53.1335 | -7.0462
MV/LV Substation MO***295Y |  | 20 kV | _ | LV | 200 kVA :Building Structure | 0.2 | --> | 0.2 | 0 | 0 | Constrained, otherwise capacity available =167 kVA | --> | 0.19 | 0 | 0 | 0.194 | 0 |  | --> | C21 ex PORTARLINGTON | Portarlington [T43] | BLAKE |  | 53.1356 | -7.0636
MV/LV Substation KI***297Y |  | 20 kV | _ | LV | 50 kVA :Pole Substation | 0.05 | --> | 0.05 | 0.042 | 0.12 |  | --> | 0.048 | 0 | 0 | 0.049 | 0 |  | --> | C26 ex ATHY | Athy [T101,T102] | ATHY |  | 53.1295 | -7.0338
MV/LV Substation MO***307Y |  | 20 kV | _ | LV | 400 kVA :Kiosk Substation | 0.4 | --> | 0.4 | 0 | 0 | Constrained, otherwise capacity available =244 kVA | --> | 0.38 | 0 | 0.095 | 0.33 | 0 |  | --> | C21 ex PORTARLINGTON | Portarlington [T43] | BLAKE |  | 53.1412 | -7.0666
MV/LV Substation HA***311Y |  | 20 kV | _ | LV | 200 kVA :Pole Substation | 0.2 | --> | 0.2 | 0 | 0 | Constrained, otherwise capacity available =153 kVA | --> | 0.19 | 0 | 0.059 | 0.153 | 0 |  | --> | C21 ex PORTARLINGTON | Portarlington [T43] | BLAKE |  | 53.1359 | -7.071
MV/LV Substation DE***313Y |  | 20 kV | _ | LV | 100 kVA :Pole Substation | 0.1 | --> | 0.1 | 0 | 0 | Constrained, otherwise capacity available =94 kVA | --> | 0.095 | 0 | 0 | 0.096 | 0 |  | --> | C21 ex PORTARLINGTON | Portarlington [T43] | BLAKE |  | 53.1403 | -7.0778
MV/LV Substation DU***324Y |  | 20 kV | _ | LV | 200 kVA :Kiosk Substation | 0.2 | --> | 0.2 | 0 | 0 | Constrained, otherwise capacity available =99 kVA | --> | 0.19 | 0 | 0.013 | 0 | 0 | Constrained, otherwise capacity available =194 kW | --> | E11 ex PORTLAOISE |  |  |  | 53.0421 | -7.2653
MV/LV Substation PO***326Y |  | 20 kV | _ | LV | 100 kVA :Pole Substation | 0.1 | --> | 0.1 | 0 | 0 | Constrained, otherwise capacity available =66 kVA | --> | 0.095 | 0 | 0.005 | 0.096 | 0 |  | --> | C21 ex PORTARLINGTON | Portarlington [T43] | BLAKE |  | 53.1677 | -7.1876
MV/LV Substation CA***330Y |  | 10 kV | _ | LV | 50 kVA :Pole Substation | 0.05 | --> | 0.05 | 0 | 0 | Constrained, otherwise capacity available =47 kVA | --> | 0.048 | 0 | 0 | 0.048 | 0 |  | --> | C16 ex PALLAS | Pallas [T41,T42] | PORTLAOISE |  | 53.0735 | -7.4052
MV/LV Substation LA***333Y |  | 20 kV | _ | LV | 50 kVA :Pole Substation | 0.05 | --> | 0.05 | 0 | 0 | Constrained, otherwise capacity available =47 kVA | --> | 0.048 | 0 | 0.005 | 0 | 0 | Constrained, otherwise capacity available =44 kW | --> | E11 ex PORTLAOISE |  |  |  | 53.0764 | -7.2321
MV/LV Substation EM***342Y |  | 20 kV | _ | LV | 200 kVA :Pole Substation | 0.2 | --> | 0.2 | 0 | 0 | Constrained, otherwise capacity available =186 kVA | --> | 0.19 | 0 | 0 | 0 | 0 | Constrained, otherwise capacity available =192 kW | --> | E11 ex PORTLAOISE |  |  |  | 53.0975 | -7.2083
MV/LV Substation GR***343Y |  | 10 kV | _ | LV | 200 kVA :Pole Substation | 0.2 | --> | 0.2 | 0 | 0 | Constrained, otherwise capacity available =144 kVA | --> | 0.19 | 0 | 0.005 | 0.194 | 0 |  | --> | C18 ex PORTARLINGTON | Portarlington [T41,T42] | PORTLAOISE |  | 53.1644 | -7.2181
MV/LV Substation RO***346Y |  | 20 kV | _ | LV | 100 kVA :Pole Substation | 0.1 | --> | 0.1 | 0 | 0 | Constrained, otherwise capacity available =54 kVA | --> | 0.095 | 0 | 0 | 0.101 | 0 |  | --> | C11 ex KILDARE | Kildare [T41,T42] | NEWBRIDGE |  | 53.1366 | -7.0433
MV/LV Substation KI***351Y |  | 10 kV | _ | LV | 630 kVA :Building Structure | 0.63 | --> | 0.63 | 0 | 0 | Constrained, otherwise capacity available =473 kVA | --> | 0.598 | 0 | 0 | 0.5 | 0 |  | --> | C14 ex PORTLAOISE | Portlaoise [T41,T42] | PORTLAOISE |  | 53.0406 | -7.272
MV/LV Substation CO***360Y |  | 20 kV | _ | LV | 50 kVA :Pole Substation | 0.05 | --> | 0.05 | 0 | 0 | Constrained, otherwise capacity available =47 kVA | --> | 0.048 | 0 | 0 | 0 | 0 | Constrained, otherwise capacity available =48 kW | --> | E11 ex PORTLAOISE |  |  |  | 53.0888 | -7.2201
MV/LV Substation MO***369Y |  | 20 kV | _ | LV | 200 kVA :Pole Substation | 0.2 | --> | 0.2 | 0 | 0 | Constrained, otherwise capacity available =175 kVA | --> | 0.19 | 0 | 0 | 0.193 | 0 |  | --> | C23 ex PORTARLINGTON | Portarlington [T43] | BLAKE |  | 53.1278 | -7.1457
MV/LV Substation MO***376Y |  | 20 kV | _ | LV | 50 kVA :Pole Substation | 0.05 | --> | 0.05 | 0 | 0 | Constrained, otherwise capacity available =39 kVA | --> | 0.048 | 0 | 0.01 | 0 | 0 | Constrained, otherwise capacity available =42 kW | --> | E11 ex PORTLAOISE |  |  |  | 53.0787 | -7.1917
MV/LV Substation KI***378Y |  | 20 kV | _ | LV | 400 kVA :Kiosk Substation | 0.4 | --> | 0.4 | 0 | 0 | Constrained, otherwise capacity available =323 kVA | --> | 0.38 | 0 | 0.018 | 0 | 0 | Constrained, otherwise capacity available =377 kW | --> | E11 ex PORTLAOISE |  |  |  | 53.0458 | -7.2643
MV/LV Substation CO***381Y |  | 20 kV | _ | LV | 100 kVA :Pole Substation | 0.1 | --> | 0.1 | 0 | 0 | Constrained, otherwise capacity available =28 kVA | --> | 0.095 | 0 | 0.005 | 0.101 | 0 |  | --> | C11 ex KILDARE | Kildare [T41,T42] | NEWBRIDGE |  | 53.1435 | -7.0554
MV/LV Substation OL***393Y |  | 20 kV | _ | LV | 50 kVA :Pole Substation | 0.05 | --> | 0.05 | 0 | 0 | Constrained, otherwise capacity available =46 kVA | --> | 0.048 | 0 | 0 | 0.048 | 0 |  | --> | C11 ex KILDARE | Kildare [T41,T42] | NEWBRIDGE |  | 53.1475 | -7.0462
MV/LV Substation CR***395Y |  | 10 kV | _ | LV | 200 kVA :Kiosk Substation | 0.2 | --> | 0.2 | 0 | 0 | Constrained, otherwise capacity available =162 kVA | --> | 0.19 | 0 | 0 | 0.195 | 0 |  | --> | C15 ex PORTARLINGTON | Portarlington [T41,T42] | PORTLAOISE |  | 53.1564 | -7.1874
MV/LV Substation SC***4003 |  | 10 kV | _ | LV | 400 kVA :Building Structure | 0.4 | --> | 0.4 | 0 | 0 | Constrained, otherwise capacity available =273 kVA | --> | 0.38 | 0 | 0 | 0.397 | 0 |  | --> | C14 ex PORTLAOISE | Portlaoise [T41,T42] | PORTLAOISE |  | 53.0496 | -7.2789
MV/LV Substation 50***4013 |  | 20 kV | _ | LV | 50 kVA :Pole Substation | 0.05 | --> | 0.05 | 0 | 0 | Constrained, otherwise capacity available =48 kVA | --> | 0.048 | 0 | 0 | 0.048 | 0 |  | --> | C11 ex MOUNTMELLICK | Mountmellick [T41,T42] | PORTLAOISE |  | 53.164 | -7.5631
MV/LV Substation BR***4017 |  | 20 kV | _ | LV | 400 kVA :Kiosk Substation | 0.4 | --> | 0.4 | 0 | 0 | Constrained, otherwise capacity available =297 kVA | --> | 0.38 | 0 | 0.035 | 0.368 | 0 |  | --> | C11 ex KILDARE | Kildare [T41,T42] | NEWBRIDGE |  | 53.1396 | -7.0527
MV/LV Substation TE***4018 |  | 20 kV | _ | LV | 100 kVA :Pole Substation | 0.1 | --> | 0.1 | 0 | 0 | Constrained, otherwise capacity available =86 kVA | --> | 0.095 | 0 | 0 | 0 | 0 | Constrained, otherwise capacity available =97 kW | --> | E11 ex PORTLAOISE |  |  |  | 53.0894 | -7.1846
MV/LV Substation GR***401Y |  | 20 kV | _ | LV | 50 kVA :Pole Substation | 0.05 | --> | 0.05 | 0 | 0 | Constrained, otherwise capacity available =50 kVA | --> | 0.048 | 0 | 0 | 0.048 | 0 |  | --> | C11 ex MOUNTMELLICK | Mountmellick [T41,T42] | PORTLAOISE |  | 53.1371 | -7.3725
MV/LV Substation BY***4020 |  | 10 kV | _ | LV | 50 kVA :Pole Substation | 0.05 | --> | 0.05 | 0 | 0 | Constrained, otherwise capacity available =50 kVA | --> | 0.048 | 0 | 0 | 0.048 | 0 |  | --> | C18 ex PORTARLINGTON | Portarlington [T41,T42] | PORTLAOISE |  | 53.1679 | -7.2713
MV/LV Substation CO***4033 |  | 20 kV | _ | LV | 50 kVA :Pole Substation | 0.05 | --> | 0.05 | 0 | 0 | Constrained, otherwise capacity available =41 kVA | --> | 0.048 | 0 | 0 | 0.049 | 0 |  | --> | C11 ex MOUNTMELLICK | Mountmellick [T41,T42] | PORTLAOISE |  | 53.1511 | -7.5049
MV/LV Substation PR***4059 |  | 10 kV | _ | LV | 630 kVA :Building Structure | 0.63 | --> | 0.63 | 0 | 0 | Constrained, otherwise capacity available =529 kVA | --> | 0.598 | 0 | 0 | 0.5 | 0 |  | --> | C15 ex MOUNTMELLICK | Mountmellick [T41,T42] | PORTLAOISE |  | 53.1128 | -7.3207
MV/LV Substation FA***4068 |  | 10 kV | _ | LV | 50 kVA :Pole Substation | 0.05 | --> | 0.05 | 0 | 0 | Constrained, otherwise capacity available =33 kVA | --> | 0.048 | 0 | 0 | 0.05 | 0 |  | --> | C15 ex PORTARLINGTON | Portarlington [T41,T42] | PORTLAOISE |  | 53.1652 | -7.1999
MV/LV Substation AL***4069 |  | 10 kV | _ | LV | 400 kVA :Kiosk Substation | 0.4 | --> | 0.4 | 0 | 0 | Constrained, otherwise capacity available =340 kVA | --> | 0.38 | 0 | 0.03 | 0.366 | 0 |  | --> | C15 ex PORTARLINGTON | Portarlington [T41,T42] | PORTLAOISE |  | 53.1559 | -7.1839
MV/LV Substation AE***4078 |  | 10 kV | _ | LV | 50 kVA :Pole Substation | 0.05 | --> | 0.05 | 0 | 0 | Constrained, otherwise capacity available =22 kVA | --> | 0.048 | 0 | 0 | 0.051 | 0 |  | --> | C20 ex MOUNTMELLICK | Mountmellick [T41,T42] | PORTLAOISE |  | 53.0718 | -7.3227
MV/LV Substation GR***4083 |  | 20 kV | _ | LV | 100 kVA :Pole Substation | 0.1 | --> | 0.1 | 0 | 0 | Constrained, otherwise capacity available =100 kVA | --> | 0.095 | 0 | 0 | 0 | 0 | Constrained, otherwise capacity available =95 kW | --> | E11 ex PORTLAOISE |  |  |  | 53.1296 | -7.1578
MV/LV Substation ST***4092 |  | 10 kV | _ | LV | 50 kVA :Pole Substation | 0.05 | --> | 0.05 | 0 | 0 | Constrained, otherwise capacity available =41 kVA | --> | 0.048 | 0 | 0 | 0.049 | 0 |  | --> | C20 ex MOUNTMELLICK | Mountmellick [T41,T42] | PORTLAOISE |  | 53.0704 | -7.2612
MV/LV Substation WA***4099 |  | 20 kV | _ | LV | 50 kVA :Pole Substation | 0.05 | --> | 0.05 | 0 | 0 | Constrained, otherwise capacity available =45 kVA | --> | 0.048 | 0 | 0 | 0.048 | 0 |  | --> | C11 ex MOUNTMELLICK | Mountmellick [T41,T42] | PORTLAOISE |  | 53.155 | -7.5218
MV/LV Substation ES***409Y |  | 10 kV | _ | LV | 200 kVA :Kiosk Substation | 0.2 | --> | 0.2 | 0 | 0 | Constrained, otherwise capacity available =140 kVA | --> | 0.19 | 0 | 0.019 | 0.184 | 0 |  | --> | C15 ex MOUNTMELLICK | Mountmellick [T41,T42] | PORTLAOISE |  | 53.1077 | -7.3279
MV/LV Substation CA***4102 |  | 10 kV | _ | LV | 50 kVA :Pole Substation | 0.05 | --> | 0.05 | 0 | 0 | Constrained, otherwise capacity available =41 kVA | --> | 0.048 | 0 | 0 | 0.049 | 0 |  | --> | C16 ex PALLAS | Pallas [T41,T42] | PORTLAOISE |  | 53.0703 | -7.4167
MV/LV Substation TI***4112 |  | 10 kV | _ | LV | 50 kVA :Pole Substation | 0.05 | --> | 0.05 | 0 | 0 | Constrained, otherwise capacity available =33 kVA | --> | 0.048 | 0 | 0.01 | 0.042 | 0 |  | --> | C20 ex MOUNTMELLICK | Mountmellick [T41,T42] | PORTLAOISE |  | 53.1236 | -7.2565
MV/LV Substation DE***4117 |  | 20 kV | _ | LV | 50 kVA :Pole Substation | 0.05 | --> | 0.05 | 0 | 0 | Constrained, otherwise capacity available =33 kVA | --> | 0.048 | 0 | 0 | 0.05 | 0 |  | --> | C11 ex MOUNTMELLICK | Mountmellick [T41,T42] | PORTLAOISE |  | 53.1598 | -7.4033
MV/LV Substation WA***412 |  | 10 kV | _ | LV | 100 kVA :Pole Substation | 0.1 | --> | 0.1 | 0 | 0 | Constrained, otherwise capacity available =73 kVA | --> | 0.095 | 0 | 0.005 | 0.095 | 0 |  | --> | C11 ex PORTARLINGTON | Portarlington [T41,T42] | PORTLAOISE |  | 53.2334 | -7.2215
MV/LV Substation CO***4127 |  | 10 kV | _ | LV | 200 kVA :Kiosk Substation | 0.2 | --> | 0.2 | 0 | 0 | Constrained, otherwise capacity available =162 kVA | --> | 0.19 | 0 | 0 | 0.195 | 0 |  | --> | C20 ex MOUNTMELLICK | Mountmellick [T41,T42] | PORTLAOISE |  | 53.0815 | -7.2512
MV/LV Substation DE***4141 |  | 10 kV | _ | LV | 50 kVA :Pole Substation | 0.05 | --> | 0.05 | 0 | 0 | Constrained, otherwise capacity available =49 kVA | --> | 0.048 | 0 | 0 | 0.048 | 0 |  | --> | C15 ex MOUNTMELLICK | Mountmellick [T41,T42] | PORTLAOISE |  | 53.1037 | -7.3469
MV/LV Substation NU***414Y |  | 20 kV | _ | LV | 630 kVA :Kiosk Substation | 0.63 | --> | 0.63 | 0 | 0 | Constrained, otherwise capacity available =501 kVA | --> | 0.598 | 0 | 0 | 0 | 0 | Constrained, otherwise capacity available =616 kW | --> | E11 ex PORTLAOISE |  |  |  | 53.0433 | -7.2688
MV/LV Substation CO***415Y |  | 10 kV | _ | LV | 400 kVA :Kiosk Substation | 0.4 | --> | 0.4 | 0 | 0 | Constrained, otherwise capacity available =360 kVA | --> | 0.38 | 0 | 0.018 | 0.372 | 0 |  | --> | C14 ex PORTLAOISE | Portlaoise [T41,T42] | PORTLAOISE |  | 53.0456 | -7.2719
MV/LV Substation CL***4182 |  | 20 kV | _ | LV | 400 kVA :Kiosk Substation | 0.4 | --> | 0.4 | 0 | 0 | Constrained, otherwise capacity available =322 kVA | --> | 0.38 | 0 | 0.056 | 0.349 | 0 |  | --> | C11 ex KILDARE | Kildare [T41,T42] | NEWBRIDGE |  | 53.1386 | -7.0504
MV/LV Substation RA***4185 |  | 20 kV | _ | LV | 50 kVA :Pole Substation | 0.05 | --> | 0.05 | 0.044 | 0.12 |  | --> | 0.048 | 0 | 0 | 0.048 | 0 |  | --> | E64 ex ATHY | Athy [T101,T102] | ATHY |  | 53.0533 | -7.1076
MV/LV Substation CL***4190 |  | 10 kV | _ | LV | 50 kVA :Pole Substation | 0.05 | --> | 0.05 | 0 | 0 | Constrained, otherwise capacity available =42 kVA | --> | 0.048 | 0 | 0.027 | 0.029 | 0 |  | --> | C18 ex PORTARLINGTON | Portarlington [T41,T42] | PORTLAOISE |  | 53.1847 | -7.2828
MV/LV Substation DE***4192 |  | 10 kV | _ | LV | 200 kVA :Pole Substation | 0.2 | --> | 0.2 | 0 | 0 | Constrained, otherwise capacity available =183 kVA | --> | 0.19 | 0 | 0 | 0.192 | 0 |  | --> | C11 ex PORTARLINGTON | Portarlington [T41,T42] | PORTLAOISE |  | 53.1711 | -7.1868
MV/LV Substation CO***4204 |  | 10 kV | _ | LV | 50 kVA :Pole Substation | 0.05 | --> | 0.05 | 0 | 0 | Constrained, otherwise capacity available =34 kVA | --> | 0.048 | 0 | 0 | 0.05 | 0 |  | --> | C11 ex PORTARLINGTON | Portarlington [T41,T42] | PORTLAOISE |  | 53.2309 | -7.2117
MV/LV Substation TR***4213 |  | 10 kV | _ | LV | 400 kVA :Building Structure | 0.4 | --> | 0.4 | 0 | 0 | Constrained, otherwise capacity available =359 kVA | --> | 0.38 | 0 | 0.178 | 0.254 | 0 |  | --> | C23 ex PORTARLINGTON | Portarlington [T43] | BLAKE |  | 53.1516 | -7.1669
MV/LV Substation SC***4221 |  | 10 kV | _ | LV | 200 kVA :Kiosk Substation | 0.2 | --> | 0.2 | 0 | 0 | Constrained, otherwise capacity available =188 kVA | --> | 0.19 | 0 | 0 | 0.192 | 0 |  | --> | C16 ex PORTARLINGTON | Portarlington [T41,T42] | PORTLAOISE |  | 53.1502 | -7.1778
MV/LV Substation CA***4259 |  | 10 kV | _ | LV | 200 kVA :Kiosk Substation | 0.2 | --> | 0.2 | 0 | 0 | Constrained, otherwise capacity available =176 kVA | --> | 0.19 | 0 | 0.018 | 0.18 | 0 |  | --> | C23 ex PORTARLINGTON | Portarlington [T43] | BLAKE |  | 53.15 | -7.1915
MV/LV Substation BI***4260 |  | 10 kV | _ | LV | 400 kVA :Kiosk Substation | 0.4 | --> | 0.4 | 0 | 0 | Constrained, otherwise capacity available =400 kVA | --> | 0.38 | 0 | 0 | 0.38 | 0 |  | --> | C15 ex PORTARLINGTON | Portarlington [T41,T42] | PORTLAOISE |  | 53.1622 | -7.2075
MV/LV Substation DE***4268 |  | 20 kV | _ | LV | 50 kVA :Pole Substation | 0.05 | --> | 0.05 | 0 | 0 | Constrained, otherwise capacity available =42 kVA | --> | 0.048 | 0 | 0.01 | 0 | 0 | Constrained, otherwise capacity available =41 kW | --> | E11 ex PORTLAOISE |  |  |  | 53.0581 | -7.256
MV/LV Substation BU***4278 |  | 10 kV | _ | LV | 50 kVA :Pole Substation | 0.05 | --> | 0.05 | 0 | 0 | Constrained, otherwise capacity available =50 kVA | --> | 0.048 | 0 | 0 | 0.048 | 0 |  | --> | C11 ex PORTARLINGTON | Portarlington [T41,T42] | PORTLAOISE |  | 53.2409 | -7.2169
MV/LV Substation BA***4282 |  | 20 kV | _ | LV | 50 kVA :Pole Substation | 0.05 | --> | 0.05 | 0 | 0 | Constrained, otherwise capacity available =45 kVA | --> | 0.048 | 0 | 0 | 0.048 | 0 |  | --> | C23 ex PORTARLINGTON | Portarlington [T43] | BLAKE |  | 53.1254 | -7.0964
MV/LV Substation AR***4283 |  | 20 kV | _ | LV | 400 kVA :Kiosk Substation | 0.4 | --> | 0.4 | 0 | 0 | Constrained, otherwise capacity available =352 kVA | --> | 0.38 | 0 | 0.004 | 0 | 0 | Constrained, otherwise capacity available =384 kW | --> | E11 ex PORTLAOISE |  |  |  | 53.0425 | -7.2575
MV/LV Substation WH***4287 |  | 10 kV | _ | LV | 50 kVA :Pole Substation | 0.05 | --> | 0.05 | 0 | 0 | Constrained, otherwise capacity available =50 kVA | --> | 0.048 | 0 | 0 | 0.048 | 0 |  | --> | C11 ex PORTARLINGTON | Portarlington [T41,T42] | PORTLAOISE |  | 53.2164 | -7.1363
MV/LV Substation PO***4292 |  | 10 kV | _ | LV | 50 kVA :Pole Substation | 0.05 | --> | 0.05 | 0 | 0 | Constrained, otherwise capacity available =45 kVA | --> | 0.048 | 0 | 0 | 0.048 | 0 |  | --> | C18 ex PORTARLINGTON | Portarlington [T41,T42] | PORTLAOISE |  | 53.1378 | -7.2699
MV/LV Substation GA***4295 |  | 10 kV | _ | LV | 50 kVA :Pole Substation | 0.05 | --> | 0.05 | 0 | 0 | Constrained, otherwise capacity available =31 kVA | --> | 0.048 | 0 | 0.028 | 0.03 | 0 |  | --> | C11 ex PORTARLINGTON | Portarlington [T41,T42] | PORTLAOISE |  | 53.2275 | -7.2266
MV/LV Substation CL***4302 |  | 10 kV | _ | LV | 50 kVA :Pole Substation | 0.05 | --> | 0.05 | 0 | 0 | Constrained, otherwise capacity available =42 kVA | --> | 0.048 | 0 | 0 | 0.049 | 0 |  | --> | C12 ex MOUNTRATH | Mountrath [T41,T42] | PORTLAOISE |  | 53.024 | -7.4241
MV/LV Substation CL***4311 |  | 10 kV | _ | LV | 50 kVA :Pole Substation | 0.05 | --> | 0.05 | 0 | 0 | Constrained, otherwise capacity available =48 kVA | --> | 0.048 | 0 | 0 | 0.048 | 0 |  | --> | C11 ex PORTARLINGTON | Portarlington [T41,T42] | PORTLAOISE |  | 53.2177 | -7.1726
MV/LV Substation JE***4314 |  | 20 kV | _ | LV | 400 kVA :Building Structure | 0.4 | --> | 0.4 | 0 | 0 | Constrained, otherwise capacity available =395 kVA | --> | 0.38 | 0 | 0.005 | 0.377 | 0 |  | --> | C11 ex KILDARE | Kildare [T41,T42] | NEWBRIDGE |  | 53.1577 | -7.0565
MV/LV Substation CL***4341 |  | 20 kV | _ | LV | 50 kVA :Pole Substation | 0.05 | --> | 0.05 | 0 | 0 | Constrained, otherwise capacity available =47 kVA | --> | 0.048 | 0 | 0.01 | 0.04 | 0 |  | --> | C23 ex PORTARLINGTON | Portarlington [T43] | BLAKE |  | 53.1229 | -7.118
MV/LV Substation DR***4343 |  | 20 kV | _ | LV | 200 kVA :Kiosk Substation | 0.2 | --> | 0.2 | 0 | 0 | Constrained, otherwise capacity available =200 kVA | --> | 0.19 | 0 | 0 | 0.19 | 0 |  | --> | C21 ex PORTARLINGTON | Portarlington [T43] | BLAKE |  | 53.1663 | -7.1874
MV/LV Substation TH***4346 |  | 10 kV | _ | LV | 400 kVA :Kiosk Substation | 0.4 | --> | 0.4 | 0 | 0 | Constrained, otherwise capacity available =400 kVA | --> | 0.38 | 0 | 0 | 0.38 | 0 |  | --> | C14 ex PORTLAOISE | Portlaoise [T41,T42] | PORTLAOISE |  | 53.0485 | -7.2615
MV/LV Substation PA***4359 |  | 10 kV | _ | LV | 200 kVA :Pole Substation | 0.2 | --> | 0.2 | 0 | 0 | Constrained, otherwise capacity available =200 kVA | --> | 0.19 | 0 | 0 | 0.19 | 0 |  | --> | C15 ex MOUNTMELLICK | Mountmellick [T41,T42] | PORTLAOISE |  | 53.1219 | -7.3338
MV/LV Substation RA***4362 |  | 20 kV | _ | LV | 200 kVA :Pole Substation | 0.2 | --> | 0.2 | 0 | 0 | Constrained, otherwise capacity available =148 kVA | --> | 0.19 | 0 | 0 | 0 | 0 | Constrained, otherwise capacity available =197 kW | --> | E11 ex PORTLAOISE |  |  |  | 53.0539 | -7.2025
MV/LV Substation ST***4369 |  | 20 kV | _ | LV | 400 kVA :Building Structure | 0.4 | --> | 0.4 | 0 | 0 | Constrained, otherwise capacity available =348 kVA | --> | 0.38 | 0 | 0.025 | 0.368 | 0 |  | --> | C11 ex KILDARE | Kildare [T41,T42] | NEWBRIDGE |  | 53.1349 | -7.0532
MV/LV Substation CL***4370 |  | 10 kV | _ | LV | 50 kVA :Pole Substation | 0.05 | --> | 0.05 | 0 | 0 | Constrained, otherwise capacity available =50 kVA | --> | 0.048 | 0 | 0 | 0.048 | 0 |  | --> | C15 ex MOUNTMELLICK | Mountmellick [T41,T42] | PORTLAOISE |  | 53.0991 | -7.3621
MV/LV Substation DU***4372 |  | 20 kV | _ | LV | 400 kVA :Kiosk Substation | 0.4 | --> | 0.4 | 0 | 0 | Constrained, otherwise capacity available =400 kVA | --> | 0.38 | 0 | 0 | 0 | 0 | Constrained, otherwise capacity available =380 kW | --> | E11 ex PORTLAOISE |  |  |  | 53.0436 | -7.2607
MV/LV Substation MO***4374 |  | 20 kV | _ | LV | 50 kVA :Pole Substation | 0.05 | --> | 0.05 | 0 | 0 | Constrained, otherwise capacity available =50 kVA | --> | 0.048 | 0 | 0 | 0 | 0 | Constrained, otherwise capacity available =48 kW | --> | E11 ex PORTLAOISE |  |  |  | 53.0843 | -7.1907
MV/LV Substation RA***4378 |  | 10 kV | _ | LV | 50 kVA :Pole Substation | 0.05 | --> | 0.05 | 0 | 0 | Constrained, otherwise capacity available =42 kVA | --> | 0.048 | 0 | 0.004 | 0.046 | 0 |  | --> | C20 ex MOUNTMELLICK | Mountmellick [T41,T42] | PORTLAOISE |  | 53.0637 | -7.2846
MV/LV Substation CO***4382 |  | 20 kV | _ | LV | 200 kVA :Pole Substation | 0.2 | --> | 0.2 | 0.121 | 0.12 | Constrained, otherwise capacity available =200 kVA | --> | 0.19 | 0 | 0 | 0.19 | 0 |  | --> | E64 ex ATHY | Athy [T101,T102] | ATHY |  | 53.0933 | -7.0844
MV/LV Substation AS***438Y |  | 10 kV | _ | LV | 400 kVA :Kiosk Substation | 0.4 | --> | 0.4 | 0 | 0 | Constrained, otherwise capacity available =289 kVA | --> | 0.38 | 0 | 0.019 | 0.381 | 0 |  | --> | C15 ex MOUNTMELLICK | Mountmellick [T41,T42] | PORTLAOISE |  | 53.1178 | -7.3225
MV/LV Substation BO***4392 |  | 10 kV | _ | LV | 50 kVA :Pole Substation | 0.05 | --> | 0.05 | 0 | 0 | Constrained, otherwise capacity available =49 kVA | --> | 0.048 | 0 | 0 | 0.048 | 0 |  | --> | C18 ex PORTARLINGTON | Portarlington [T41,T42] | PORTLAOISE |  | 53.178 | -7.2598
MV/LV Substation DU***439Y |  | 20 kV | _ | LV | 200 kVA :Kiosk Substation | 0.2 | --> | 0.2 | 0 | 0 | Constrained, otherwise capacity available =134 kVA | --> | 0.19 | 0 | 0.006 | 0.194 | 0 |  | --> | C11 ex KILDARE | Kildare [T41,T42] | NEWBRIDGE |  | 53.1394 | -7.059
MV/LV Substation MO***4408 |  | 10 kV | _ | LV | 100 kVA :Pole Substation | 0.1 | --> | 0.1 | 0 | 0 | Constrained, otherwise capacity available =100 kVA | --> | 0.095 | 0 | 0 | 0.095 | 0 |  | --> | C11 ex PORTARLINGTON | Portarlington [T41,T42] | PORTLAOISE |  | 53.2091 | -7.2447
MV/LV Substation BE***4411 |  | 10 kV | _ | LV | 50 kVA :Pole Substation | 0.05 | --> | 0.05 | 0 | 0 | Constrained, otherwise capacity available =40 kVA | --> | 0.048 | 0 | 0 | 0.049 | 0 |  | --> | C18 ex PORTARLINGTON | Portarlington [T41,T42] | PORTLAOISE |  | 53.1609 | -7.2711
MV/LV Substation OL***4413 |  | 20 kV | _ | LV | 100 kVA :Pole Substation | 0.1 | --> | 0.1 | 0 | 0 | Constrained, otherwise capacity available =100 kVA | --> | 0.095 | 0 | 0 | 0 | 0 | Constrained, otherwise capacity available =95 kW | --> | E11 ex PORTLAOISE |  |  |  | 53.1198 | -7.1528
MV/LV Substation DE***4417 |  | 20 kV | _ | LV | 50 kVA :Pole Substation | 0.05 | --> | 0.05 | 0.05 | 0.12 |  | --> | 0.048 | 0 | 0 | 0.048 | 0 |  | --> | E64 ex ATHY | Athy [T101,T102] | ATHY |  | 53.0411 | -7.084
MV/LV Substation FR***4419 |  | 10 kV | _ | LV | 400 kVA :Kiosk Substation | 0.4 | --> | 0.4 | 0 | 0 | Constrained, otherwise capacity available =398 kVA | --> | 0.38 | 0 | 0 | 0.38 | 0 |  | --> | C15 ex MOUNTMELLICK | Mountmellick [T41,T42] | PORTLAOISE |  | 53.1191 | -7.3339
MV/LV Substation CA***441Y |  | 20 kV | _ | LV | 100 kVA :Pole Substation | 0.1 | --> | 0.1 | 0 | 0 | Constrained, otherwise capacity available =64 kVA | --> | 0.095 | 0 | 0.005 | 0 | 0 | Constrained, otherwise capacity available =96 kW | --> | E11 ex PORTLAOISE |  |  |  | 53.0967 | -7.1758
MV/LV Substation HE***4420 |  | 20 kV | _ | LV | 400 kVA :Kiosk Substation | 0.4 | --> | 0.4 | 0 | 0 | Constrained, otherwise capacity available =398 kVA | --> | 0.38 | 0 | 0 | 0.38 | 0 |  | --> | C23 ex PORTARLINGTON | Portarlington [T43] | BLAKE |  | 53.1383 | -7.1479
MV/LV Substation HE***4421 |  | 20 kV | _ | LV | 1000 kVA :Building Structure | 1 | --> | 1 | 0 | 0 | Constrained, otherwise capacity available =1000 kVA | --> | 0.95 | 0 | 0 | 0.5 | 0 |  | --> | C23 ex PORTARLINGTON | Portarlington [T43] | BLAKE |  | 53.1394 | -7.1492
MV/LV Substation BR***442Y |  | 10 kV | _ | LV | 200 kVA :Kiosk Substation | 0.2 | --> | 0.2 | 0 | 0 | Constrained, otherwise capacity available =142 kVA | --> | 0.19 | 0 | 0.025 | 0.179 | 0 |  | --> | C15 ex MOUNTMELLICK | Mountmellick [T41,T42] | PORTLAOISE |  | 53.1111 | -7.3195
MV/LV Substation DE***4431 |  | 10 kV | _ | LV | 50 kVA :Pole Substation | 0.05 | --> | 0.05 | 0 | 0 | Constrained, otherwise capacity available =45 kVA | --> | 0.048 | 0 | 0 | 0.048 | 0 |  | --> | C20 ex MOUNTMELLICK | Mountmellick [T41,T42] | PORTLAOISE |  | 53.0915 | -7.2935
MV/LV Substation KI***4433 |  | 20 kV | _ | LV | 50 kVA :Pole Substation | 0.05 | --> | 0.05 | 0 | 0 | Constrained, otherwise capacity available =50 kVA | --> | 0.048 | 0 | 0 | 0.048 | 0 |  | --> | C23 ex PORTARLINGTON | Portarlington [T43] | BLAKE |  | 53.1271 | -7.0907
MV/LV Substation FE***4438 |  | 20 kV | _ | LV | 400 kVA :Kiosk Substation | 0.4 | --> | 0.4 | 0 | 0 | Constrained, otherwise capacity available =400 kVA | --> | 0.38 | 0 | 0 | 0.38 | 0 |  | --> | C11 ex KILDARE | Kildare [T41,T42] | NEWBRIDGE |  | 53.1473 | -7.063
MV/LV Substation GA***4439 |  | 20 kV | _ | LV | 50 kVA :Pole Substation | 0.05 | --> | 0.05 | 0 | 0 | Constrained, otherwise capacity available =50 kVA | --> | 0.048 | 0 | 0 | 0.048 | 0 |  | --> | C11 ex MOUNTMELLICK | Mountmellick [T41,T42] | PORTLAOISE |  | 53.1413 | -7.6257
MV/LV Substation DO***444 |  | 20 kV | _ | LV | 200 kVA :Pole Substation | 0.2 | --> | 0.2 | 0 | 0 | Constrained, otherwise capacity available =186 kVA | --> | 0.19 | 0 | 0 | 0 | 0 | Constrained, otherwise capacity available =192 kW | --> | E11 ex PORTLAOISE |  |  |  | 53.1087 | -7.1398
MV/LV Substation DA***4441 |  | 10 kV | _ | LV | 400 kVA :Kiosk Substation | 0.4 | --> | 0.4 | 0 | 0 | Constrained, otherwise capacity available =399 kVA | --> | 0.38 | 0 | 0 | 0.38 | 0 |  | --> | C14 ex PORTLAOISE | Portlaoise [T41,T42] | PORTLAOISE |  | 53.0456 | -7.2801
MV/LV Substation RA***4449 |  | 10 kV | _ | LV | 630 kVA :Kiosk Substation | 0.63 | --> | 0.63 | 0 | 0 | Constrained, otherwise capacity available =625 kVA | --> | 0.598 | 0 | 0 | 0.5 | 0 |  | --> | C14 ex PORTLAOISE | Portlaoise [T41,T42] | PORTLAOISE |  | 53.0406 | -7.2747
MV/LV Substation GA***444X |  | 10 kV | _ | LV | 100 kVA :Pole Substation | 0.1 | --> | 0.1 | 0 | 0 | Constrained, otherwise capacity available =64 kVA | --> | 0.095 | 0 | 0 | 0.1 | 0 |  | --> | C18 ex PORTARLINGTON | Portarlington [T41,T42] | PORTLAOISE |  | 53.1449 | -7.2729
MV/LV Substation RA***4450 |  | 10 kV | _ | LV | 630 kVA :Kiosk Substation | 0.63 | --> | 0.63 | 0 | 0 | Constrained, otherwise capacity available =630 kVA | --> | 0.598 | 0 | 0 | 0.5 | 0 |  | --> | C14 ex PORTLAOISE | Portlaoise [T41,T42] | PORTLAOISE |  | 53.0426 | -7.2746
MV/LV Substation MA***4452 |  | 10 kV | _ | LV | 100 kVA :Pole Substation | 0.1 | --> | 0.1 | 0 | 0 | Constrained, otherwise capacity available =100 kVA | --> | 0.095 | 0 | 0 | 0.095 | 0 |  | --> | C15 ex MOUNTMELLICK | Mountmellick [T41,T42] | PORTLAOISE |  | 53.1189 | -7.3474
MV/LV Substation CL***4455 |  | 20 kV | _ | LV | 50 kVA :Pole Substation | 0.05 | --> | 0.05 | 0.05 | 3.96 |  | --> | 0.048 | 0 | 0 | 0 | 0 | Constrained, otherwise capacity available =48 kW | --> | E19 ex STRANORLAR | Stranorlar [T421,T422] | LETTERKENNY |  | 54.8364 | -7.9275
MV/LV Substation FL***446X |  | 10 kV | _ | LV | 100 kVA :Pole Substation | 0.1 | --> | 0.1 | 0 | 0 | Constrained, otherwise capacity available =97 kVA | --> | 0.095 | 0 | 0 | 0.095 | 0 |  | --> | C18 ex PORTARLINGTON | Portarlington [T41,T42] | PORTLAOISE |  | 53.1543 | -7.2155
MV/LV Substation BR***447 |  | 10 kV | _ | LV | 50 kVA :Building Structure | 0.05 | --> | 0.05 | 0 | 0 | Constrained, otherwise capacity available =42 kVA | --> | 0.048 | 0 | 0.01 | 0.041 | 0 |  | --> | C23 ex PORTARLINGTON | Portarlington [T43] | BLAKE |  | 53.1515 | -7.1633
MV/LV Substation LO***452X |  | 20 kV | _ | LV | 50 kVA :Pole Substation | 0.05 | --> | 0.05 | 0 | 0 | Constrained, otherwise capacity available =31 kVA | --> | 0.048 | 0 | 0 | 0 | 0 | Constrained, otherwise capacity available =50 kW | --> | E11 ex PORTLAOISE |  |  |  | 53.1256 | -7.1934
MV/LV Substation CO***455X |  | 20 kV | _ | LV | 100 kVA :Pole Substation | 0.1 | --> | 0.1 | 0 | 0 | Constrained, otherwise capacity available =43 kVA | --> | 0.095 | 0 | 0 | 0.102 | 0 |  | --> | C11 ex MOUNTMELLICK | Mountmellick [T41,T42] | PORTLAOISE |  | 53.1542 | -7.5032
MV/LV Substation PO***456X |  | 10 kV | _ | LV | 200 kVA :Pole Substation | 0.2 | --> | 0.2 | 0 | 0 | Constrained, otherwise capacity available =95 kVA | --> | 0.19 | 0 | 0 | 0.204 | 0 |  | --> | C18 ex PORTARLINGTON | Portarlington [T41,T42] | PORTLAOISE |  | 53.1386 | -7.2704
MV/LV Substation MI***468Y |  | 10 kV | _ | LV | 200 kVA :Kiosk Substation | 0.2 | --> | 0.2 | 0 | 0 | Constrained, otherwise capacity available =170 kVA | --> | 0.19 | 0 | 0 | 0.194 | 0 |  | --> | C16 ex PORTARLINGTON | Portarlington [T41,T42] | PORTLAOISE |  | 53.148 | -7.185
MV/LV Substation KI***476Y |  | 10 kV | _ | LV | 200 kVA :Kiosk Substation | 0.2 | --> | 0.2 | 0 | 0 | Constrained, otherwise capacity available =106 kVA | --> | 0.19 | 0 | 0.005 | 0.199 | 0 |  | --> | C15 ex PORTARLINGTON | Portarlington [T41,T42] | PORTLAOISE |  | 53.1577 | -7.179
MV/LV Substation RO***477X |  | 20 kV | _ | LV | 50 kVA :Pole Substation | 0.05 | --> | 0.05 | 0 | 0 | Constrained, otherwise capacity available =37 kVA | --> | 0.048 | 0 | 0.006 | 0.045 | 0 |  | --> | C11 ex MOUNTMELLICK | Mountmellick [T41,T42] | PORTLAOISE |  | 53.1364 | -7.4138
MV/LV Substation BA***477Y |  | 20 kV | _ | LV | 50 kVA :Pole Substation | 0.05 | --> | 0.05 | 0 | 0 | Constrained, otherwise capacity available =38 kVA | --> | 0.048 | 0 | 0 | 0.049 | 0 |  | --> | C11 ex KILDARE | Kildare [T41,T42] | NEWBRIDGE |  | 53.1288 | -7.0471
MV/LV Substation FI***479 |  | 20 kV | _ | LV | 200 kVA :Pole Substation | 0.2 | --> | 0.2 | 0.121 | 0.12 | Constrained, otherwise capacity available =130 kVA | --> | 0.19 | 0 | 0 | 0.199 | 0 |  | --> | E64 ex ATHY | Athy [T101,T102] | ATHY |  | 53.0964 | -7.0858
MV/LV Substation CO***480 |  | 20 kV | _ | LV | 100 kVA :Pole Substation | 0.1 | --> | 0.1 | 0.086 | 0.12 |  | --> | 0.095 | 0 | 0.016 | 0.085 | 0 |  | --> | E64 ex ATHY | Athy [T101,T102] | ATHY |  | 53.0935 | -7.0907
MV/LV Substation RA***481 |  | 20 kV | _ | LV | 100 kVA :Pole Substation | 0.1 | --> | 0.1 | 0.088 | 0.12 |  | --> | 0.095 | 0 | 0 | 0.097 | 0 |  | --> | E64 ex ATHY | Athy [T101,T102] | ATHY |  | 53.0956 | -7.0991
MV/LV Substation BE***486Y |  | 20 kV | _ | LV | 400 kVA :Kiosk Substation | 0.4 | --> | 0.4 | 0 | 0 | Constrained, otherwise capacity available =301 kVA | --> | 0.38 | 0 | 0 | 0.393 | 0 |  | --> | C21 ex PORTARLINGTON | Portarlington [T43] | BLAKE |  | 53.1446 | -7.0669
MV/LV Substation BE***487Y |  | 20 kV | _ | LV | 630 kVA :Kiosk Substation | 0.63 | --> | 0.63 | 0 | 0 | Constrained, otherwise capacity available =629 kVA | --> | 0.598 | 0 | 0 | 0.5 | 0 |  | --> | C21 ex PORTARLINGTON | Portarlington [T43] | BLAKE |  | 53.1437 | -7.0679
MV/LV Substation CL***490X |  | 20 kV | _ | LV | 200 kVA :Kiosk Substation | 0.2 | --> | 0.2 | 0 | 0 | Constrained, otherwise capacity available =161 kVA | --> | 0.19 | 0 | 0.02 | 0.18 | 0 |  | --> | C11 ex MOUNTMELLICK | Mountmellick [T41,T42] | PORTLAOISE |  | 53.1464 | -7.5173
MV/LV Substation TH***490Y |  | 10 kV | _ | LV | 200 kVA :Kiosk Substation | 0.2 | --> | 0.2 | 0 | 0 | Constrained, otherwise capacity available =140 kVA | --> | 0.19 | 0 | 0.008 | 0.192 | 0 |  | --> | C14 ex PORTLAOISE | Portlaoise [T41,T42] | PORTLAOISE |  | 53.0508 | -7.2773
MV/LV Substation TH***491Y |  | 10 kV | _ | LV | 200 kVA :Kiosk Substation | 0.2 | --> | 0.2 | 0 | 0 | Constrained, otherwise capacity available =144 kVA | --> | 0.19 | 0 | 0.012 | 0.189 | 0 |  | --> | C14 ex PORTLAOISE | Portlaoise [T41,T42] | PORTLAOISE |  | 53.053 | -7.2779
MV/LV Substation CL***492Y |  | 20 kV | _ | LV | 200 kVA :Pole Substation | 0.2 | --> | 0.2 | 0 | 0 | Constrained, otherwise capacity available =188 kVA | --> | 0.19 | 0 | 0.005 | 0.188 | 0 |  | --> | C11 ex MOUNTMELLICK | Mountmellick [T41,T42] | PORTLAOISE |  | 53.1455 | -7.5158
MV/LV Substation RA***504Y |  | 20 kV | _ | LV | 50 kVA :Pole Substation | 0.05 | --> | 0.05 | 0 | 0 | Constrained, otherwise capacity available =42 kVA | --> | 0.048 | 0 | 0.01 | 0 | 0 | Constrained, otherwise capacity available =41 kW | --> | E11 ex PORTLAOISE |  |  |  | 53.1256 | -7.1553
MV/LV Substation JE***505Y |  | 20 kV | _ | LV | 200 kVA :Pole Substation | 0.2 | --> | 0.2 | 0 | 0 | Constrained, otherwise capacity available =200 kVA | --> | 0.19 | 0 | 0 | 0.19 | 0 |  | --> | C21 ex PORTARLINGTON | Portarlington [T43] | BLAKE |  | 53.1385 | -7.0648
MV/LV Substation FO***507X |  | 10 kV | _ | LV | 50 kVA :Pole Substation | 0.05 | --> | 0.05 | 0 | 0 | Constrained, otherwise capacity available =32 kVA | --> | 0.048 | 0 | 0 | 0.05 | 0 |  | --> | C16 ex MOUNTMELLICK | Mountmellick [T41,T42] | PORTLAOISE |  | 53.1345 | -7.3307
MV/LV Substation EA***510Y |  | 10 kV | _ | LV | 400 kVA :Kiosk Substation | 0.4 | --> | 0.4 | 0 | 0 | Constrained, otherwise capacity available =312 kVA | --> | 0.38 | 0 | 0.006 | 0.387 | 0 |  | --> | C15 ex PORTARLINGTON | Portarlington [T41,T42] | PORTLAOISE |  | 53.1563 | -7.1844
MV/LV Substation DR***519Y |  | 10 kV | _ | LV | 200 kVA :Kiosk Substation | 0.2 | --> | 0.2 | 0 | 0 | Constrained, otherwise capacity available =172 kVA | --> | 0.19 | 0 | 0.008 | 0.188 | 0 |  | --> | C15 ex PORTARLINGTON | Portarlington [T41,T42] | PORTLAOISE |  | 53.1643 | -7.1866
MV/LV Substation KI***522X |  | 20 kV | _ | LV | 100 kVA :Pole Substation | 0.1 | --> | 0.1 | 0 | 0 | Constrained, otherwise capacity available =96 kVA | --> | 0.095 | 0 | 0 | 0.096 | 0 |  | --> | C23 ex PORTARLINGTON | Portarlington [T43] | BLAKE |  | 53.1284 | -7.0894
MV/LV Substation SI***525Y |  | 10 kV | _ | LV | 400 kVA :Kiosk Substation | 0.4 | --> | 0.4 | 0 | 0 | Constrained, otherwise capacity available =275 kVA | --> | 0.38 | 0 | 0.005 | 0.393 | 0 |  | --> | C16 ex MOUNTMELLICK | Mountmellick [T41,T42] | PORTLAOISE |  | 53.12 | -7.318
MV/LV Substation CU***528X |  | 10 kV | _ | LV | 50 kVA :Pole Substation | 0.05 | --> | 0.05 | 0 | 0 | Constrained, otherwise capacity available =46 kVA | --> | 0.048 | 0 | 0.005 | 0.044 | 0 |  | --> | C11 ex PORTARLINGTON | Portarlington [T41,T42] | PORTLAOISE |  | 53.1857 | -7.1744
MV/LV Substation LA***528Y |  | 10 kV | _ | LV | 400 kVA :Kiosk Substation | 0.4 | --> | 0.4 | 0 | 0 | Constrained, otherwise capacity available =174 kVA | --> | 0.38 | 0 | 0.049 | 0.373 | 0 |  | --> | C14 ex PORTLAOISE | Portlaoise [T41,T42] | PORTLAOISE |  | 53.0468 | -7.2691
MV/LV Substation MO***531Y |  | 10 kV | _ | LV | 200 kVA :Pole Substation | 0.2 | --> | 0.2 | 0 | 0 | Constrained, otherwise capacity available =115 kVA | --> | 0.19 | 0 | 0.048 | 0.166 | 0 |  | --> | C15 ex MOUNTMELLICK | Mountmellick [T41,T42] | PORTLAOISE |  | 53.1191 | -7.3348
MV/LV Substation KI***533Y |  | 10 kV | _ | LV | 400 kVA :Kiosk Substation | 0.4 | --> | 0.4 | 0 | 0 | Constrained, otherwise capacity available =338 kVA | --> | 0.38 | 0 | 0.02 | 0.374 | 0 |  | --> | C18 ex PORTARLINGTON | Portarlington [T41,T42] | PORTLAOISE |  | 53.1614 | -7.2101
MV/LV Substation MO***539Y |  | 20 kV | _ | LV | 50 kVA :Pole Substation | 0.05 | --> | 0.05 | 0 | 0 | Constrained, otherwise capacity available =46 kVA | --> | 0.048 | 0 | 0 | 0.048 | 0 |  | --> | C11 ex KILDARE | Kildare [T41,T42] | NEWBRIDGE |  | 53.1456 | -7.0636
MV/LV Substation ST***544Y |  | 10 kV | _ | LV | 200 kVA :Kiosk Substation | 0.2 | --> | 0.2 | 0 | 0 | Constrained, otherwise capacity available =120 kVA | --> | 0.19 | 0 | 0.003 | 0.198 | 0 |  | --> | C23 ex PORTARLINGTON | Portarlington [T43] | BLAKE |  | 53.1522 | -7.1805
MV/LV Substation CO***569X |  | 10 kV | _ | LV | 50 kVA :Pole Substation | 0.05 | --> | 0.05 | 0 | 0 | Constrained, otherwise capacity available =10 kVA | --> | 0.048 | 0 | 0 | 0.053 | 0 |  | --> | C11 ex PORTARLINGTON | Portarlington [T41,T42] | PORTLAOISE |  | 53.2374 | -7.2162
MV/LV Substation KI***570Y |  | 10 kV | _ | LV | 400 kVA :Kiosk Substation | 0.4 | --> | 0.4 | 0 | 0 | Constrained, otherwise capacity available =336 kVA | --> | 0.38 | 0 | 0.014 | 0.378 | 0 |  | --> | C15 ex PORTARLINGTON | Portarlington [T41,T42] | PORTLAOISE |  | 53.1586 | -7.1825
MV/LV Substation KI***571X |  | 10 kV | _ | LV | 200 kVA :Pole Substation | 0.2 | --> | 0.2 | 0 | 0 | Constrained, otherwise capacity available =82 kVA | --> | 0.19 | 0 | 0.006 | 0.201 | 0 |  | --> | C15 ex MOUNTMELLICK | Mountmellick [T41,T42] | PORTLAOISE |  | 53.1187 | -7.3213
MV/LV Substation BR***572Y |  | 10 kV | _ | LV | 50 kVA :Pole Substation | 0.05 | --> | 0.05 | 0 | 0 | Constrained, otherwise capacity available =44 kVA | --> | 0.048 | 0 | 0 | 0.048 | 0 |  | --> | C11 ex PORTARLINGTON | Portarlington [T41,T42] | PORTLAOISE |  | 53.2064 | -7.1066
MV/LV Substation WA***577X |  | 20 kV | _ | LV | 200 kVA :Pole Substation | 0.2 | --> | 0.2 | 0 | 0 | Constrained, otherwise capacity available =147 kVA | --> | 0.19 | 0 | 0 | 0.197 | 0 |  | --> | C23 ex PORTARLINGTON | Portarlington [T43] | BLAKE |  | 53.1534 | -7.1597
MV/LV Substation BA***577Y |  | 10 kV | _ | LV | 400 kVA :Kiosk Substation | 0.4 | --> | 0.4 | 0 | 0 | Constrained, otherwise capacity available =342 kVA | --> | 0.38 | 0 | 0.009 | 0.381 | 0 |  | --> | C16 ex MOUNTMELLICK | Mountmellick [T41,T42] | PORTLAOISE |  | 53.1194 | -7.3127
MV/LV Substation BU***582Y |  | 20 kV | _ | LV | 100 kVA :Pole Substation | 0.1 | --> | 0.1 | 0 | 0 | Constrained, otherwise capacity available =93 kVA | --> | 0.095 | 0 | 0 | 0.096 | 0 |  | --> | C11 ex KILDARE | Kildare [T41,T42] | NEWBRIDGE |  | 53.1428 | -7.0383
MV/LV Substation BO***584Y |  | 10 kV | _ | LV | 400 kVA :Building Structure | 0.4 | --> | 0.4 | 0 | 0 | Constrained, otherwise capacity available =226 kVA | --> | 0.38 | 0 | 0 | 0.398 | 0 |  | --> | C15 ex PORTARLINGTON | Portarlington [T41,T42] | PORTLAOISE |  | 53.1642 | -7.1963
MV/LV Substation EA***585X |  | 10 kV | _ | LV | 50 kVA :Pole Substation | 0.05 | --> | 0.05 | 0 | 0 | Constrained, otherwise capacity available =38 kVA | --> | 0.048 | 0 | 0.006 | 0.045 | 0 |  | --> | C15 ex PORTARLINGTON | Portarlington [T41,T42] | PORTLAOISE |  | 53.1562 | -7.1862
MV/LV Substation CL***585Y |  | 10 kV | _ | LV | 50 kVA :Pole Substation | 0.05 | --> | 0.05 | 0 | 0 | Constrained, otherwise capacity available =35 kVA | --> | 0.048 | 0 | 0.005 | 0.046 | 0 |  | --> | C11 ex PORTARLINGTON | Portarlington [T41,T42] | PORTLAOISE |  | 53.2073 | -7.128
MV/LV Substation TH***586Y |  | 10 kV | _ | LV | 400 kVA :Kiosk Substation | 0.4 | --> | 0.4 | 0 | 0 | Constrained, otherwise capacity available =348 kVA | --> | 0.38 | 0 | 0 | 0.387 | 0 |  | --> | C15 ex PORTARLINGTON | Portarlington [T41,T42] | PORTLAOISE |  | 53.1629 | -7.1905
MV/LV Substation DE***590X |  | 10 kV | _ | LV | 50 kVA :Pole Substation | 0.05 | --> | 0.05 | 0 | 0 | Constrained, otherwise capacity available =47 kVA | --> | 0.048 | 0 | 0 | 0.048 | 0 |  | --> | C16 ex PORTARLINGTON | Portarlington [T41,T42] | PORTLAOISE |  | 53.1479 | -7.1977
MV/LV Substation ST***593Y |  | 10 kV | _ | LV | 50 kVA :Pole Substation | 0.05 | --> | 0.05 | 0 | 0 | Constrained, otherwise capacity available =47 kVA | --> | 0.048 | 0 | 0 | 0.048 | 0 |  | --> | C20 ex MOUNTMELLICK | Mountmellick [T41,T42] | PORTLAOISE |  | 53.0743 | -7.2641
MV/LV Substation KI***594Y |  | 20 kV | _ | LV | 630 kVA :Kiosk Substation | 0.63 | --> | 0.63 | 0 | 0 | Constrained, otherwise capacity available =459 kVA | --> | 0.598 | 0 | 0 | 0 | 0 | Constrained, otherwise capacity available =621 kW | --> | E11 ex PORTLAOISE |  |  |  | 53.0448 | -7.2658
MV/LV Substation SW***597X |  | 10 kV | _ | LV | 400 kVA :Kiosk Substation | 0.4 | --> | 0.4 | 0 | 0 | Constrained, otherwise capacity available =328 kVA | --> | 0.38 | 0 | 0.06 | 0.345 | 0 |  | --> | C15 ex PORTARLINGTON | Portarlington [T41,T42] | PORTLAOISE |  | 53.1593 | -7.1853
MV/LV Substation ST***604Y |  | 10 kV | _ | LV | 200 kVA :Pole Substation | 0.2 | --> | 0.2 | 0 | 0 | Constrained, otherwise capacity available =154 kVA | --> | 0.19 | 0 | 0 | 0.196 | 0 |  | --> | C20 ex MOUNTMELLICK | Mountmellick [T41,T42] | PORTLAOISE |  | 53.0734 | -7.277
MV/LV Substation RA***608Y |  | 10 kV | _ | LV | 400 kVA :Kiosk Substation | 0.4 | --> | 0.4 | 0 | 0 | Constrained, otherwise capacity available =293 kVA | --> | 0.38 | 0 | 0.008 | 0.388 | 0 |  | --> | C16 ex PORTARLINGTON | Portarlington [T41,T42] | PORTLAOISE |  | 53.147 | -7.177
MV/LV Substation RO***610 |  | 20 kV | _ | LV | 50 kVA :Pole Substation | 0.05 | --> | 0.05 | 0 | 0 | Constrained, otherwise capacity available =23 kVA | --> | 0.048 | 0 | 0 | 0.051 | 0 |  | --> | C11 ex MOUNTMELLICK | Mountmellick [T41,T42] | PORTLAOISE |  | 53.1359 | -7.4056
MV/LV Substation TH***612Y |  | 20 kV | _ | LV | 630 kVA :Kiosk Substation | 0.63 | --> | 0.63 | 0 | 0 | Constrained, otherwise capacity available =184 kVA | --> | 0.598 | 0 | 0.121 | 0.5 | 0 |  | --> | C23 ex PORTARLINGTON | Portarlington [T43] | BLAKE |  | 53.1325 | -7.1484
MV/LV Substation RE***616 |  | 20 kV | _ | LV | 200 kVA :Pole Substation | 0.2 | --> | 0.2 | 0 | 0 | Constrained, otherwise capacity available =98 kVA | --> | 0.19 | 0 | 0 | 0.204 | 0 |  | --> | C11 ex MOUNTMELLICK | Mountmellick [T41,T42] | PORTLAOISE |  | 53.1612 | -7.4737
MV/LV Substation BR***616X |  | 20 kV | _ | LV | 100 kVA :Pole Substation | 0.1 | --> | 0.1 | 0 | 0 | Constrained, otherwise capacity available =80 kVA | --> | 0.095 | 0 | 0 | 0.098 | 0 |  | --> | C11 ex MOUNTMELLICK | Mountmellick [T41,T42] | PORTLAOISE |  | 53.1734 | -7.5118
MV/LV Substation LO***629Y |  | 10 kV | _ | LV | 400 kVA :Kiosk Substation | 0.4 | --> | 0.4 | 0 | 0 | Constrained, otherwise capacity available =285 kVA | --> | 0.38 | 0 | 0.037 | 0.368 | 0 |  | --> | C23 ex PORTARLINGTON | Portarlington [T43] | BLAKE |  | 53.1512 | -7.1704
MV/LV Substation CL***632 |  | 20 kV | _ | LV | 200 kVA :Pole Substation | 0.2 | --> | 0.2 | 0 | 0 | Constrained, otherwise capacity available =51 kVA | --> | 0.19 | 0 | 0.014 | 0.199 | 0 |  | --> | C11 ex MOUNTMELLICK | Mountmellick [T41,T42] | PORTLAOISE |  | 53.1492 | -7.5248
MV/LV Substation GR***634Y |  | 10 kV | _ | LV | 200 kVA :Kiosk Substation | 0.2 | --> | 0.2 | 0 | 0 | Constrained, otherwise capacity available =159 kVA | --> | 0.19 | 0 | 0.024 | 0.178 | 0 |  | --> | C15 ex MOUNTMELLICK | Mountmellick [T41,T42] | PORTLAOISE |  | 53.1134 | -7.3244
MV/LV Substation TI***639 |  | 20 kV | _ | LV | 50 kVA :Pole Substation | 0.05 | --> | 0.05 | 0 | 0 | Constrained, otherwise capacity available =44 kVA | --> | 0.048 | 0 | 0.005 | 0.045 | 0 |  | --> | C23 ex PORTARLINGTON | Portarlington [T43] | BLAKE |  | 53.1416 | -7.1594
MV/LV Substation AR***639Y |  | 20 kV | _ | LV | 400 kVA :Kiosk Substation | 0.4 | --> | 0.4 | 0 | 0 | Constrained, otherwise capacity available =275 kVA | --> | 0.38 | 0 | 0.01 | 0.389 | 0 |  | --> | C11 ex KILDARE | Kildare [T41,T42] | NEWBRIDGE |  | 53.1353 | -7.0467
MV/LV Substation BA***645Y |  | 10 kV | _ | LV | 630 kVA :Building Structure | 0.63 | --> | 0.63 | 0 | 0 | Constrained, otherwise capacity available =573 kVA | --> | 0.598 | 0 | 0 | 0.5 | 0 |  | --> | C16 ex MOUNTMELLICK | Mountmellick [T41,T42] | PORTLAOISE |  | 53.125 | -7.3296
MV/LV Substation CL***648X |  | 20 kV | _ | LV | 50 kVA :Pole Substation | 0.05 | --> | 0.05 | 0 | 0 | Constrained, otherwise capacity available =40 kVA | --> | 0.048 | 0 | 0 | 0.049 | 0 |  | --> | C11 ex MOUNTMELLICK | Mountmellick [T41,T42] | PORTLAOISE |  | 53.142 | -7.49
MV/LV Substation TI***649X |  | 20 kV | _ | LV | 50 kVA :Pole Substation | 0.05 | --> | 0.05 | 0 | 0 | Constrained, otherwise capacity available =50 kVA | --> | 0.048 | 0 | 0 | 0.048 | 0 |  | --> | C11 ex MOUNTMELLICK | Mountmellick [T41,T42] | PORTLAOISE |  | 53.1404 | -7.4731
MV/LV Substation CL***650X |  | 20 kV | _ | LV | 50 kVA :Pole Substation | 0.05 | --> | 0.05 | 0 | 0 | Constrained, otherwise capacity available =50 kVA | --> | 0.048 | 0 | 0 | 0.048 | 0 |  | --> | C11 ex MOUNTMELLICK | Mountmellick [T41,T42] | PORTLAOISE |  | 53.1457 | -7.5013
MV/LV Substation BO***656X |  | 10 kV | _ | LV | 50 kVA :Pole Substation | 0.05 | --> | 0.05 | 0 | 0 | Constrained, otherwise capacity available =44 kVA | --> | 0.048 | 0 | 0.005 | 0.045 | 0 |  | --> | C11 ex PORTARLINGTON | Portarlington [T41,T42] | PORTLAOISE |  | 53.1653 | -7.1935
MV/LV Substation CO***657Y |  | 20 kV | _ | LV | 100 kVA :Pole Substation | 0.1 | --> | 0.1 | 0.087 | 0.12 |  | --> | 0.095 | 0 | 0.005 | 0.093 | 0 |  | --> | E64 ex ATHY | Athy [T101,T102] | ATHY |  | 53.0521 | -7.0905
MV/LV Substation AF***658 |  | 20 kV | _ | LV | 50 kVA :Pole Substation | 0.05 | --> | 0.05 | 0 | 0 | Constrained, otherwise capacity available =34 kVA | --> | 0.048 | 0 | 0 | 0.05 | 0 |  | --> | C11 ex MOUNTMELLICK | Mountmellick [T41,T42] | PORTLAOISE |  | 53.1549 | -7.4733
MV/LV Substation GA***661X |  | 10 kV | _ | LV | 100 kVA :Pole Substation | 0.1 | --> | 0.1 | 0 | 0 | Constrained, otherwise capacity available =91 kVA | --> | 0.095 | 0 | 0.025 | 0.078 | 0 |  | --> | C18 ex PORTARLINGTON | Portarlington [T41,T42] | PORTLAOISE |  | 53.144 | -7.2738
MV/LV Substation TW***665 |  | 20 kV | _ | LV | 50 kVA :Pole Substation | 0.05 | --> | 0.05 | 0 | 0 | Constrained, otherwise capacity available =50 kVA | --> | 0.048 | 0 | 0 | 0.048 | 0 |  | --> | C11 ex MOUNTMELLICK | Mountmellick [T41,T42] | PORTLAOISE |  | 53.1556 | -7.3696
MV/LV Substation RO***669X |  | 10 kV | _ | LV | 400 kVA :Kiosk Substation | 0.4 | --> | 0.4 | 0 | 0 | Constrained, otherwise capacity available =255 kVA | --> | 0.38 | 0 | 0 | 0.399 | 0 |  | --> | C15 ex PORTARLINGTON | Portarlington [T41,T42] | PORTLAOISE |  | 53.1606 | -7.1933
MV/LV Substation KI***670X |  | 20 kV | _ | LV | 50 kVA :Pole Substation | 0.05 | --> | 0.05 | 0 | 0 | Constrained, otherwise capacity available =46 kVA | --> | 0.048 | 0 | 0 | 0.048 | 0 |  | --> | C21 ex PORTARLINGTON | Portarlington [T43] | BLAKE |  | 53.1457 | -7.1314
MV/LV Substation CO***673Y |  | 20 kV | _ | LV | 50 kVA :Pole Substation | 0.05 | --> | 0.05 | 0 | 0.12 |  | --> | 0.048 | 0 | 0.01 | 0.047 | 0 |  | --> | E64 ex ATHY | Athy [T101,T102] | ATHY |  | 53.0923 | -7.0866
MV/LV Substation TU***674Y |  | 10 kV | _ | LV | 200 kVA :Pole Substation | 0.2 | --> | 0.2 | 0 | 0 | Constrained, otherwise capacity available =126 kVA | --> | 0.19 | 0 | 0.02 | 0.185 | 0 |  | --> | C15 ex MOUNTMELLICK | Mountmellick [T41,T42] | PORTLAOISE |  | 53.1237 | -7.3329
MV/LV Substation AS***678Y |  | 10 kV | _ | LV | 200 kVA :Kiosk Substation | 0.2 | --> | 0.2 | 0 | 0 | Constrained, otherwise capacity available =118 kVA | --> | 0.19 | 0 | 0.026 | 0.182 | 0 |  | --> | C14 ex PORTLAOISE | Portlaoise [T41,T42] | PORTLAOISE |  | 53.0474 | -7.277
MV/LV Substation AS***679Y |  | 10 kV | _ | LV | 200 kVA :Kiosk Substation | 0.2 | --> | 0.2 | 0 | 0 | Constrained, otherwise capacity available =184 kVA | --> | 0.19 | 0 | 0 | 0.192 | 0 |  | --> | C14 ex PORTLAOISE | Portlaoise [T41,T42] | PORTLAOISE |  | 53.0462 | -7.2794
MV/LV Substation TH***682X |  | 10 kV | _ | LV | 50 kVA :Pole Substation | 0.05 | --> | 0.05 | 0 | 0 | Constrained, otherwise capacity available =45 kVA | --> | 0.048 | 0 | 0 | 0.048 | 0 |  | --> | C16 ex PALLAS | Pallas [T41,T42] | PORTLAOISE |  | 53.0895 | -7.368
MV/LV Substation WA***682Y |  | 10 kV | _ | LV | 200 kVA :Pole Substation | 0.2 | --> | 0.2 | 0 | 0 | Constrained, otherwise capacity available =150 kVA | --> | 0.19 | 0 | 0.009 | 0.19 | 0 |  | --> | C11 ex PORTARLINGTON | Portarlington [T41,T42] | PORTLAOISE |  | 53.2299 | -7.224
MV/LV Substation LE***683Y |  | 20 kV | _ | LV | 50 kVA :Pole Substation | 0.05 | --> | 0.05 | 0 | 0 | Constrained, otherwise capacity available =39 kVA | --> | 0.048 | 0 | 0 | 0.049 | 0 |  | --> | C23 ex PORTARLINGTON | Portarlington [T43] | BLAKE |  | 53.1513 | -7.1586
MV/LV Substation IS***688Y |  | 10 kV | _ | LV | 100 kVA :Pole Substation | 0.1 | --> | 0.1 | 0 | 0 | Constrained, otherwise capacity available =81 kVA | --> | 0.095 | 0 | 0 | 0.098 | 0 |  | --> | C11 ex PORTARLINGTON | Portarlington [T41,T42] | PORTLAOISE |  | 53.2295 | -7.221
MV/LV Substation WH***692Y |  | 10 kV | _ | LV | 630 kVA :Kiosk Substation | 0.63 | --> | 0.63 | 0 | 0 | Constrained, otherwise capacity available =442 kVA | --> | 0.598 | 0 | 0.027 | 0.5 | 0 |  | --> | C23 ex PORTARLINGTON | Portarlington [T43] | BLAKE |  | 53.1509 | -7.1864
MV/LV Substation RO***693Y |  | 20 kV | _ | LV | 200 kVA :Pole Substation | 0.2 | --> | 0.2 | 0 | 0 | Constrained, otherwise capacity available =200 kVA | --> | 0.19 | 0 | 0 | 0.19 | 0 |  | --> | C23 ex PORTARLINGTON | Portarlington [T43] | BLAKE |  | 53.1141 | -7.0993
MV/LV Substation GL***695Y |  | 20 kV | _ | LV | 50 kVA :Pole Substation | 0.05 | --> | 0.05 | 0 | 0 | Constrained, otherwise capacity available =48 kVA | --> | 0.048 | 0 | 0 | 0 | 0 | Constrained, otherwise capacity available =48 kW | --> | E11 ex PORTLAOISE |  |  |  | 53.1134 | -7.1434
MV/LV Substation SH***696Y |  | 10 kV | _ | LV | 200 kVA :Kiosk Substation | 0.2 | --> | 0.2 | 0 | 0 | Constrained, otherwise capacity available =154 kVA | --> | 0.19 | 0 | 0.005 | 0.192 | 0 |  | --> | C18 ex PORTARLINGTON | Portarlington [T41,T42] | PORTLAOISE |  | 53.166 | -7.2185
MV/LV Substation BA***698X |  | 10 kV | _ | LV | 100 kVA :Pole Substation | 0.1 | --> | 0.1 | 0 | 0 | Constrained, otherwise capacity available =87 kVA | --> | 0.095 | 0 | 0.003 | 0.095 | 0 |  | --> | C12 ex MOUNTRATH | Mountrath [T41,T42] | PORTLAOISE |  | 53.0522 | -7.4214
MV/LV Substation RA***699Y |  | 10 kV | _ | LV | 200 kVA :Kiosk Substation | 0.2 | --> | 0.2 | 0 | 0 | Constrained, otherwise capacity available =164 kVA | --> | 0.19 | 0 | 0.014 | 0.184 | 0 |  | --> | C14 ex PORTLAOISE | Portlaoise [T41,T42] | PORTLAOISE |  | 53.0415 | -7.2763
MV/LV Substation DE***700 |  | 10 kV | _ | LV | 100 kVA :Pole Substation | 0.1 | --> | 0.1 | 0 | 0 | Constrained, otherwise capacity available =84 kVA | --> | 0.095 | 0 | 0.011 | 0.089 | 0 |  | --> | C16 ex MOUNTMELLICK | Mountmellick [T41,T42] | PORTLAOISE |  | 53.1182 | -7.3014
MV/LV Substation CO***702Y |  | 10 kV | _ | LV | 400 kVA :Kiosk Substation | 0.4 | --> | 0.4 | 0 | 0 | Constrained, otherwise capacity available =338 kVA | --> | 0.38 | 0 | 0.004 | 0.385 | 0 |  | --> | C15 ex MOUNTMELLICK | Mountmellick [T41,T42] | PORTLAOISE |  | 53.1197 | -7.3261
MV/LV Substation DE***710Y |  | 10 kV | _ | LV | 50 kVA :Pole Substation | 0.05 | --> | 0.05 | 0 | 0 | Constrained, otherwise capacity available =42 kVA | --> | 0.048 | 0 | 0 | 0.048 | 0 |  | --> | C20 ex MOUNTMELLICK | Mountmellick [T41,T42] | PORTLAOISE |  | 53.1174 | -7.2961
MV/LV Substation BA***715X |  | 10 kV | _ | LV | 100 kVA :Pole Substation | 0.1 | --> | 0.1 | 0 | 0 | Constrained, otherwise capacity available =86 kVA | --> | 0.095 | 0 | 0.011 | 0.089 | 0 |  | --> | C16 ex PALLAS | Pallas [T41,T42] | PORTLAOISE |  | 53.0565 | -7.4095
MV/LV Substation DE***715Y |  | 20 kV | _ | LV | 50 kVA :Pole Substation | 0.05 | --> | 0.05 | 0 | 0 | Constrained, otherwise capacity available =32 kVA | --> | 0.048 | 0 | 0 | 0.05 | 0 |  | --> | C11 ex MOUNTMELLICK | Mountmellick [T41,T42] | PORTLAOISE |  | 53.1443 | -7.4424
MV/LV Substation VI***716Y |  | 20 kV | _ | LV | 50 kVA :Pole Substation | 0.05 | --> | 0.05 | 0.047 | 0.12 |  | --> | 0.048 | 0 | 0.005 | 0.044 | 0 |  | --> | E64 ex ATHY | Athy [T101,T102] | ATHY |  | 53.0633 | -7.0861
MV/LV Substation CA***720X |  | 10 kV | _ | LV | 200 kVA :Pole Substation | 0.2 | --> | 0.2 | 0 | 0 | Constrained, otherwise capacity available =198 kVA | --> | 0.19 | 0 | 0 | 0.19 | 0 |  | --> | C16 ex PALLAS | Pallas [T41,T42] | PORTLAOISE |  | 53.064 | -7.4098
MV/LV Substation ME***725Y |  | 20 kV | _ | LV | 200 kVA :Kiosk Substation | 0.2 | --> | 0.2 | 0 | 0 | Constrained, otherwise capacity available =155 kVA | --> | 0.19 | 0 | 0 | 0 | 0 | Constrained, otherwise capacity available =196 kW | --> | E11 ex PORTLAOISE |  |  |  | 53.0466 | -7.2628
MV/LV Substation SU***729Y |  | 20 kV | _ | LV | 630 kVA :Kiosk Substation | 0.63 | --> | 0.63 | 0 | 0 | Constrained, otherwise capacity available =512 kVA | --> | 0.598 | 0 | 0 | 0 | 0 | Constrained, otherwise capacity available =614 kW | --> | E11 ex PORTLAOISE |  |  |  | 53.0447 | -7.2675
MV/LV Substation KI***739Y |  | 20 kV | _ | LV | 50 kVA :Pole Substation | 0.05 | --> | 0.05 | 0 | 0 | Constrained, otherwise capacity available =45 kVA | --> | 0.048 | 0 | 0 | 0.048 | 0 |  | --> | C23 ex PORTARLINGTON | Portarlington [T43] | BLAKE |  | 53.1398 | -7.1417
MV/LV Substation GL***740 |  | 10 kV | _ | LV | 100 kVA :Pole Substation | 0.1 | --> | 0.1 | 0 | 0 | Constrained, otherwise capacity available =80 kVA | --> | 0.095 | 0 | 0.006 | 0.093 | 0 |  | --> | C18 ex PORTARLINGTON | Portarlington [T41,T42] | PORTLAOISE |  | 53.1547 | -7.2212
MV/LV Substation DE***740Y |  | 20 kV | _ | LV | 100 kVA :Pole Substation | 0.1 | --> | 0.1 | 0 | 0 | Constrained, otherwise capacity available =100 kVA | --> | 0.095 | 0 | 0 | 0.095 | 0 |  | --> | C23 ex PORTARLINGTON | Portarlington [T43] | BLAKE |  | 53.1203 | -7.1101
MV/LV Substation KI***741Y |  | 20 kV | _ | LV | 200 kVA :Kiosk Substation | 0.2 | --> | 0.2 | 0 | 0 | Constrained, otherwise capacity available =188 kVA | --> | 0.19 | 0 | 0.015 | 0.18 | 0 |  | --> | C23 ex PORTARLINGTON | Portarlington [T43] | BLAKE |  | 53.1381 | -7.1609
MV/LV Substation AN***743 |  | 10 kV | _ | LV | 50 kVA :Pole Substation | 0.05 | --> | 0.05 | 0 | 0 | Constrained, otherwise capacity available =21 kVA | --> | 0.048 | 0 | 0.003 | 0.049 | 0 |  | --> | C18 ex PORTARLINGTON | Portarlington [T41,T42] | PORTLAOISE |  | 53.147 | -7.2383
MV/LV Substation BA***743Y |  | 10 kV | _ | LV | 200 kVA :Kiosk Substation | 0.2 | --> | 0.2 | 0 | 0 | Constrained, otherwise capacity available =122 kVA | --> | 0.19 | 0 | 0 | 0.2 | 0 |  | --> | C16 ex MOUNTMELLICK | Mountmellick [T41,T42] | PORTLAOISE |  | 53.1222 | -7.3195
MV/LV Substation O ***745X |  | 10 kV | _ | LV | 50 kVA :Pole Substation | 0.05 | --> | 0.05 | 0 | 0 | Constrained, otherwise capacity available =37 kVA | --> | 0.048 | 0 | 0 | 0.049 | 0 |  | --> | C15 ex MOUNTMELLICK | Mountmellick [T41,T42] | PORTLAOISE |  | 53.0951 | -7.3598
MV/LV Substation HE***746Y |  | 20 kV | _ | LV | 630 kVA :Kiosk Substation | 0.63 | --> | 0.63 | 0 | 0 | Constrained, otherwise capacity available =630 kVA | --> | 0.598 | 0 | 0 | 0.5 | 0 |  | --> | C23 ex PORTARLINGTON | Portarlington [T43] | BLAKE |  | 53.1326 | -7.1516
MV/LV Substation KI***753Y |  | 20 kV | _ | LV | 200 kVA :Kiosk Substation | 0.2 | --> | 0.2 | 0 | 0 | Constrained, otherwise capacity available =159 kVA | --> | 0.19 | 0 | 0.015 | 0.184 | 0 |  | --> | C23 ex PORTARLINGTON | Portarlington [T43] | BLAKE |  | 53.1349 | -7.1582
MV/LV Substation GR***754Y |  | 20 kV | _ | LV | 630 kVA :Kiosk Substation | 0.63 | --> | 0.63 | 0 | 0 | Constrained, otherwise capacity available =543 kVA | --> | 0.598 | 0 | 0 | 0.5 | 0 |  | --> | C21 ex PORTARLINGTON | Portarlington [T43] | BLAKE |  | 53.1378 | -7.0627
MV/LV Substation M.***764Y |  | 10 kV | _ | LV | 400 kVA :Kiosk Substation | 0.4 | --> | 0.4 | 0 | 0 | Constrained, otherwise capacity available =295 kVA | --> | 0.38 | 0 | 0 | 0.394 | 0 |  | --> | C15 ex MOUNTMELLICK | Mountmellick [T41,T42] | PORTLAOISE |  | 53.1162 | -7.3296
MV/LV Substation CA***776X |  | 20 kV | _ | LV | 50 kVA :Pole Substation | 0.05 | --> | 0.05 | 0 | 0 | Constrained, otherwise capacity available =6 kVA | --> | 0.048 | 0 | 0 | 0.053 | 0 |  | --> | C11 ex MOUNTMELLICK | Mountmellick [T41,T42] | PORTLAOISE |  | 53.1126 | -7.4294
MV/LV Substation CO***776Y |  | 10 kV | _ | LV | 200 kVA :Kiosk Substation | 0.2 | --> | 0.2 | 0 | 0 | Constrained, otherwise capacity available =146 kVA | --> | 0.19 | 0 | 0.005 | 0.194 | 0 |  | --> | C14 ex PORTLAOISE | Portlaoise [T41,T42] | PORTLAOISE |  | 53.0453 | -7.2779
MV/LV Substation CO***777Y |  | 10 kV | _ | LV | 200 kVA :Kiosk Substation | 0.2 | --> | 0.2 | 0 | 0 | Constrained, otherwise capacity available =133 kVA | --> | 0.19 | 0 | 0 | 0.199 | 0 |  | --> | C14 ex PORTLAOISE | Portlaoise [T41,T42] | PORTLAOISE |  | 53.0459 | -7.2756
MV/LV Substation DO***789Y |  | 20 kV | _ | LV | 50 kVA :Pole Substation | 0.05 | --> | 0.05 | 0 | 0 | Constrained, otherwise capacity available =31 kVA | --> | 0.048 | 0 | 0 | 0.05 | 0 |  | --> | C23 ex PORTARLINGTON | Portarlington [T43] | BLAKE |  | 53.1365 | -7.1928
MV/LV Substation MI***790Y |  | 10 kV | _ | LV | 400 kVA :Building Structure | 0.4 | --> | 0.4 | 0 | 0 | Constrained, otherwise capacity available =320 kVA | --> | 0.38 | 0 | 0.01 | 0.383 | 0 |  | --> | C15 ex MOUNTMELLICK | Mountmellick [T41,T42] | PORTLAOISE |  | 53.1275 | -7.3289
MV/LV Substation TH***791Y |  | 10 kV | _ | LV | 200 kVA :Kiosk Substation | 0.2 | --> | 0.2 | 0 | 0 | Constrained, otherwise capacity available =154 kVA | --> | 0.19 | 0 | 0.015 | 0.185 | 0 |  | --> | C14 ex PORTLAOISE | Portlaoise [T41,T42] | PORTLAOISE |  | 53.0522 | -7.2753
MV/LV Substation MA***793Y |  | 20 kV | _ | LV | 200 kVA :Kiosk Substation | 0.2 | --> | 0.2 | 0 | 0 | Constrained, otherwise capacity available =133 kVA | --> | 0.19 | 0 | 0.032 | 0.175 | 0 |  | --> | C11 ex KILDARE | Kildare [T41,T42] | NEWBRIDGE |  | 53.1399 | -7.0485
MV/LV Substation WH***794Y |  | 10 kV | _ | LV | 200 kVA :Kiosk Substation | 0.2 | --> | 0.2 | 0 | 0 | Constrained, otherwise capacity available =113 kVA | --> | 0.19 | 0 | 0.051 | 0.164 | 0 |  | --> | C23 ex PORTARLINGTON | Portarlington [T43] | BLAKE |  | 53.1526 | -7.1867
MV/LV Substation CA***798Y |  | 20 kV | _ | LV | 200 kVA :Kiosk Substation | 0.2 | --> | 0.2 | 0 | 0 | Constrained, otherwise capacity available =130 kVA | --> | 0.19 | 0 | 0.044 | 0.167 | 0 |  | --> | C23 ex PORTARLINGTON | Portarlington [T43] | BLAKE |  | 53.1363 | -7.1498
MV/LV Substation BA***799Y |  | 10 kV | _ | LV | 200 kVA :Pole Substation | 0.2 | --> | 0.2 | 0 | 0 | Constrained, otherwise capacity available =164 kVA | --> | 0.19 | 0 | 0 | 0.195 | 0 |  | --> | C23 ex PORTARLINGTON | Portarlington [T43] | BLAKE |  | 53.1543 | -7.1959
MV/LV Substation CL***800Y |  | 20 kV | _ | LV | 50 kVA :Pole Substation | 0.05 | --> | 0.05 | 0 | 0 | Constrained, otherwise capacity available =43 kVA | --> | 0.048 | 0 | 0 | 0.048 | 0 |  | --> | C11 ex MOUNTMELLICK | Mountmellick [T41,T42] | PORTLAOISE |  | 53.1485 | -7.4886
MV/LV Substation IR***807X |  | 10 kV | _ | LV | 200 kVA :Pole Substation | 0.2 | --> | 0.2 | 0 | 0 | Constrained, otherwise capacity available =172 kVA | --> | 0.19 | 0 | 0.005 | 0.19 | 0 |  | --> | C15 ex MOUNTMELLICK | Mountmellick [T41,T42] | PORTLAOISE |  | 53.1105 | -7.3283
MV/LV Substation MO***807Y |  | 20 kV | _ | LV | 50 kVA :Pole Substation | 0.05 | --> | 0.05 | 0 | 0 | Constrained, otherwise capacity available =45 kVA | --> | 0.048 | 0 | 0 | 0 | 0 | Constrained, otherwise capacity available =48 kW | --> | E11 ex PORTLAOISE |  |  |  | 53.0889 | -7.1749
MV/LV Substation MO***808Y |  | 20 kV | _ | LV | 50 kVA :Pole Substation | 0.05 | --> | 0.05 | 0 | 0 | Constrained, otherwise capacity available =45 kVA | --> | 0.048 | 0 | 0 | 0 | 0 | Constrained, otherwise capacity available =48 kW | --> | E11 ex PORTLAOISE |  |  |  | 53.0884 | -7.1733
MV/LV Substation CR***810Y |  | 20 kV | _ | LV | 630 kVA :Kiosk Substation | 0.63 | --> | 0.63 | 0 | 0 | Constrained, otherwise capacity available =455 kVA | --> | 0.598 | 0 | 0.033 | 0.5 | 0 |  | --> | C21 ex PORTARLINGTON | Portarlington [T43] | BLAKE |  | 53.168 | -7.184
MV/LV Substation BA***813Y |  | 10 kV | _ | LV | 400 kVA :Kiosk Substation | 0.4 | --> | 0.4 | 0 | 0 | Constrained, otherwise capacity available =314 kVA | --> | 0.38 | 0 | 0.009 | 0.385 | 0 |  | --> | C16 ex MOUNTMELLICK | Mountmellick [T41,T42] | PORTLAOISE |  | 53.1213 | -7.3148
MV/LV Substation LA***814Y |  | 10 kV | _ | LV | 630 kVA :Kiosk Substation | 0.63 | --> | 0.63 | 0 | 0 | Constrained, otherwise capacity available =519 kVA | --> | 0.598 | 0 | 0.021 | 0.5 | 0 |  | --> | C14 ex PORTLAOISE | Portlaoise [T41,T42] | PORTLAOISE |  | 53.0474 | -7.2657
MV/LV Substation BA***815X |  | 10 kV | _ | LV | 100 kVA :Pole Substation | 0.1 | --> | 0.1 | 0 | 0 | Constrained, otherwise capacity available =80 kVA | --> | 0.095 | 0 | 0.015 | 0.086 | 0 |  | --> | C14 ex PORTLAOISE | Portlaoise [T41,T42] | PORTLAOISE |  | 53.0434 | -7.2732
MV/LV Substation SU***820Y |  | 20 kV | _ | LV | 400 kVA :Building Structure | 0.4 | --> | 0.4 | 0 | 0 | Constrained, otherwise capacity available =295 kVA | --> | 0.38 | 0 | 0 | 0.394 | 0 |  | --> | C11 ex KILDARE | Kildare [T41,T42] | NEWBRIDGE |  | 53.1426 | -7.0581
MV/LV Substation LA***821Y |  | 20 kV | _ | LV | 50 kVA :Pole Substation | 0.05 | --> | 0.05 | 0 | 0 | Constrained, otherwise capacity available =47 kVA | --> | 0.048 | 0 | 0.01 | 0.041 | 0 |  | --> | C11 ex MOUNTMELLICK | Mountmellick [T41,T42] | PORTLAOISE |  | 53.1616 | -7.5631
MV/LV Substation SR***823 |  | 20 kV | _ | LV | 50 kVA :Pole Substation | 0.05 | --> | 0.05 | 0 | 0 | Constrained, otherwise capacity available =27 kVA | --> | 0.048 | 0 | 0 | 0.051 | 0 |  | --> | C11 ex MOUNTMELLICK | Mountmellick [T41,T42] | PORTLAOISE |  | 53.1528 | -7.5557
MV/LV Substation VO***824Y |  | 20 kV | _ | LV | 50 kVA :Pole Substation | 0.05 | --> | 0.05 | 0 | 0 | Constrained, otherwise capacity available =47 kVA | --> | 0.048 | 0 | 0 | 0.048 | 0 |  | --> | C11 ex KILDARE | Kildare [T41,T42] | NEWBRIDGE |  | 53.1405 | -7.0574
MV/LV Substation EM***828X |  | 20 kV | _ | LV | 200 kVA :Pole Substation | 0.2 | --> | 0.2 | 0 | 0 | Constrained, otherwise capacity available =157 kVA | --> | 0.19 | 0 | 0 | 0 | 0 | Constrained, otherwise capacity available =196 kW | --> | E11 ex PORTLAOISE |  |  |  | 53.1071 | -7.1972
MV/LV Substation MO***831X |  | 20 kV | _ | LV | 100 kVA :Pole Substation | 0.1 | --> | 0.1 | 0 | 0 | Constrained, otherwise capacity available =58 kVA | --> | 0.095 | 0 | 0.1 | 0 | 0 | Constrained, otherwise capacity available =26 kW | --> | E11 ex PORTLAOISE |  |  |  | 53.0938 | -7.1745
MV/LV Substation CA***832X |  | 20 kV | _ | LV | 100 kVA :Pole Substation | 0.1 | --> | 0.1 | 0 | 0 | Constrained, otherwise capacity available =44 kVA | --> | 0.095 | 0 | 0.005 | 0 | 0 | Constrained, otherwise capacity available =99 kW | --> | E11 ex PORTLAOISE |  |  |  | 53.0904 | -7.1679
MV/LV Substation GE***833X |  | 20 kV | _ | LV | 100 kVA :Pole Substation | 0.1 | --> | 0.1 | 0 | 0 | Constrained, otherwise capacity available =62 kVA | --> | 0.095 | 0 | 0 | 0 | 0 | Constrained, otherwise capacity available =100 kW | --> | E11 ex PORTLAOISE |  |  |  | 53.0916 | -7.179
MV/LV Substation RI***836Y |  | 10 kV | _ | LV | 400 kVA :Kiosk Substation | 0.4 | --> | 0.4 | 0 | 0 | Constrained, otherwise capacity available =292 kVA | --> | 0.38 | 0 | 0 | 0.394 | 0 |  | --> | C23 ex PORTARLINGTON | Portarlington [T43] | BLAKE |  | 53.1587 | -7.2044
MV/LV Substation MO***837Y |  | 20 kV | _ | LV | 400 kVA :Building Structure | 0.4 | --> | 0.4 | 0 | 0 | Constrained, otherwise capacity available =343 kVA | --> | 0.38 | 0 | 0 | 0.387 | 0 |  | --> | C21 ex PORTARLINGTON | Portarlington [T43] | BLAKE |  | 53.1367 | -7.0652
MV/LV Substation NU***838Y |  | 20 kV | _ | LV | 50 kVA :Pole Substation | 0.05 | --> | 0.05 | 0 | 0 | Constrained, otherwise capacity available =46 kVA | --> | 0.048 | 0 | 0 | 0.048 | 0 |  | --> | C11 ex KILDARE | Kildare [T41,T42] | NEWBRIDGE |  | 53.1325 | -7.0373
MV/LV Substation NE***845X |  | 20 kV | _ | LV | 100 kVA :Pole Substation | 0.1 | --> | 0.1 | 0 | 0 | Constrained, otherwise capacity available =79 kVA | --> | 0.095 | 0 | 0.029 | 0 | 0 | Constrained, otherwise capacity available =76 kW | --> | E11 ex PORTLAOISE |  |  |  | 53.09 | -7.185
MV/LV Substation DR***848 |  | 20 kV | _ | LV | 50 kVA :Pole Substation | 0.05 | --> | 0.05 | 0 | 0 | Constrained, otherwise capacity available =50 kVA | --> | 0.048 | 0 | 0 | 0.048 | 0 |  | --> | C11 ex MOUNTMELLICK | Mountmellick [T41,T42] | PORTLAOISE |  | 53.164 | -7.4143
MV/LV Substation JA***852Y |  | 20 kV | _ | LV | 50 kVA :Pole Substation | 0.05 | --> | 0.05 | 0 | 0 | Constrained, otherwise capacity available =50 kVA | --> | 0.048 | 0 | 0 | 0.048 | 0 |  | --> | C23 ex PORTARLINGTON | Portarlington [T43] | BLAKE |  | 53.1096 | -7.0978
MV/LV Substation PO***853 |  | 10 kV | _ | LV | 100 kVA :Pole Substation | 0.1 | --> | 0.1 | 0 | 0 | Constrained, otherwise capacity available =96 kVA | --> | 0.095 | 0 | 0 | 0.096 | 0 |  | --> | C16 ex PORTARLINGTON | Portarlington [T41,T42] | PORTLAOISE |  | 53.1509 | -7.2095
MV/LV Substation LI***855Y |  | 10 kV | _ | LV | 200 kVA :Kiosk Substation | 0.2 | --> | 0.2 | 0 | 0 | Constrained, otherwise capacity available =133 kVA | --> | 0.19 | 0 | 0 | 0.199 | 0 |  | --> | C16 ex PORTARLINGTON | Portarlington [T41,T42] | PORTLAOISE |  | 53.15 | -7.1794
MV/LV Substation KI***856X |  | 20 kV | _ | LV | 50 kVA :Pole Substation | 0.05 | --> | 0.05 | 0 | 0 | Constrained, otherwise capacity available =42 kVA | --> | 0.048 | 0 | 0.005 | 0 | 0 | Constrained, otherwise capacity available =45 kW | --> | E11 ex PORTLAOISE |  |  |  | 53.0982 | -7.217
MV/LV Substation KI***860Y |  | 20 kV | _ | LV | 200 kVA :Kiosk Substation | 0.2 | --> | 0.2 | 0 | 0 | Constrained, otherwise capacity available =171 kVA | --> | 0.19 | 0 | 0.005 | 0.19 | 0 |  | --> | C23 ex PORTARLINGTON | Portarlington [T43] | BLAKE |  | 53.1382 | -7.1464
MV/LV Substation HE***868Y |  | 20 kV | _ | LV | 200 kVA :Kiosk Substation | 0.2 | --> | 0.2 | 0 | 0 | Constrained, otherwise capacity available =84 kVA | --> | 0.19 | 0 | 0 | 0 | 0 | Constrained, otherwise capacity available =205 kW | --> | E11 ex PORTLAOISE |  |  |  | 53.0417 | -7.2615
MV/LV Substation VI***869X |  | 10 kV | _ | LV | 100 kVA :Pole Substation | 0.1 | --> | 0.1 | 0.055 | 0.12 |  | --> | 0.095 | 0 | 0.008 | 0.095 | 0 |  | --> | E64 ex ATHY | Athy [T101,T102] | ATHY |  | 53.0518 | -7.0855
MV/LV Substation SH***874Y |  | 20 kV | _ | LV | 100 kVA :Pole Substation | 0.1 | --> | 0.1 | 0 | 0 | Constrained, otherwise capacity available =96 kVA | --> | 0.095 | 0 | 0.009 | 0 | 0 | Constrained, otherwise capacity available =89 kW | --> | E11 ex PORTLAOISE |  |  |  | 53.0722 | -7.2352
MV/LV Substation TH***875X |  | 20 kV | _ | LV | 50 kVA :Pole Substation | 0.05 | --> | 0.05 | 0.048 | 0.12 |  | --> | 0.048 | 0 | 0.004 | 0.045 | 0 |  | --> | E64 ex ATHY | Athy [T101,T102] | ATHY |  | 53.0855 | -7.0878
MV/LV Substation WI***876Y |  | 10 kV | _ | LV | 200 kVA :Pole Substation | 0.2 | --> | 0.2 | 0 | 0 | Constrained, otherwise capacity available =149 kVA | --> | 0.19 | 0 | 0.002 | 0.195 | 0 |  | --> | C16 ex MOUNTMELLICK | Mountmellick [T41,T42] | PORTLAOISE |  | 53.1135 | -7.3158
MV/LV Substation TR***880Y |  | 20 kV | _ | LV | 50 kVA :Pole Substation | 0.05 | --> | 0.05 | 0 | 0 | Constrained, otherwise capacity available =28 kVA | --> | 0.048 | 0 | 0 | 0 | 0 | Constrained, otherwise capacity available =50 kW | --> | E11 ex PORTLAOISE |  |  |  | 53.1141 | -7.1532
MV/LV Substation NA***881Y |  | 10 kV | _ | LV | 400 kVA :Kiosk Substation | 0.4 | --> | 0.4 | 0 | 0 | Constrained, otherwise capacity available =338 kVA | --> | 0.38 | 0 | 0.004 | 0.386 | 0 |  | --> | C18 ex PORTARLINGTON | Portarlington [T41,T42] | PORTLAOISE |  | 53.1666 | -7.2203
MV/LV Substation VI***888X |  | 20 kV | _ | LV | 100 kVA :Pole Substation | 0.1 | --> | 0.1 | 0.098 | 0.12 |  | --> | 0.095 | 0 | 0 | 0.095 | 0 |  | --> | E64 ex ATHY | Athy [T101,T102] | ATHY |  | 53.0668 | -7.069
MV/LV Substation VI***890X |  | 20 kV | _ | LV | 50 kVA :Pole Substation | 0.05 | --> | 0.05 | 0.032 | 0.12 |  | --> | 0.048 | 0 | 0.016 | 0.038 | 0 |  | --> | E64 ex ATHY | Athy [T101,T102] | ATHY |  | 53.0586 | -7.0891
MV/LV Substation KI***891Y |  | 20 kV | _ | LV | 630 kVA :Kiosk Substation | 0.63 | --> | 0.63 | 0 | 0 | Constrained, otherwise capacity available =629 kVA | --> | 0.598 | 0 | 0.005 | 0.5 | 0 |  | --> | C23 ex PORTARLINGTON | Portarlington [T43] | BLAKE |  | 53.1332 | -7.1561
MV/LV Substation DE***895X |  | 20 kV | _ | LV | 30 kVA :Pole Substation | 0.03 | --> | 0.03 | 0.03 | 0.12 |  | --> | 0.028 | 0 | 0 | 0.029 | 0 |  | --> | E64 ex ATHY | Athy [T101,T102] | ATHY |  | 53.0385 | -7.0847
MV/LV Substation BA***896X |  | 20 kV | _ | LV | 400 kVA :Building Structure | 0.4 | --> | 0.4 | 0.121 | 0.12 | Constrained, otherwise capacity available =395 kVA | --> | 0.38 | 0 | 0 | 0.381 | 0 |  | --> | E64 ex ATHY | Athy [T101,T102] | ATHY |  | 53.0339 | -7.0865
MV/LV Substation TH***897Y |  | 10 kV | _ | LV | 630 kVA :Kiosk Substation | 0.63 | --> | 0.63 | 0 | 0 | Constrained, otherwise capacity available =564 kVA | --> | 0.598 | 0 | 0 | 0.5 | 0 |  | --> | C15 ex PORTARLINGTON | Portarlington [T41,T42] | PORTLAOISE |  | 53.1576 | -7.1803
MV/LV Substation BE***898Y |  | 10 kV | _ | LV | 200 kVA :Pole Substation | 0.2 | --> | 0.2 | 0 | 0 | Constrained, otherwise capacity available =189 kVA | --> | 0.19 | 0 | 0.016 | 0.18 | 0 |  | --> | C11 ex PORTARLINGTON | Portarlington [T41,T42] | PORTLAOISE |  | 53.2083 | -7.0992
MV/LV Substation FO***899X |  | 20 kV | _ | LV | 50 kVA :Pole Substation | 0.05 | --> | 0.05 | 0.05 | 0.12 |  | --> | 0.048 | 0 | 0 | 0.048 | 0 |  | --> | E64 ex ATHY | Athy [T101,T102] | ATHY |  | 53.0316 | -7.0864
MV/LV Substation BR***899Y |  | 10 kV | _ | LV | 100 kVA :Pole Substation | 0.1 | --> | 0.1 | 0 | 0 | Constrained, otherwise capacity available =64 kVA | --> | 0.095 | 0 | 0 | 0.1 | 0 |  | --> | C11 ex PORTARLINGTON | Portarlington [T41,T42] | PORTLAOISE |  | 53.2066 | -7.1046
MV/LV Substation CE***904 |  | 20 kV | _ | LV | 50 kVA :Pole Substation | 0.05 | --> | 0.05 | 0 | 0 | Constrained, otherwise capacity available =50 kVA | --> | 0.048 | 0 | 0 | 0 | 0 | Constrained, otherwise capacity available =48 kW | --> | E11 ex PORTLAOISE |  |  |  | 53.0724 | -7.1404
MV/LV Substation BA***915X |  | 10 kV | _ | LV | 200 kVA :Pole Substation | 0.2 | --> | 0.2 | 0.121 | 0.12 | Constrained, otherwise capacity available =198 kVA | --> | 0.19 | 0 | 0 | 0.19 | 0 |  | --> | C21 ex ATHY | Athy [T101,T102] | ATHY |  | 53.0178 | -7.1165
MV/LV Substation OL***917Y |  | 20 kV | _ | LV | 200 kVA :Kiosk Substation | 0.2 | --> | 0.2 | 0 | 0 | Constrained, otherwise capacity available =152 kVA | --> | 0.19 | 0 | 0.01 | 0.189 | 0 |  | --> | C11 ex KILDARE | Kildare [T41,T42] | NEWBRIDGE |  | 53.1442 | -7.0555
MV/LV Substation RA***918Y |  | 10 kV | _ | LV | 200 kVA :Kiosk Substation | 0.2 | --> | 0.2 | 0 | 0 | Constrained, otherwise capacity available =152 kVA | --> | 0.19 | 0 | 0.018 | 0.183 | 0 |  | --> | C14 ex PORTLAOISE | Portlaoise [T41,T42] | PORTLAOISE |  | 53.0508 | -7.2736
MV/LV Substation RO***919Y |  | 10 kV | _ | LV | 630 kVA :Kiosk Substation | 0.63 | --> | 0.63 | 0 | 0 | Constrained, otherwise capacity available =476 kVA | --> | 0.598 | 0 | 0.047 | 0.5 | 0 |  | --> | C14 ex PORTLAOISE | Portlaoise [T41,T42] | PORTLAOISE |  | 53.0494 | -7.2712
MV/LV Substation BI***923 |  | 20 kV | _ | LV | 50 kVA :Pole Substation | 0.05 | --> | 0.05 | 0 | 0 | Constrained, otherwise capacity available =41 kVA | --> | 0.048 | 0 | 0 | 0.049 | 0 |  | --> | C11 ex MOUNTMELLICK | Mountmellick [T41,T42] | PORTLAOISE |  | 53.1428 | -7.4519
MV/LV Substation TH***926Y |  | 20 kV | _ | LV | 200 kVA :Kiosk Substation | 0.2 | --> | 0.2 | 0 | 0 | Constrained, otherwise capacity available =179 kVA | --> | 0.19 | 0 | 0 | 0.193 | 0 |  | --> | C11 ex KILDARE | Kildare [T41,T42] | NEWBRIDGE |  | 53.1422 | -7.0613
MV/LV Substation RO***932Y |  | 20 kV | _ | LV | 50 kVA :Pole Substation | 0.05 | --> | 0.05 | 0 | 0 | Constrained, otherwise capacity available =50 kVA | --> | 0.048 | 0 | 0 | 0.048 | 0 |  | --> | C11 ex KILDARE | Kildare [T41,T42] | NEWBRIDGE |  | 53.131 | -7.0348
MV/LV Substation SL***936Y |  | 20 kV | _ | LV | 200 kVA :Kiosk Substation | 0.2 | --> | 0.2 | 0 | 0 | Constrained, otherwise capacity available =136 kVA | --> | 0.19 | 0 | 0.019 | 0.184 | 0 |  | --> | C21 ex PORTARLINGTON | Portarlington [T43] | BLAKE |  | 53.1697 | -7.1869
MV/LV Substation GR***938Y |  | 10 kV | _ | LV | 630 kVA :Kiosk Substation | 0.63 | --> | 0.63 | 0 | 0 | Constrained, otherwise capacity available =583 kVA | --> | 0.598 | 0 | 0.011 | 0.5 | 0 |  | --> | C16 ex MOUNTMELLICK | Mountmellick [T41,T42] | PORTLAOISE |  | 53.1162 | -7.3172
MV/LV Substation CO***940Y |  | 10 kV | _ | LV | 630 kVA :Kiosk Substation | 0.63 | --> | 0.63 | 0 | 0 | Constrained, otherwise capacity available =562 kVA | --> | 0.598 | 0 | 0 | 0.5 | 0 |  | --> | C15 ex MOUNTMELLICK | Mountmellick [T41,T42] | PORTLAOISE |  | 53.1196 | -7.3275
MV/LV Substation LE***944Y |  | 20 kV | _ | LV | 50 kVA :Pole Substation | 0.05 | --> | 0.05 | 0 | 0 | Constrained, otherwise capacity available =50 kVA | --> | 0.048 | 0 | 0 | 0.048 | 0 |  | --> | C21 ex PORTARLINGTON | Portarlington [T43] | BLAKE |  | 53.1527 | -7.1344
MV/LV Substation TH***945Y |  | 10 kV | _ | LV | 400 kVA :Kiosk Substation | 0.4 | --> | 0.4 | 0 | 0 | Constrained, otherwise capacity available =327 kVA | --> | 0.38 | 0 | 0.023 | 0.373 | 0 |  | --> | C15 ex PORTARLINGTON | Portarlington [T41,T42] | PORTLAOISE |  | 53.1593 | -7.1787
MV/LV Substation TH***946Y |  | 10 kV | _ | LV | 400 kVA :Kiosk Substation | 0.4 | --> | 0.4 | 0 | 0 | Constrained, otherwise capacity available =355 kVA | --> | 0.38 | 0 | 0.008 | 0.38 | 0 |  | --> | C15 ex PORTARLINGTON | Portarlington [T41,T42] | PORTLAOISE |  | 53.1585 | -7.1774
MV/LV Substation LA***949Y |  | 10 kV | _ | LV | 400 kVA :Kiosk Substation | 0.4 | --> | 0.4 | 0 | 0 | Constrained, otherwise capacity available =306 kVA | --> | 0.38 | 0 | 0.024 | 0.375 | 0 |  | --> | C14 ex PORTLAOISE | Portlaoise [T41,T42] | PORTLAOISE |  | 53.0487 | -7.2642
MV/LV Substation MO***950Y |  | 20 kV | _ | LV | 50 kVA :Pole Substation | 0.05 | --> | 0.05 | 0 | 0 | Constrained, otherwise capacity available =38 kVA | --> | 0.048 | 0 | 0 | 0 | 0 | Constrained, otherwise capacity available =49 kW | --> | E11 ex PORTLAOISE |  |  |  | 53.0909 | -7.207
MV/LV Substation HE***956X |  | 20 kV | _ | LV | 100 kVA :Pole Substation | 0.1 | --> | 0.1 | 0 | 0 | Constrained, otherwise capacity available =66 kVA | --> | 0.095 | 0 | 0 | 0 | 0 | Constrained, otherwise capacity available =100 kW | --> | E11 ex PORTLAOISE |  |  |  | 53.0636 | -7.1982
MV/LV Substation LI***956Y |  | 10 kV | _ | LV | 630 kVA :Kiosk Substation | 0.63 | --> | 0.63 | 0 | 0 | Constrained, otherwise capacity available =537 kVA | --> | 0.598 | 0 | 0 | 0.5 | 0 |  | --> | C15 ex PORTARLINGTON | Portarlington [T41,T42] | PORTLAOISE |  | 53.1604 | -7.1878
MV/LV Substation AB***958Y |  | 10 kV | _ | LV | 200 kVA :Kiosk Substation | 0.2 | --> | 0.2 | 0 | 0 | Constrained, otherwise capacity available =181 kVA | --> | 0.19 | 0 | 0.006 | 0.188 | 0 |  | --> | C15 ex PORTARLINGTON | Portarlington [T41,T42] | PORTLAOISE |  | 53.1631 | -7.196
MV/LV Substation BO***959Y |  | 10 kV | _ | LV | 400 kVA :Kiosk Substation | 0.4 | --> | 0.4 | 0 | 0 | Constrained, otherwise capacity available =352 kVA | --> | 0.38 | 0 | 0 | 0.387 | 0 |  | --> | C15 ex PORTARLINGTON | Portarlington [T41,T42] | PORTLAOISE |  | 53.1647 | -7.1939
MV/LV Substation CL***963 |  | 20 kV | _ | LV | 200 kVA :Pole Substation | 0.2 | --> | 0.2 | 0 | 0 | Constrained, otherwise capacity available =169 kVA | --> | 0.19 | 0 | 0 | 0.194 | 0 |  | --> | C11 ex MOUNTMELLICK | Mountmellick [T41,T42] | PORTLAOISE |  | 53.1531 | -7.506
MV/LV Substation MO***966X |  | 20 kV | _ | LV | 50 kVA :Pole Substation | 0.05 | --> | 0.05 | 0 | 0 | Constrained, otherwise capacity available =42 kVA | --> | 0.048 | 0 | 0.016 | 0 | 0 | Constrained, otherwise capacity available =37 kW | --> | E11 ex PORTLAOISE |  |  |  | 53.0691 | -7.2024
MV/LV Substation GR***967X |  | 20 kV | _ | LV | 200 kVA :Pole Substation | 0.2 | --> | 0.2 | 0 | 0 | Constrained, otherwise capacity available =166 kVA | --> | 0.19 | 0 | 0 | 0 | 0 | Constrained, otherwise capacity available =195 kW | --> | E11 ex PORTLAOISE |  |  |  | 53.0679 | -7.2166
MV/LV Substation FE***969Y |  | 20 kV | _ | LV | 400 kVA :Kiosk Substation | 0.4 | --> | 0.4 | 0 | 0 | Constrained, otherwise capacity available =326 kVA | --> | 0.38 | 0 | 0.027 | 0.37 | 0 |  | --> | C11 ex KILDARE | Kildare [T41,T42] | NEWBRIDGE |  | 53.1483 | -7.0586
MV/LV Substation FE***970Y |  | 20 kV | _ | LV | 400 kVA :Kiosk Substation | 0.4 | --> | 0.4 | 0 | 0 | Constrained, otherwise capacity available =304 kVA | --> | 0.38 | 0 | 0.013 | 0.383 | 0 |  | --> | C11 ex KILDARE | Kildare [T41,T42] | NEWBRIDGE |  | 53.1471 | -7.0617
MV/LV Substation MO***974Y |  | 20 kV | _ | LV | 50 kVA :Pole Substation | 0.05 | --> | 0.05 | 0 | 0 | Constrained, otherwise capacity available =44 kVA | --> | 0.048 | 0 | 0 | 0.048 | 0 |  | --> | C23 ex PORTARLINGTON | Portarlington [T43] | BLAKE |  | 53.128 | -7.142
MV/LV Substation GR***976Y |  | 20 kV | _ | LV | 200 kVA :Kiosk Substation | 0.2 | --> | 0.2 | 0 | 0 | Constrained, otherwise capacity available =82 kVA | --> | 0.19 | 0 | 0.065 | 0 | 0 | Constrained, otherwise capacity available =157 kW | --> | E11 ex PORTLAOISE |  |  |  | 53.1097 | -7.1309
MV/LV Substation AC***977 |  | 10 kV | _ | LV | 200 kVA :Pole Substation | 0.2 | --> | 0.2 | 0 | 0 | Constrained, otherwise capacity available =122 kVA | --> | 0.19 | 0 | 0.025 | 0.182 | 0 |  | --> | C15 ex MOUNTMELLICK | Mountmellick [T41,T42] | PORTLAOISE |  | 53.1105 | -7.3151
MV/LV Substation HE***977X |  | 20 kV | _ | LV | 100 kVA :Pole Substation | 0.1 | --> | 0.1 | 0 | 0 | Constrained, otherwise capacity available =85 kVA | --> | 0.095 | 0 | 0.01 | 0 | 0 | Constrained, otherwise capacity available =90 kW | --> | E11 ex PORTLAOISE |  |  |  | 53.0603 | -7.2133
MV/LV Substation TH***978X |  | 20 kV | _ | LV | 100 kVA :Pole Substation | 0.1 | --> | 0.1 | 0 | 0 | Constrained, otherwise capacity available =94 kVA | --> | 0.095 | 0 | 0 | 0 | 0 | Constrained, otherwise capacity available =96 kW | --> | E11 ex PORTLAOISE |  |  |  | 53.0587 | -7.208
MV/LV Substation RO***978Y |  | 20 kV | _ | LV | 100 kVA :Pole Substation | 0.1 | --> | 0.1 | 0 | 0 | Constrained, otherwise capacity available =78 kVA | --> | 0.095 | 0 | 0 | 0.098 | 0 |  | --> | C11 ex MOUNTMELLICK | Mountmellick [T41,T42] | PORTLAOISE |  | 53.1381 | -7.4135
MV/LV Substation HE***979X |  | 20 kV | _ | LV | 50 kVA :Pole Substation | 0.05 | --> | 0.05 | 0 | 0 | Constrained, otherwise capacity available =33 kVA | --> | 0.048 | 0 | 0 | 0 | 0 | Constrained, otherwise capacity available =50 kW | --> | E11 ex PORTLAOISE |  |  |  | 53.0553 | -7.2085
MV/LV Substation BA***982Y |  | 20 kV | _ | LV | 400 kVA :Kiosk Substation | 0.4 | --> | 0.4 | 0 | 0 | Constrained, otherwise capacity available =323 kVA | --> | 0.38 | 0 | 0.023 | 0 | 0 | Constrained, otherwise capacity available =373 kW | --> | E11 ex PORTLAOISE |  |  |  | 53.1099 | -7.1378
MV/LV Substation KI***983Y |  | 20 kV | _ | LV | 50 kVA :Pole Substation | 0.05 | --> | 0.05 | 0.042 | 0.12 |  | --> | 0.048 | 0 | 0 | 0.049 | 0 |  | --> | C26 ex ATHY | Athy [T101,T102] | ATHY |  | 53.1259 | -7.0308
MV/LV Substation CA***985Y |  | 10 kV | _ | LV | 400 kVA :Kiosk Substation | 0.4 | --> | 0.4 | 0 | 0 | Constrained, otherwise capacity available =320 kVA | --> | 0.38 | 0 | 0.01 | 0.383 | 0 |  | --> | C15 ex PORTARLINGTON | Portarlington [T41,T42] | PORTLAOISE |  | 53.1548 | -7.185
MV/LV Substation DE***989X |  | 20 kV | _ | LV | 100 kVA :Pole Substation | 0.1 | --> | 0.1 | 0 | 0 | Constrained, otherwise capacity available =73 kVA | --> | 0.095 | 0 | 0 | 0 | 0 | Constrained, otherwise capacity available =99 kW | --> | E11 ex PORTLAOISE |  |  |  | 53.0561 | -7.254
MV/LV Substation KI***995X |  | 20 kV | _ | LV | 100 kVA :Pole Substation | 0.1 | --> | 0.1 | 0 | 0 | Constrained, otherwise capacity available =74 kVA | --> | 0.095 | 0 | 0.014 | 0 | 0 | Constrained, otherwise capacity available =88 kW | --> | E11 ex PORTLAOISE |  |  |  | 53.0441 | -7.2594
MV/LV Substation P ***997X |  | 20 kV | _ | LV | 400 kVA :Kiosk Substation | 0.4 | --> | 0.4 | 0 | 0 | Constrained, otherwise capacity available =258 kVA | --> | 0.38 | 0 | 0.118 | 0 | 0 | Constrained, otherwise capacity available =312 kW | --> | E11 ex PORTLAOISE |  |  |  | 53.0404 | -7.2687
MV/LV Substation OW***001 |  | 10 kV | _ | LV | 50 kVA :Pole Substation | 0.05 | --> | 0.05 | 0.04 | 6.53 |  | --> | 0.048 | 0 | 0.005 | 0.045 | 0 |  | --> | C17 ex OUGHTERARD | Oughterard [T41,T42] | SCREEB |  | 53.4336 | -9.3211
MV/LV Substation PU***004 |  | 20 kV | _ | LV | 100 kVA :Pole Substation | 0.1 | --> | 0.1 | 0.055 | 11.03 |  | --> | 0.095 | 0 | 0.005 | 0.097 | 0 |  | --> | C27 ex SALTHILL | Salthill [T101,T102] | SALTHILL |  | 53.3389 | -9.1734
MV/LV Substation HI***016 |  | 20 kV | _ | LV | 200 kVA :Pole Substation | 0.2 | --> | 0.2 | 0 | 0 | Constrained, otherwise capacity available =175 kVA | --> | 0.19 | 0 | 0 | 0 | 0 | Constrained, otherwise capacity available =193 kW | --> | C12 ex SPIDDAL |  |  |  | 53.2471 | -9.3636
MV/LV Substation BR***051Y |  | 20 kV | _ | LV | 400 kVA :Building Structure | 0.4 | --> | 0.4 | 0 | 0 | Constrained, otherwise capacity available =350 kVA | --> | 0.38 | 0 | 0 | 0 | 0 | Constrained, otherwise capacity available =387 kW | --> | C12 ex SPIDDAL |  |  |  | 53.2449 | -9.3067
MV/LV Substation AI***052 |  | 20 kV | _ | LV | 50 kVA :Pole Substation | 0.05 | --> | 0.05 | 0 | 0 | Constrained, otherwise capacity available =46 kVA | --> | 0.048 | 0 | 0.006 | 0 | 0 | Constrained, otherwise capacity available =44 kW | --> | C12 ex SPIDDAL |  |  |  | 53.2464 | -9.3793
MV/LV Substation CL***064 |  | 10 kV | _ | LV | 50 kVA :Pole Substation | 0.05 | --> | 0.05 | 0.034 | 6.53 |  | --> | 0.048 | 0 | 0 | 0.05 | 0 |  | --> | C17 ex OUGHTERARD | Oughterard [T41,T42] | SCREEB |  | 53.4283 | -9.3382
MV/LV Substation MO***077Y |  | 20 kV | _ | LV | 50 kVA :Pole Substation | 0.05 | --> | 0.05 | 0.035 | 6.53 |  | --> | 0.048 | 0 | 0.03 | 0.027 | 0 |  | --> | C16 ex OUGHTERARD | Oughterard [T41,T42] | SCREEB |  | 53.3599 | -9.1749
MV/LV Substation AR***081 |  | 10 kV | _ | LV | 400 kVA :Building Structure | 0.4 | --> | 0.4 | 0 | 0 | Constrained, otherwise capacity available =382 kVA | --> | 0.38 | 0 | 0 | 0 | 0 | Constrained, otherwise capacity available =382 kW | --> | C13 ex SPIDDAL |  |  |  | 53.2489 | -9.283
MV/LV Substation TE***123 |  | 20 kV | _ | LV | 200 kVA :Building Structure | 0.2 | --> | 0.2 | 0.087 | 0.45 |  | --> | 0.19 | 0 | 0 | 0.205 | 0 |  | --> | C14 ex CARRAROE | Carraroe [T42] | SCREEB |  | 53.237 | -9.4959
MV/LV Substation TU***124 |  | 20 kV | _ | LV | 630 kVA :Building Structure | 0.63 | --> | 0.63 | 0 | 0 | Constrained, otherwise capacity available =607 kVA | --> | 0.598 | 0 | 0 | 0 | 0 | Constrained, otherwise capacity available =602 kW | --> | C12 ex SPIDDAL |  |  |  | 53.2384 | -9.4863
MV/LV Substation CO***132 |  | 10 kV | _ | LV | 100 kVA :Pole Substation | 0.1 | --> | 0.1 | 0.098 | 6.53 |  | --> | 0.095 | 0 | 0 | 0.095 | 0 |  | --> | C17 ex OUGHTERARD | Oughterard [T41,T42] | SCREEB |  | 53.4298 | -9.3159
MV/LV Substation AU***141 |  | 10 kV | _ | LV | 50 kVA :Pole Substation | 0.05 | --> | 0.05 | 0.027 | 6.53 |  | --> | 0.048 | 0 | 0.019 | 0.036 | 0 |  | --> | C17 ex OUGHTERARD | Oughterard [T41,T42] | SCREEB |  | 53.429 | -9.3273
MV/LV Substation AR***150 |  | 10 kV | _ | LV | 400 kVA :Kiosk Substation | 0.4 | --> | 0.4 | 0 | 0 | Constrained, otherwise capacity available =382 kVA | --> | 0.38 | 0 | 0 | 0 | 0 | Constrained, otherwise capacity available =382 kW | --> | C13 ex SPIDDAL |  |  |  | 53.2484 | -9.2826
MV/LV Substation OT***158Y |  | 20 kV | _ | LV | 100 kVA :Pole Substation | 0.1 | --> | 0.1 | 0.088 | 11.03 |  | --> | 0.095 | 0 | 0 | 0.097 | 0 |  | --> | C27 ex SALTHILL | Salthill [T101,T102] | SALTHILL |  | 53.3516 | -9.1718
MV/LV Substation GL***161Y |  | 10 kV | _ | LV | 50 kVA :Pole Substation | 0.05 | --> | 0.05 | 0.047 | 6.53 |  | --> | 0.048 | 0 | 0 | 0.048 | 0 |  | --> | C17 ex OUGHTERARD | Oughterard [T41,T42] | SCREEB |  | 53.4337 | -9.3233
MV/LV Substation AI***166Y |  | 20 kV | _ | LV | 100 kVA :Pole Substation | 0.1 | --> | 0.1 | 0 | 0 | Constrained, otherwise capacity available =57 kVA | --> | 0.095 | 0 | 0 | 0 | 0 | Constrained, otherwise capacity available =101 kW | --> | C12 ex SPIDDAL |  |  |  | 53.2485 | -9.3867
MV/LV Substation AB***176Y |  | 20 kV | _ | LV | 50 kVA :Pole Substation | 0.05 | --> | 0.05 | 0.048 | 0.45 |  | --> | 0.048 | 0 | 0.011 | 0.04 | 0 |  | --> | C14 ex CARRAROE | Carraroe [T42] | SCREEB |  | 53.2474 | -9.5484
MV/LV Substation CE***178Y |  | 20 kV | _ | LV | 630 kVA :Building Structure | 0.63 | --> | 0.63 | 0.483 | 11.03 |  | --> | 0.598 | 0 | 0 | 0.5 | 0 |  | --> | C27 ex SALTHILL | Salthill [T101,T102] | SALTHILL |  | 53.3389 | -9.1804
MV/LV Substation CE***179Y |  | 20 kV | _ | LV | 630 kVA :Building Structure | 0.63 | --> | 0.63 | 0.485 | 11.03 |  | --> | 0.598 | 0 | 0 | 0.5 | 0 |  | --> | C27 ex SALTHILL | Salthill [T101,T102] | SALTHILL |  | 53.339 | -9.1802
MV/LV Substation LE***184Y |  | 20 kV | _ | LV | 100 kVA :Pole Substation | 0.1 | --> | 0.1 | 0.095 | 11.03 |  | --> | 0.095 | 0 | 0.038 | 0.068 | 0 |  | --> | C27 ex SALTHILL | Salthill [T101,T102] | SALTHILL |  | 53.346 | -9.1736
MV/LV Substation AR***185Y |  | 20 kV | _ | LV | 200 kVA :Kiosk Substation | 0.2 | --> | 0.2 | 0 | 0 | Constrained, otherwise capacity available =194 kVA | --> | 0.19 | 0 | 0 | 0 | 0 | Constrained, otherwise capacity available =191 kW | --> | C12 ex SPIDDAL |  |  |  | 53.2502 | -9.3042
MV/LV Substation CO***200Y |  | 20 kV | _ | LV | 200 kVA :Kiosk Substation | 0.2 | --> | 0.2 | 0.138 | 11.03 |  | --> | 0.19 | 0 | 0.02 | 0.184 | 0 |  | --> | C27 ex SALTHILL | Salthill [T101,T102] | SALTHILL |  | 53.3337 | -9.185
MV/LV Substation BU***201Y |  | 20 kV | _ | LV | 400 kVA :Kiosk Substation | 0.4 | --> | 0.4 | 0.342 | 11.03 |  | --> | 0.38 | 0 | 0.017 | 0.375 | 0 |  | --> | C27 ex SALTHILL | Salthill [T101,T102] | SALTHILL |  | 53.334 | -9.1823
MV/LV Substation CA***208 |  | 10 kV | _ | LV | 100 kVA :Pole Substation | 0.1 | --> | 0.1 | 0.061 | 6.53 |  | --> | 0.095 | 0 | 0.012 | 0.091 | 0 |  | --> | C17 ex OUGHTERARD | Oughterard [T41,T42] | SCREEB |  | 53.4294 | -9.3286
MV/LV Substation BU***210 |  | 20 kV | _ | LV | 200 kVA :Pole Substation | 0.2 | --> | 0.2 | 0.154 | 6.53 |  | --> | 0.19 | 0 | 0 | 0.196 | 0 |  | --> | C16 ex OUGHTERARD | Oughterard [T41,T42] | SCREEB |  | 53.3911 | -9.2904
MV/LV Substation DR***211 |  | 20 kV | _ | LV | 50 kVA :Pole Substation | 0.05 | --> | 0.05 | 0.04 | 6.53 |  | --> | 0.048 | 0 | 0 | 0.049 | 0 |  | --> | C16 ex OUGHTERARD | Oughterard [T41,T42] | SCREEB |  | 53.3485 | -9.1997
MV/LV Substation CL***212Y |  | 20 kV | _ | LV | 50 kVA :Pole Substation | 0.05 | --> | 0.05 | 0.043 | 11.03 |  | --> | 0.048 | 0 | 0.011 | 0.04 | 0 |  | --> | C27 ex SALTHILL | Salthill [T101,T102] | SALTHILL |  | 53.3219 | -9.162
MV/LV Substation DO***227Y |  | 20 kV | _ | LV | 200 kVA :Kiosk Substation | 0.2 | --> | 0.2 | 0.1 | 11.03 |  | --> | 0.19 | 0 | 0.026 | 0.184 | 0 |  | --> | C27 ex SALTHILL | Salthill [T101,T102] | SALTHILL |  | 53.3428 | -9.1772
MV/LV Substation KN***237Y |  | 20 kV | _ | LV | 50 kVA :Pole Substation | 0.05 | --> | 0.05 | 0 | 0 | Constrained, otherwise capacity available =43 kVA | --> | 0.048 | 0 | 0 | 0 | 0 | Constrained, otherwise capacity available =48 kW | --> | C12 ex SPIDDAL |  |  |  | 53.2469 | -9.3755
MV/LV Substation PR***269 |  | 20 kV | _ | LV | 630 kVA :Kiosk Substation | 0.63 | --> | 0.63 | 0 | 0 | Constrained, otherwise capacity available =572 kVA | --> | 0.598 | 0 | 0.005 | 0 | 0 | Constrained, otherwise capacity available =603 kW | --> | C12 ex SPIDDAL |  |  |  | 53.2464 | -9.3037
MV/LV Substation SH***290 |  | 10 kV | _ | LV | 50 kVA :Pole Substation | 0.05 | --> | 0.05 | 0 | 0 | Constrained, otherwise capacity available =5 kVA | --> | 0.048 | 0 | 0 | 0 | 0 | Constrained, otherwise capacity available =53 kW | --> | C13 ex SPIDDAL |  |  |  | 53.2743 | -9.3077
MV/LV Substation S ***291 |  | 10 kV | _ | LV | 100 kVA :Pole Substation | 0.1 | --> | 0.1 | 0 | 0 | Constrained, otherwise capacity available =55 kVA | --> | 0.095 | 0 | 0 | 0 | 0 | Constrained, otherwise capacity available =101 kW | --> | C13 ex SPIDDAL |  |  |  | 53.2695 | -9.3
MV/LV Substation CR***300 |  | 20 kV | _ | LV | 200 kVA :Pole Substation | 0.2 | --> | 0.2 | 0 | 0 | Constrained, otherwise capacity available =198 kVA | --> | 0.19 | 0 | 0 | 0 | 0 | Constrained, otherwise capacity available =190 kW | --> | C12 ex SPIDDAL |  |  |  | 53.245 | -9.3228
MV/LV Substation I ***311 |  | 10 kV | _ | LV | 400 kVA :Kiosk Substation | 0.4 | --> | 0.4 | 0.375 | 6.53 |  | --> | 0.38 | 0 | 0 | 0.383 | 0 |  | --> | C17 ex OUGHTERARD | Oughterard [T41,T42] | SCREEB |  | 53.4202 | -9.2975
MV/LV Substation UG***319 |  | 20 kV | _ | LV | 50 kVA :Pole Substation | 0.05 | --> | 0.05 | 0.034 | 11.03 |  | --> | 0.048 | 0 | 0 | 0.05 | 0 |  | --> | C27 ex SALTHILL | Salthill [T101,T102] | SALTHILL |  | 53.3286 | -9.174
MV/LV Substation WO***357 |  | 20 kV | _ | LV | 400 kVA :Kiosk Substation | 0.4 | --> | 0.4 | 0.277 | 11.03 |  | --> | 0.38 | 0 | 0.041 | 0.366 | 0 |  | --> | C27 ex SALTHILL | Salthill [T101,T102] | SALTHILL |  | 53.3402 | -9.179
MV/LV Substation SE***365 |  | 10 kV | _ | LV | 200 kVA :Pole Substation | 0.2 | --> | 0.2 | 0.175 | 6.53 |  | --> | 0.19 | 0 | 0 | 0.193 | 0 |  | --> | C17 ex OUGHTERARD | Oughterard [T41,T42] | SCREEB |  | 53.4308 | -9.3177
MV/LV Substation CR***4002 |  | 10 kV | _ | LV | 100 kVA :Pole Substation | 0.1 | --> | 0.1 | 0.096 | 6.53 |  | --> | 0.095 | 0 | 0 | 0.096 | 0 |  | --> | C17 ex OUGHTERARD | Oughterard [T41,T42] | SCREEB |  | 53.4165 | -9.33
MV/LV Substation DR***4026 |  | 20 kV | _ | LV | 50 kVA :Pole Substation | 0.05 | --> | 0.05 | 0.05 | 6.53 |  | --> | 0.048 | 0 | 0 | 0.048 | 0 |  | --> | C16 ex OUGHTERARD | Oughterard [T41,T42] | SCREEB |  | 53.3493 | -9.1986
MV/LV Substation AI***4056 |  | 20 kV | _ | LV | 100 kVA :Pole Substation | 0.1 | --> | 0.1 | 0 | 0 | Constrained, otherwise capacity available =40 kVA | --> | 0.095 | 0 | 0 | 0 | 0 | Constrained, otherwise capacity available =103 kW | --> | C12 ex SPIDDAL |  |  |  | 53.2474 | -9.3693
MV/LV Substation PA***4058 |  | 10 kV | _ | LV | 50 kVA :Pole Substation | 0.05 | --> | 0.05 | 0 | 0 | Constrained, otherwise capacity available =50 kVA | --> | 0.048 | 0 | 0 | 0 | 0 | Constrained, otherwise capacity available =48 kW | --> | C13 ex SPIDDAL |  |  |  | 53.2479 | -9.2611
MV/LV Substation BA***4061 |  | 10 kV | _ | LV | 50 kVA :Pole Substation | 0.05 | --> | 0.05 | 0 | 0 | Constrained, otherwise capacity available =40 kVA | --> | 0.048 | 0 | 0.017 | 0 | 0 | Constrained, otherwise capacity available =36 kW | --> | C13 ex SPIDDAL |  |  |  | 53.2467 | -9.2906
MV/LV Substation CL***4076 |  | 20 kV | _ | LV | 200 kVA :Kiosk Substation | 0.2 | --> | 0.2 | 0.192 | 6.53 |  | --> | 0.19 | 0 | 0 | 0.191 | 0 |  | --> | C16 ex OUGHTERARD | Oughterard [T41,T42] | SCREEB |  | 53.3537 | -9.334
MV/LV Substation AI***4099 |  | 20 kV | _ | LV | 50 kVA :Pole Substation | 0.05 | --> | 0.05 | 0 | 0 | Constrained, otherwise capacity available =50 kVA | --> | 0.048 | 0 | 0 | 0 | 0 | Constrained, otherwise capacity available =48 kW | --> | C12 ex SPIDDAL |  |  |  | 53.2469 | -9.3834
MV/LV Substation OT***4129 |  | 20 kV | _ | LV | 400 kVA :Kiosk Substation | 0.4 | --> | 0.4 | 0.391 | 11.03 |  | --> | 0.38 | 0 | 0 | 0.381 | 0 |  | --> | C27 ex SALTHILL | Salthill [T101,T102] | SALTHILL |  | 53.3299 | -9.1687
MV/LV Substation UG***4131 |  | 20 kV | _ | LV | 100 kVA :Pole Substation | 0.1 | --> | 0.1 | 0.058 | 11.03 |  | --> | 0.095 | 0 | 0.003 | 0.098 | 0 |  | --> | C27 ex SALTHILL | Salthill [T101,T102] | SALTHILL |  | 53.3303 | -9.1708
MV/LV Substation IN***4145 |  | 20 kV | _ | LV | 100 kVA :Pole Substation | 0.1 | --> | 0.1 | 0.092 | 0.45 |  | --> | 0.095 | 0 | 0 | 0.096 | 0 |  | --> | C14 ex CARRAROE | Carraroe [T42] | SCREEB |  | 53.2345 | -9.5027
MV/LV Substation AN***4150 |  | 20 kV | _ | LV | 400 kVA :Kiosk Substation | 0.4 | --> | 0.4 | 0.307 | 11.03 |  | --> | 0.38 | 0 | 0 | 0.392 | 0 |  | --> | C27 ex SALTHILL | Salthill [T101,T102] | SALTHILL |  | 53.3351 | -9.1787
MV/LV Substation RI***417X |  | 10 kV | _ | LV | 100 kVA :Pole Substation | 0.1 | --> | 0.1 | 0 | 0 | Constrained, otherwise capacity available =82 kVA | --> | 0.095 | 0 | 0.01 | 0 | 0 | Constrained, otherwise capacity available =90 kW | --> | C13 ex SPIDDAL |  |  |  | 53.2565 | -9.3063
MV/LV Substation FA***4180 |  | 20 kV | _ | LV | 100 kVA :Pole Substation | 0.1 | --> | 0.1 | 0.1 | 6.53 |  | --> | 0.095 | 0 | 0 | 0.095 | 0 |  | --> | C16 ex OUGHTERARD | Oughterard [T41,T42] | SCREEB |  | 53.4017 | -9.2546
MV/LV Substation BA***4185 |  | 20 kV | _ | LV | 630 kVA :Kiosk Substation | 0.63 | --> | 0.63 | 0.5 | 11.03 |  | --> | 0.598 | 0 | 0.011 | 0.5 | 0 |  | --> | C27 ex SALTHILL | Salthill [T101,T102] | SALTHILL |  | 53.3368 | -9.1783
MV/LV Substation DA***4211 |  | 20 kV | _ | LV | 50 kVA :Pole Substation | 0.05 | --> | 0.05 | 0.05 | 6.53 |  | --> | 0.048 | 0 | 0 | 0.048 | 0 |  | --> | C16 ex OUGHTERARD | Oughterard [T41,T42] | SCREEB |  | 53.3431 | -9.1882
MV/LV Substation KI***422X |  | 20 kV | _ | LV | 50 kVA :Pole Substation | 0.05 | --> | 0.05 | 0 | 0 | Constrained, otherwise capacity available =47 kVA | --> | 0.048 | 0 | 0 | 0 | 0 | Constrained, otherwise capacity available =48 kW | --> | C12 ex SPIDDAL |  |  |  | 53.2569 | -9.3626
MV/LV Substation LI***4236 |  | 20 kV | _ | LV | 400 kVA :Building Structure | 0.4 | --> | 0.4 | 0.4 | 11.03 |  | --> | 0.38 | 0 | 0 | 0.38 | 0 |  | --> | C27 ex SALTHILL | Salthill [T101,T102] | SALTHILL |  | 53.336 | -9.1814
MV/LV Substation PA***441X |  | 10 kV | _ | LV | 50 kVA :Pole Substation | 0.05 | --> | 0.05 | 0 | 0 | Constrained, otherwise capacity available =49 kVA | --> | 0.048 | 0 | 0.006 | 0 | 0 | Constrained, otherwise capacity available =43 kW | --> | C13 ex SPIDDAL |  |  |  | 53.2472 | -9.2685
MV/LV Substation CE***452X |  | 20 kV | _ | LV | 100 kVA :Pole Substation | 0.1 | --> | 0.1 | 0.079 | 0.45 |  | --> | 0.095 | 0 | 0.031 | 0.075 | 0 |  | --> | C14 ex CARRAROE | Carraroe [T42] | SCREEB |  | 53.2365 | -9.4929
MV/LV Substation PA***462 |  | 10 kV | _ | LV | 100 kVA :Pole Substation | 0.1 | --> | 0.1 | 0 | 0 | Constrained, otherwise capacity available =61 kVA | --> | 0.095 | 0 | 0 | 0 | 0 | Constrained, otherwise capacity available =100 kW | --> | C13 ex SPIDDAL |  |  |  | 53.2479 | -9.2653
MV/LV Substation SO***463 |  | 10 kV | _ | LV | 400 kVA :Building Structure | 0.4 | --> | 0.4 | 0 | 0 | Constrained, otherwise capacity available =294 kVA | --> | 0.38 | 0 | 0 | 0 | 0 | Constrained, otherwise capacity available =394 kW | --> | C13 ex SPIDDAL |  |  |  | 53.2472 | -9.2693
MV/LV Substation CO***467 |  | 10 kV | _ | LV | 50 kVA :Pole Substation | 0.05 | --> | 0.05 | 0 | 0 | Constrained, otherwise capacity available =43 kVA | --> | 0.048 | 0 | 0.005 | 0 | 0 | Constrained, otherwise capacity available =45 kW | --> | C13 ex SPIDDAL |  |  |  | 53.2482 | -9.2799
MV/LV Substation SP***469 |  | 10 kV | _ | LV | 100 kVA :Pole Substation | 0.1 | --> | 0.1 | 0 | 0 | Constrained, otherwise capacity available =62 kVA | --> | 0.095 | 0 | 0 | 0 | 0 | Constrained, otherwise capacity available =100 kW | --> | C13 ex SPIDDAL |  |  |  | 53.2526 | -9.2808
MV/LV Substation SP***471 |  | 10 kV | _ | LV | 200 kVA :Pole Substation | 0.2 | --> | 0.2 | 0 | 0 | Constrained, otherwise capacity available =145 kVA | --> | 0.19 | 0 | 0.047 | 0 | 0 | Constrained, otherwise capacity available =162 kW | --> | C13 ex SPIDDAL |  |  |  | 53.2464 | -9.2853
MV/LV Substation BA***477 |  | 20 kV | _ | LV | 630 kVA :Kiosk Substation | 0.63 | --> | 0.63 | 0 | 0 | Constrained, otherwise capacity available =405 kVA | --> | 0.598 | 0 | 0.048 | 0 | 0 | Constrained, otherwise capacity available =593 kW | --> | C12 ex SPIDDAL |  |  |  | 53.2444 | -9.3054
MV/LV Substation OB***478 |  | 20 kV | _ | LV | 50 kVA :Pole Substation | 0.05 | --> | 0.05 | 0 | 0 | Constrained, otherwise capacity available =35 kVA | --> | 0.048 | 0 | 0.009 | 0 | 0 | Constrained, otherwise capacity available =43 kW | --> | C12 ex SPIDDAL |  |  |  | 53.2476 | -9.307
MV/LV Substation TE***480 |  | 20 kV | _ | LV | 200 kVA :Kiosk Substation | 0.2 | --> | 0.2 | 0 | 0 | Constrained, otherwise capacity available =168 kVA | --> | 0.19 | 0 | 0.015 | 0 | 0 | Constrained, otherwise capacity available =183 kW | --> | C12 ex SPIDDAL |  |  |  | 53.2444 | -9.3115
MV/LV Substation RU***485X |  | 20 kV | _ | LV | 200 kVA :Kiosk Substation | 0.2 | --> | 0.2 | 0.088 | 11.03 |  | --> | 0.19 | 0 | 0.011 | 0.197 | 0 |  | --> | C27 ex SALTHILL | Salthill [T101,T102] | SALTHILL |  | 53.3381 | -9.183
MV/LV Substation C ***493 |  | 20 kV | _ | LV | 630 kVA :Building Structure | 0.63 | --> | 0.63 | 0 | 0 | Constrained, otherwise capacity available =414 kVA | --> | 0.598 | 0 | 0.006 | 0 | 0 | Constrained, otherwise capacity available =623 kW | --> | C12 ex SPIDDAL |  |  |  | 53.2468 | -9.3645
MV/LV Substation CO***496 |  | 20 kV | _ | LV | 50 kVA :Pole Substation | 0.05 | --> | 0.05 | 0 | 0 | Constrained, otherwise capacity available =39 kVA | --> | 0.048 | 0 | 0 | 0 | 0 | Constrained, otherwise capacity available =49 kW | --> | C12 ex SPIDDAL |  |  |  | 53.2465 | -9.37
MV/LV Substation SP***500X |  | 20 kV | _ | LV | 400 kVA :Kiosk Substation | 0.4 | --> | 0.4 | 0 | 0 | Constrained, otherwise capacity available =330 kVA | --> | 0.38 | 0 | 0.005 | 0 | 0 | Constrained, otherwise capacity available =386 kW | --> | C12 ex SPIDDAL |  |  |  | 53.2449 | -9.3007
MV/LV Substation HY***502 |  | 20 kV | _ | LV | 400 kVA :Building Structure | 0.4 | --> | 0.4 | 0 | 0 | Constrained, otherwise capacity available =300 kVA | --> | 0.38 | 0 | 0.022 | 0 | 0 | Constrained, otherwise capacity available =377 kW | --> | C12 ex SPIDDAL |  |  |  | 53.2452 | -9.3903
MV/LV Substation PO***505 |  | 20 kV | _ | LV | 50 kVA :Pole Substation | 0.05 | --> | 0.05 | 0 | 0 | Constrained, otherwise capacity available =36 kVA | --> | 0.048 | 0 | 0 | 0 | 0 | Constrained, otherwise capacity available =49 kW | --> | C12 ex SPIDDAL |  |  |  | 53.244 | -9.3999
MV/LV Substation TE***507 |  | 20 kV | _ | LV | 50 kVA :Pole Substation | 0.05 | --> | 0.05 | 0 | 0 | Constrained, otherwise capacity available =40 kVA | --> | 0.048 | 0 | 0 | 0 | 0 | Constrained, otherwise capacity available =49 kW | --> | C12 ex SPIDDAL |  |  |  | 53.2437 | -9.4091
MV/LV Substation IN***519 |  | 20 kV | _ | LV | 50 kVA :Pole Substation | 0.05 | --> | 0.05 | 0 | 0 | Constrained, otherwise capacity available =43 kVA | --> | 0.048 | 0 | 0 | 0 | 0 | Constrained, otherwise capacity available =48 kW | --> | C12 ex SPIDDAL |  |  |  | 53.2374 | -9.4766
MV/LV Substation SC***524 |  | 20 kV | _ | LV | 100 kVA :Pole Substation | 0.1 | --> | 0.1 | 0.059 | 0.45 |  | --> | 0.095 | 0 | 0.006 | 0.096 | 0 |  | --> | C14 ex CARRAROE | Carraroe [T42] | SCREEB |  | 53.2409 | -9.5023
MV/LV Substation ME***537X |  | 10 kV | _ | LV | 50 kVA :Pole Substation | 0.05 | --> | 0.05 | 0 | 0 | Constrained, otherwise capacity available =46 kVA | --> | 0.048 | 0 | 0 | 0 | 0 | Constrained, otherwise capacity available =48 kW | --> | C13 ex SPIDDAL |  |  |  | 53.2553 | -9.2981
MV/LV Substation TU***550X |  | 20 kV | _ | LV | 400 kVA :Kiosk Substation | 0.4 | --> | 0.4 | 0 | 0 | Constrained, otherwise capacity available =356 kVA | --> | 0.38 | 0 | 0 | 0 | 0 | Constrained, otherwise capacity available =386 kW | --> | C12 ex SPIDDAL |  |  |  | 53.2382 | -9.487
MV/LV Substation AI***551X |  | 20 kV | _ | LV | 50 kVA :Pole Substation | 0.05 | --> | 0.05 | 0 | 0 | Constrained, otherwise capacity available =40 kVA | --> | 0.048 | 0 | 0.009 | 0 | 0 | Constrained, otherwise capacity available =42 kW | --> | C12 ex SPIDDAL |  |  |  | 53.2465 | -9.3774
MV/LV Substation UG***566X |  | 20 kV | _ | LV | 50 kVA :Pole Substation | 0.05 | --> | 0.05 | 0.044 | 11.03 |  | --> | 0.048 | 0 | 0.004 | 0.045 | 0 |  | --> | C27 ex SALTHILL | Salthill [T101,T102] | SALTHILL |  | 53.326 | -9.1725
MV/LV Substation CL***580 |  | 20 kV | _ | LV | 50 kVA :Pole Substation | 0.05 | --> | 0.05 | 0.039 | 11.03 |  | --> | 0.048 | 0 | 0 | 0.049 | 0 |  | --> | C27 ex SALTHILL | Salthill [T101,T102] | SALTHILL |  | 53.323 | -9.1648
MV/LV Substation CI***582 |  | 20 kV | _ | LV | 50 kVA :Pole Substation | 0.05 | --> | 0.05 | 0.05 | 11.03 |  | --> | 0.048 | 0 | 0 | 0.048 | 0 |  | --> | C27 ex SALTHILL | Salthill [T101,T102] | SALTHILL |  | 53.3221 | -9.1773
MV/LV Substation MO***596 |  | 20 kV | _ | LV | 100 kVA :Pole Substation | 0.1 | --> | 0.1 | 0.088 | 11.03 |  | --> | 0.095 | 0 | 0 | 0.097 | 0 |  | --> | C27 ex SALTHILL | Salthill [T101,T102] | SALTHILL |  | 53.3433 | -9.1715
MV/LV Substation CO***597 |  | 20 kV | _ | LV | 50 kVA :Pole Substation | 0.05 | --> | 0.05 | 0.05 | 11.03 |  | --> | 0.048 | 0 | 0 | 0.048 | 0 |  | --> | C27 ex SALTHILL | Salthill [T101,T102] | SALTHILL |  | 53.3489 | -9.1808
MV/LV Substation UD***614X |  | 10 kV | _ | LV | 200 kVA :Pole Substation | 0.2 | --> | 0.2 | 0 | 0 | Constrained, otherwise capacity available =162 kVA | --> | 0.19 | 0 | 0 | 0 | 0 | Constrained, otherwise capacity available =195 kW | --> | C13 ex SPIDDAL |  |  |  | 53.2494 | -9.2818
MV/LV Substation BA***632 |  | 20 kV | _ | LV | 400 kVA :Kiosk Substation | 0.4 | --> | 0.4 | 0.13 | 11.03 |  | --> | 0.38 | 0 | 0.159 | 0.297 | 0 |  | --> | C27 ex SALTHILL | Salthill [T101,T102] | SALTHILL |  | 53.337 | -9.1802
MV/LV Substation GO***633 |  | 20 kV | _ | LV | 200 kVA :Pole Substation | 0.2 | --> | 0.2 | 0.142 | 11.03 |  | --> | 0.19 | 0 | 0.004 | 0.195 | 0 |  | --> | C27 ex SALTHILL | Salthill [T101,T102] | SALTHILL |  | 53.3404 | -9.1844
MV/LV Substation TI***633X |  | 20 kV | _ | LV | 50 kVA :Pole Substation | 0.05 | --> | 0.05 | 0 | 0 | Constrained, otherwise capacity available =42 kVA | --> | 0.048 | 0 | 0 | 0 | 0 | Constrained, otherwise capacity available =48 kW | --> | C12 ex SPIDDAL |  |  |  | 53.2452 | -9.3524
MV/LV Substation TE***639 |  | 20 kV | _ | LV | 50 kVA :Pole Substation | 0.05 | --> | 0.05 | 0.043 | 6.53 |  | --> | 0.048 | 0 | 0 | 0.048 | 0 |  | --> | C16 ex OUGHTERARD | Oughterard [T41,T42] | SCREEB |  | 53.3501 | -9.1959
MV/LV Substation NU***650X |  | 10 kV | _ | LV | 100 kVA :Pole Substation | 0.1 | --> | 0.1 | 0 | 0 | Constrained, otherwise capacity available =73 kVA | --> | 0.095 | 0 | 0.01 | 0 | 0 | Constrained, otherwise capacity available =91 kW | --> | C13 ex SPIDDAL |  |  |  | 53.2471 | -9.26
MV/LV Substation MI***661X |  | 20 kV | _ | LV | 100 kVA :Pole Substation | 0.1 | --> | 0.1 | 0 | 0 | Constrained, otherwise capacity available =75 kVA | --> | 0.095 | 0 | 0 | 0 | 0 | Constrained, otherwise capacity available =98 kW | --> | C12 ex SPIDDAL |  |  |  | 53.2319 | -9.4706
MV/LV Substation IN***667X |  | 20 kV | _ | LV | 50 kVA :Pole Substation | 0.05 | --> | 0.05 | 0 | 0 | Constrained, otherwise capacity available =36 kVA | --> | 0.048 | 0 | 0.01 | 0 | 0 | Constrained, otherwise capacity available =42 kW | --> | C12 ex SPIDDAL |  |  |  | 53.238 | -9.4779
MV/LV Substation OS***669 |  | 20 kV | _ | LV | 100 kVA :Pole Substation | 0.1 | --> | 0.1 | 0.095 | 6.53 |  | --> | 0.095 | 0 | 0 | 0.096 | 0 |  | --> | C16 ex OUGHTERARD | Oughterard [T41,T42] | SCREEB |  | 53.3927 | -9.2814
MV/LV Substation MU***675 |  | 20 kV | _ | LV | 50 kVA :Pole Substation | 0.05 | --> | 0.05 | 0.048 | 6.53 |  | --> | 0.048 | 0 | 0 | 0.048 | 0 |  | --> | C16 ex OUGHTERARD | Oughterard [T41,T42] | SCREEB |  | 53.4078 | -9.2801
MV/LV Substation PO***682 |  | 20 kV | _ | LV | 50 kVA :Pole Substation | 0.05 | --> | 0.05 | 0.03 | 6.53 |  | --> | 0.048 | 0 | 0.023 | 0.033 | 0 |  | --> | C16 ex OUGHTERARD | Oughterard [T41,T42] | SCREEB |  | 53.4228 | -9.2937
MV/LV Substation OU***683 |  | 20 kV | _ | LV | 200 kVA :Building Structure | 0.2 | --> | 0.2 | 0.188 | 6.53 |  | --> | 0.19 | 0 | 0.01 | 0.184 | 0 |  | --> | C16 ex OUGHTERARD | Oughterard [T41,T42] | SCREEB |  | 53.422 | -9.287
MV/LV Substation OS***702 |  | 10 kV | _ | LV | 100 kVA :Pole Substation | 0.1 | --> | 0.1 | 0.1 | 6.53 |  | --> | 0.095 | 0 | 0 | 0.095 | 0 |  | --> | C17 ex OUGHTERARD | Oughterard [T41,T42] | SCREEB |  | 53.4212 | -9.3001
MV/LV Substation AR***705 |  | 10 kV | _ | LV | 50 kVA :Pole Substation | 0.05 | --> | 0.05 | 0.037 | 6.53 |  | --> | 0.048 | 0 | 0.005 | 0.046 | 0 |  | --> | C17 ex OUGHTERARD | Oughterard [T41,T42] | SCREEB |  | 53.4251 | -9.3138
MV/LV Substation AI***705X |  | 20 kV | _ | LV | 200 kVA :Pole Substation | 0.2 | --> | 0.2 | 0 | 0 | Constrained, otherwise capacity available =140 kVA | --> | 0.19 | 0 | 0 | 0 | 0 | Constrained, otherwise capacity available =198 kW | --> | C12 ex SPIDDAL |  |  |  | 53.2455 | -9.3913
MV/LV Substation SR***707 |  | 10 kV | _ | LV | 100 kVA :Pole Substation | 0.1 | --> | 0.1 | 0.04 | 6.53 |  | --> | 0.095 | 0 | 0.02 | 0.088 | 0 |  | --> | C17 ex OUGHTERARD | Oughterard [T41,T42] | SCREEB |  | 53.4321 | -9.3185
MV/LV Substation BO***707X |  | 20 kV | _ | LV | 400 kVA :Kiosk Substation | 0.4 | --> | 0.4 | 0.356 | 11.03 |  | --> | 0.38 | 0 | 0.02 | 0.371 | 0 |  | --> | C27 ex SALTHILL | Salthill [T101,T102] | SALTHILL |  | 53.3345 | -9.182
MV/LV Substation OT***720X |  | 20 kV | _ | LV | 50 kVA :Pole Substation | 0.05 | --> | 0.05 | 0 | 0 | Constrained, otherwise capacity available =46 kVA | --> | 0.048 | 0 | 0.005 | 0 | 0 | Constrained, otherwise capacity available =44 kW | --> | C12 ex SPIDDAL |  |  |  | 53.2533 | -9.3626
MV/LV Substation MA***734X |  | 10 kV | _ | LV | 100 kVA :Pole Substation | 0.1 | --> | 0.1 | 0 | 0 | Constrained, otherwise capacity available =99 kVA | --> | 0.095 | 0 | 0 | 0 | 0 | Constrained, otherwise capacity available =95 kW | --> | C13 ex SPIDDAL |  |  |  | 53.2493 | -9.2842
MV/LV Substation SC***743 |  | 10 kV | _ | LV | 50 kVA :Pole Substation | 0.05 | --> | 0.05 | 0.043 | 6.53 |  | --> | 0.048 | 0 | 0 | 0.048 | 0 |  | --> | C17 ex OUGHTERARD | Oughterard [T41,T42] | SCREEB |  | 53.4304 | -9.3264
MV/LV Substation OS***746 |  | 10 kV | _ | LV | 200 kVA :Pole Substation | 0.2 | --> | 0.2 | 0.198 | 6.53 |  | --> | 0.19 | 0 | 0 | 0.19 | 0 |  | --> | C17 ex OUGHTERARD | Oughterard [T41,T42] | SCREEB |  | 53.4275 | -9.332
MV/LV Substation AN***747 |  | 10 kV | _ | LV | 630 kVA :Kiosk Substation | 0.63 | --> | 0.63 | 0.5 | 6.53 |  | --> | 0.598 | 0 | 0.011 | 0.5 | 0 |  | --> | C17 ex OUGHTERARD | Oughterard [T41,T42] | SCREEB |  | 53.4228 | -9.3259
MV/LV Substation UA***748 |  | 10 kV | _ | LV | 400 kVA :Kiosk Substation | 0.4 | --> | 0.4 | 0.298 | 6.53 |  | --> | 0.38 | 0 | 0.028 | 0.373 | 0 |  | --> | C17 ex OUGHTERARD | Oughterard [T41,T42] | SCREEB |  | 53.4272 | -9.3268
MV/LV Substation CE***750 |  | 10 kV | _ | LV | 100 kVA :Pole Substation | 0.1 | --> | 0.1 | 0.076 | 6.53 |  | --> | 0.095 | 0 | 0.009 | 0.092 | 0 |  | --> | C17 ex OUGHTERARD | Oughterard [T41,T42] | SCREEB |  | 53.4259 | -9.3346
MV/LV Substation OB***751 |  | 10 kV | _ | LV | 50 kVA :Pole Substation | 0.05 | --> | 0.05 | 0.042 | 6.53 |  | --> | 0.048 | 0 | 0.005 | 0.045 | 0 |  | --> | C17 ex OUGHTERARD | Oughterard [T41,T42] | SCREEB |  | 53.4254 | -9.3424
MV/LV Substation UA***756 |  | 10 kV | _ | LV | 200 kVA :Pole Substation | 0.2 | --> | 0.2 | 0.016 | 6.53 |  | --> | 0.19 | 0 | 0.005 | 0.21 | 0 |  | --> | C17 ex OUGHTERARD | Oughterard [T41,T42] | SCREEB |  | 53.4275 | -9.3181
MV/LV Substation WE***760X |  | 10 kV | _ | LV | 100 kVA :Pole Substation | 0.1 | --> | 0.1 | 0.096 | 6.53 |  | --> | 0.095 | 0 | 0 | 0.096 | 0 |  | --> | C17 ex OUGHTERARD | Oughterard [T41,T42] | SCREEB |  | 53.4236 | -9.3102
MV/LV Substation CR***763 |  | 10 kV | _ | LV | 400 kVA :Kiosk Substation | 0.4 | --> | 0.4 | 0.291 | 6.53 |  | --> | 0.38 | 0 | 0.019 | 0.38 | 0 |  | --> | C17 ex OUGHTERARD | Oughterard [T41,T42] | SCREEB |  | 53.428 | -9.3208
MV/LV Substation CL***764 |  | 20 kV | _ | LV | 100 kVA :Pole Substation | 0.1 | --> | 0.1 | 0.097 | 11.03 |  | --> | 0.095 | 0 | 0 | 0.095 | 0 |  | --> | C27 ex SALTHILL | Salthill [T101,T102] | SALTHILL |  | 53.3224 | -9.1609
MV/LV Substation CA***771X |  | 10 kV | _ | LV | 630 kVA :Kiosk Substation | 0.63 | --> | 0.63 | 0.5 | 6.53 |  | --> | 0.598 | 0 | 0 | 0.5 | 0 |  | --> | C17 ex OUGHTERARD | Oughterard [T41,T42] | SCREEB |  | 53.4292 | -9.3191
MV/LV Substation KE***785X |  | 20 kV | _ | LV | 50 kVA :Pole Substation | 0.05 | --> | 0.05 | 0 | 0 | Constrained, otherwise capacity available =48 kVA | --> | 0.048 | 0 | 0 | 0 | 0 | Constrained, otherwise capacity available =48 kW | --> | C12 ex SPIDDAL |  |  |  | 53.245 | -9.3349
MV/LV Substation SC***789X |  | 20 kV | _ | LV | 50 kVA :Pole Substation | 0.05 | --> | 0.05 | 0 | 0 | Constrained, otherwise capacity available =32 kVA | --> | 0.048 | 0 | 0.006 | 0 | 0 | Constrained, otherwise capacity available =46 kW | --> | C12 ex SPIDDAL |  |  |  | 53.2455 | -9.3871
MV/LV Substation TU***799X |  | 20 kV | _ | LV | 630 kVA :Kiosk Substation | 0.63 | --> | 0.63 | 0 | 0 | Constrained, otherwise capacity available =609 kVA | --> | 0.598 | 0 | 0 | 0 | 0 | Constrained, otherwise capacity available =601 kW | --> | C12 ex SPIDDAL |  |  |  | 53.2457 | -9.3054
MV/LV Substation NA***801X |  | 10 kV | _ | LV | 50 kVA :Pole Substation | 0.05 | --> | 0.05 | 0 | 0 | Constrained, otherwise capacity available =45 kVA | --> | 0.048 | 0 | 0 | 0 | 0 | Constrained, otherwise capacity available =48 kW | --> | C13 ex SPIDDAL |  |  |  | 53.2802 | -9.3031
MV/LV Substation AR***810 |  | 10 kV | _ | LV | 400 kVA :Building Structure | 0.4 | --> | 0.4 | 0 | 0 | Constrained, otherwise capacity available =169 kVA | --> | 0.38 | 0 | 0 | 0 | 0 | Constrained, otherwise capacity available =406 kW | --> | C13 ex SPIDDAL |  |  |  | 53.2485 | -9.2834
MV/LV Substation BO***816 |  | 20 kV | _ | LV | 100 kVA :Pole Substation | 0.1 | --> | 0.1 | 0 | 0 | Constrained, otherwise capacity available =85 kVA | --> | 0.095 | 0 | 0 | 0 | 0 | Constrained, otherwise capacity available =97 kW | --> | C12 ex SPIDDAL |  |  |  | 53.2484 | -9.3169
MV/LV Substation C ***832 |  | 20 kV | _ | LV | 200 kVA :Pole Substation | 0.2 | --> | 0.2 | 0.192 | 11.03 |  | --> | 0.19 | 0 | 0.005 | 0.187 | 0 |  | --> | C27 ex SALTHILL | Salthill [T101,T102] | SALTHILL |  | 53.3301 | -9.1711
MV/LV Substation RA***843X |  | 10 kV | _ | LV | 50 kVA :Pole Substation | 0.05 | --> | 0.05 | 0 | 0 | Constrained, otherwise capacity available =41 kVA | --> | 0.048 | 0 | 0 | 0 | 0 | Constrained, otherwise capacity available =49 kW | --> | C13 ex SPIDDAL |  |  |  | 53.2493 | -9.3006
MV/LV Substation LE***864X |  | 10 kV | _ | LV | 200 kVA :Kiosk Substation | 0.2 | --> | 0.2 | 0.157 | 6.53 |  | --> | 0.19 | 0 | 0.029 | 0.174 | 0 |  | --> | C17 ex OUGHTERARD | Oughterard [T41,T42] | SCREEB |  | 53.4264 | -9.3239
MV/LV Substation TU***879X |  | 20 kV | _ | LV | 200 kVA :Kiosk Substation | 0.2 | --> | 0.2 | 0.175 | 0.45 |  | --> | 0.19 | 0 | 0 | 0.193 | 0 |  | --> | C14 ex CARRAROE | Carraroe [T42] | SCREEB |  | 53.2377 | -9.4894
MV/LV Substation IN***892X |  | 20 kV | _ | LV | 50 kVA :Pole Substation | 0.05 | --> | 0.05 | 0 | 0 | Constrained, otherwise capacity available =50 kVA | --> | 0.048 | 0 | 0 | 0 | 0 | Constrained, otherwise capacity available =48 kW | --> | C12 ex SPIDDAL |  |  |  | 53.2381 | -9.4776
MV/LV Substation BI***896X |  | 10 kV | _ | LV | 50 kVA :Pole Substation | 0.05 | --> | 0.05 | 0.044 | 6.53 |  | --> | 0.048 | 0 | 0 | 0.048 | 0 |  | --> | C17 ex OUGHTERARD | Oughterard [T41,T42] | SCREEB |  | 53.4204 | -9.3097
MV/LV Substation AN***902X |  | 20 kV | _ | LV | 400 kVA :Kiosk Substation | 0.4 | --> | 0.4 | 0.333 | 11.03 |  | --> | 0.38 | 0 | 0.015 | 0.378 | 0 |  | --> | C27 ex SALTHILL | Salthill [T101,T102] | SALTHILL |  | 53.3368 | -9.1843
MV/LV Substation UI***927X |  | 20 kV | _ | LV | 400 kVA :Kiosk Substation | 0.4 | --> | 0.4 | 0.347 | 11.03 |  | --> | 0.38 | 0 | 0.021 | 0.372 | 0 |  | --> | C27 ex SALTHILL | Salthill [T101,T102] | SALTHILL |  | 53.3383 | -9.1767
MV/LV Substation SP***940X |  | 20 kV | _ | LV | 200 kVA :Kiosk Substation | 0.2 | --> | 0.2 | 0.2 | 11.03 |  | --> | 0.19 | 0 | 0 | 0.19 | 0 |  | --> | C27 ex SALTHILL | Salthill [T101,T102] | SALTHILL |  | 53.3374 | -9.1816
MV/LV Substation TE***942X |  | 10 kV | _ | LV | 200 kVA :Kiosk Substation | 0.2 | --> | 0.2 | 0 | 0 | Constrained, otherwise capacity available =171 kVA | --> | 0.19 | 0 | 0 | 0 | 0 | Constrained, otherwise capacity available =194 kW | --> | C13 ex SPIDDAL |  |  |  | 53.2469 | -9.2826
MV/LV Substation CL***964 |  | 20 kV | _ | LV | 100 kVA :Pole Substation | 0.1 | --> | 0.1 | 0.1 | 6.53 |  | --> | 0.095 | 0 | 0 | 0.095 | 0 |  | --> | C16 ex OUGHTERARD | Oughterard [T41,T42] | SCREEB |  | 53.3747 | -9.1947
MV/LV Substation BA***974X |  | 20 kV | _ | LV | 50 kVA :Pole Substation | 0.05 | --> | 0.05 | 0.048 | 0.45 |  | --> | 0.048 | 0 | 0 | 0.048 | 0 |  | --> | C14 ex CARRAROE | Carraroe [T42] | SCREEB |  | 53.2398 | -9.5005
MV/LV Substation KY***977X |  | 20 kV | _ | LV | 50 kVA :Pole Substation | 0.05 | --> | 0.05 | 0.048 | 11.03 |  | --> | 0.048 | 0 | 0 | 0.048 | 0 |  | --> | C27 ex SALTHILL | Salthill [T101,T102] | SALTHILL |  | 53.3329 | -9.1886
MV/LV Substation CO***983 |  | 20 kV | _ | LV | 50 kVA :Pole Substation | 0.05 | --> | 0.05 | 0 | 0 | Constrained, otherwise capacity available =38 kVA | --> | 0.048 | 0 | 0.015 | 0 | 0 | Constrained, otherwise capacity available =38 kW | --> | C12 ex SPIDDAL |  |  |  | 53.2479 | -9.3717
MV/LV Substation CO***993 |  | 20 kV | _ | LV | 200 kVA :Pole Substation | 0.2 | --> | 0.2 | 0.105 | 0.45 |  | --> | 0.19 | 0 | 0 | 0.202 | 0 |  | --> | C14 ex CARRAROE | Carraroe [T42] | SCREEB |  | 53.2461 | -9.5484
MV/LV Substation WO***001 |  | 10 kV | _ | LV | 200 kVA :Kiosk Substation | 0.2 | --> | 0.2 | 0.185 | 7.25 |  | --> | 0.19 | 0 | 0 | 0 | 0 | Constrained, otherwise capacity available =192 kW | --> | C17 ex CONVOY | Convoy [T41,T42] | LETTERKENNY |  | 54.8585 | -7.659
MV/LV Substation TI***002X |  | 10 kV | _ | LV | 100 kVA :Pole Substation | 0.1 | --> | 0.1 | 0.094 | 7.25 |  | --> | 0.095 | 0 | 0 | 0 | 0 | Constrained, otherwise capacity available =96 kW | --> | C12 ex CONVOY | Convoy [T41,T42] | LETTERKENNY |  | 54.8268 | -7.7452
MV/LV Substation TO***003 |  | 10 kV | _ | LV | 100 kVA :Pole Substation | 0.1 | --> | 0.1 | 0.067 | 7.25 |  | --> | 0.095 | 0 | 0.01 | 0 | 0 | Constrained, otherwise capacity available =92 kW | --> | C12 ex CONVOY | Convoy [T41,T42] | LETTERKENNY |  | 54.8624 | -7.6695
MV/LV Substation CA***005 |  | 10 kV | _ | LV | 200 kVA :Kiosk Substation | 0.2 | --> | 0.2 | 0.148 | 7.25 |  | --> | 0.19 | 0 | 0 | 0 | 0 | Constrained, otherwise capacity available =197 kW | --> | C18 ex CONVOY | Convoy [T41,T42] | LETTERKENNY |  | 54.8624 | -7.6553
MV/LV Substation CO***008 |  | 10 kV | _ | LV | 200 kVA :Pole Substation | 0.2 | --> | 0.2 | 0.142 | 0.25 |  | --> | 0.19 | 0 | 0 | 0 | 0 | Constrained, otherwise capacity available =198 kW | --> | C11 ex ROSSGEIR | Rossgeir [T41,T42] | LETTERKENNY |  | 54.8308 | -7.4834
MV/LV Substation LE***009 |  | 10 kV | _ | LV | 200 kVA :Pole Substation | 0.2 | --> | 0.2 | 0.059 | 0.25 |  | --> | 0.19 | 0 | 0.004 | 0 | 0 | Constrained, otherwise capacity available =205 kW | --> | C11 ex ROSSGEIR | Rossgeir [T41,T42] | LETTERKENNY |  | 54.8347 | -7.4864
MV/LV Substation CH***009X |  | 20 kV | _ | LV | 50 kVA :Pole Substation | 0.05 | --> | 0.05 | 0.04 | 0.25 |  | --> | 0.048 | 0 | 0 | 0 | 0 | Constrained, otherwise capacity available =49 kW | --> | C12 ex ROSSGEIR | Rossgeir [T41,T42] | LETTERKENNY |  | 54.8258 | -7.5736
MV/LV Substation CO***010 |  | 10 kV | _ | LV | 200 kVA :Pole Substation | 0.2 | --> | 0.2 | 0.158 | 0.25 |  | --> | 0.19 | 0 | 0 | 0 | 0 | Constrained, otherwise capacity available =196 kW | --> | C11 ex ROSSGEIR | Rossgeir [T41,T42] | LETTERKENNY |  | 54.8291 | -7.4893
MV/LV Substation TA***015 |  | 10 kV | _ | LV | 400 kVA :Kiosk Substation | 0.4 | --> | 0.4 | 0.246 | 0.25 | Constrained, otherwise capacity available =293 kVA | --> | 0.38 | 0 | 0.01 | 0 | 0 | Constrained, otherwise capacity available =387 kW | --> | C11 ex ROSSGEIR | Rossgeir [T41,T42] | LETTERKENNY |  | 54.8331 | -7.4783
MV/LV Substation TH***016 |  | 10 kV | _ | LV | 100 kVA :Pole Substation | 0.1 | --> | 0.1 | 0.068 | 7.25 |  | --> | 0.095 | 0 | 0.009 | 0 | 0 | Constrained, otherwise capacity available =93 kW | --> | C12 ex CONVOY | Convoy [T41,T42] | LETTERKENNY |  | 54.8623 | -7.6751
MV/LV Substation MA***018 |  | 10 kV | _ | LV | 200 kVA :Pole Substation | 0.2 | --> | 0.2 | 0.093 | 0.25 |  | --> | 0.19 | 0 | 0.015 | 0 | 0 | Constrained, otherwise capacity available =193 kW | --> | C11 ex ROSSGEIR | Rossgeir [T41,T42] | LETTERKENNY |  | 54.8331 | -7.4821
MV/LV Substation IN***022 |  | 10 kV | _ | LV | 200 kVA :Pole Substation | 0.2 | --> | 0.2 | 0.162 | 0.25 |  | --> | 0.19 | 0 | 0.006 | 0 | 0 | Constrained, otherwise capacity available =191 kW | --> | C11 ex ROSSGEIR | Rossgeir [T41,T42] | LETTERKENNY |  | 54.8295 | -7.4832
MV/LV Substation LI***024 |  | 10 kV | _ | LV | 200 kVA :Pole Substation | 0.2 | --> | 0.2 | 0.168 | 0.25 |  | --> | 0.19 | 0 | 0.035 | 0 | 0 | Constrained, otherwise capacity available =168 kW | --> | C11 ex ROSSGEIR | Rossgeir [T41,T42] | LETTERKENNY |  | 54.8328 | -7.4849
MV/LV Substation AU***025 |  | 10 kV | _ | LV | 50 kVA :Pole Substation | 0.05 | --> | 0.05 | 0.035 | 0.25 |  | --> | 0.048 | 0 | 0 | 0 | 0 | Constrained, otherwise capacity available =50 kW | --> | C11 ex ROSSGEIR | Rossgeir [T41,T42] | LETTERKENNY |  | 54.836 | -7.4792
MV/LV Substation OA***031X |  | 10 kV | _ | LV | 200 kVA :Kiosk Substation | 0.2 | --> | 0.2 | 0.182 | 0.25 |  | --> | 0.19 | 0 | 0 | 0 | 0 | Constrained, otherwise capacity available =192 kW | --> | C16 ex ROSSGEIR | Rossgeir [T41,T42] | LETTERKENNY |  | 54.88 | -7.5769
MV/LV Substation MC***034X |  | 10 kV | _ | LV | 200 kVA :Pole Substation | 0.2 | --> | 0.2 | 0.137 | 0.25 |  | --> | 0.19 | 0 | 0 | 0 | 0 | Constrained, otherwise capacity available =198 kW | --> | C11 ex ROSSGEIR | Rossgeir [T41,T42] | LETTERKENNY |  | 54.8543 | -7.4762
MV/LV Substation MI***035X |  | 20 kV | _ | LV | 50 kVA :Pole Substation | 0.05 | --> | 0.05 | 0.046 | 0.25 |  | --> | 0.048 | 0 | 0 | 0 | 0 | Constrained, otherwise capacity available =48 kW | --> | C12 ex ROSSGEIR | Rossgeir [T41,T42] | LETTERKENNY |  | 54.8073 | -7.5338
MV/LV Substation MA***036X |  | 10 kV | _ | LV | 50 kVA :Pole Substation | 0.05 | --> | 0.05 | 0.036 | 0.25 |  | --> | 0.048 | 0 | 0 | 0 | 0 | Constrained, otherwise capacity available =49 kW | --> | C16 ex ROSSGEIR | Rossgeir [T41,T42] | LETTERKENNY |  | 54.8755 | -7.5851
MV/LV Substation TR***040X |  | 10 kV | _ | LV | 50 kVA :Pole Substation | 0.05 | --> | 0.05 | 0 | 0 | Constrained, otherwise capacity available =45 kVA | --> | 0.048 | 0 | 0 | 0 | 0 | Constrained, otherwise capacity available =48 kW | --> | C20 ex CULLION | Cullion [T41,T42] | LETTERKENNY |  | 54.8808 | -7.742
MV/LV Substation MC***041X |  | 20 kV | _ | LV | 100 kVA :Pole Substation | 0.1 | --> | 0.1 | 0.096 | 0.25 |  | --> | 0.095 | 0 | 0 | 0 | 0 | Constrained, otherwise capacity available =96 kW | --> | C12 ex ROSSGEIR | Rossgeir [T41,T42] | LETTERKENNY |  | 54.7968 | -7.5583
MV/LV Substation SC***042X |  | 10 kV | _ | LV | 100 kVA :Pole Substation | 0.1 | --> | 0.1 | 0.09 | 0.25 |  | --> | 0.095 | 0 | 0 | 0 | 0 | Constrained, otherwise capacity available =96 kW | --> | C12 ex ROSSGEIR | Rossgeir [T41,T42] | LETTERKENNY |  | 54.8537 | -7.5042
MV/LV Substation P ***069X |  | 10 kV | _ | LV | 100 kVA :Pole Substation | 0.1 | --> | 0.1 | 0 | 0 | Constrained, otherwise capacity available =92 kVA | --> | 0.095 | 0 | 0 | 0 | 0 | Constrained, otherwise capacity available =96 kW | --> | C20 ex CULLION | Cullion [T41,T42] | LETTERKENNY |  | 54.881 | -7.7467
MV/LV Substation WO***102X |  | 10 kV | _ | LV | 100 kVA :Pole Substation | 0.1 | --> | 0.1 | 0.079 | 0.25 |  | --> | 0.095 | 0 | 0 | 0 | 0 | Constrained, otherwise capacity available =98 kW | --> | C16 ex ROSSGEIR | Rossgeir [T41,T42] | LETTERKENNY |  | 54.876 | -7.5785
MV/LV Substation CA***105X |  | 10 kV | _ | LV | 200 kVA :Kiosk Substation | 0.2 | --> | 0.2 | 0.176 | 7.25 |  | --> | 0.19 | 0 | 0.005 | 0 | 0 | Constrained, otherwise capacity available =190 kW | --> | C18 ex CONVOY | Convoy [T41,T42] | LETTERKENNY |  | 54.8714 | -7.6077
MV/LV Substation MC***139X |  | 10 kV | _ | LV | 50 kVA :Pole Substation | 0.05 | --> | 0.05 | 0.03 | 7.25 |  | --> | 0.048 | 0 | 0 | 0 | 0 | Constrained, otherwise capacity available =50 kW | --> | C12 ex CONVOY | Convoy [T41,T42] | LETTERKENNY |  | 54.8442 | -7.7226
MV/LV Substation BR***146X |  | 20 kV | _ | LV | 50 kVA :Pole Substation | 0.05 | --> | 0.05 | 0.05 | 0.25 |  | --> | 0.048 | 0 | 0 | 0 | 0 | Constrained, otherwise capacity available =48 kW | --> | C12 ex ROSSGEIR | Rossgeir [T41,T42] | LETTERKENNY |  | 54.8219 | -7.6012
MV/LV Substation BA***155X |  | 20 kV | _ | LV | 50 kVA :Pole Substation | 0.05 | --> | 0.05 | 0.032 | 0.25 |  | --> | 0.048 | 0 | 0 | 0 | 0 | Constrained, otherwise capacity available =50 kW | --> | C12 ex ROSSGEIR | Rossgeir [T41,T42] | LETTERKENNY |  | 54.8436 | -7.5782
MV/LV Substation KN***156X |  | 10 kV | _ | LV | 50 kVA :Pole Substation | 0.05 | --> | 0.05 | 0.049 | 7.25 |  | --> | 0.048 | 0 | 0 | 0 | 0 | Constrained, otherwise capacity available =48 kW | --> | C12 ex CONVOY | Convoy [T41,T42] | LETTERKENNY |  | 54.842 | -7.7259
MV/LV Substation GR***163X |  | 10 kV | _ | LV | 630 kVA :Building Structure | 0.63 | --> | 0.63 | 0.246 | 0.25 | Constrained, otherwise capacity available =550 kVA | --> | 0.598 | 0 | 0 | 0 | 0 | Constrained, otherwise capacity available =609 kW | --> | C11 ex ROSSGEIR | Rossgeir [T41,T42] | LETTERKENNY |  | 54.8353 | -7.4835
MV/LV Substation MO***165X |  | 10 kV | _ | LV | 400 kVA :Kiosk Substation | 0.4 | --> | 0.4 | 0.387 | 7.25 |  | --> | 0.38 | 0 | 0 | 0 | 0 | Constrained, otherwise capacity available =382 kW | --> | C18 ex CONVOY | Convoy [T41,T42] | LETTERKENNY |  | 54.875 | -7.6024
MV/LV Substation HA***182X |  | 10 kV | _ | LV | 100 kVA :Pole Substation | 0.1 | --> | 0.1 | 0.078 | 7.25 |  | --> | 0.095 | 0 | 0 | 0 | 0 | Constrained, otherwise capacity available =98 kW | --> | C18 ex CONVOY | Convoy [T41,T42] | LETTERKENNY |  | 54.8623 | -7.6583
MV/LV Substation BL***185X |  | 10 kV | _ | LV | 200 kVA :Kiosk Substation | 0.2 | --> | 0.2 | 0.161 | 0.25 |  | --> | 0.19 | 0 | 0.02 | 0 | 0 | Constrained, otherwise capacity available =180 kW | --> | C16 ex ROSSGEIR | Rossgeir [T41,T42] | LETTERKENNY |  | 54.9309 | -7.4664
MV/LV Substation MA***194X |  | 10 kV | _ | LV | 200 kVA :Kiosk Substation | 0.2 | --> | 0.2 | 0.143 | 7.25 |  | --> | 0.19 | 0 | 0.003 | 0 | 0 | Constrained, otherwise capacity available =195 kW | --> | C17 ex CONVOY | Convoy [T41,T42] | LETTERKENNY |  | 54.8621 | -7.6638
MV/LV Substation TH***204X |  | 10 kV | _ | LV | 200 kVA :Pole Substation | 0.2 | --> | 0.2 | 0.189 | 0.25 |  | --> | 0.19 | 0 | 0.075 | 0 | 0 | Constrained, otherwise capacity available =136 kW | --> | C11 ex ROSSGEIR | Rossgeir [T41,T42] | LETTERKENNY |  | 54.8173 | -7.5123
MV/LV Substation TR***222X |  | 10 kV | _ | LV | 200 kVA :Pole Substation | 0.2 | --> | 0.2 | 0 | 0 | Constrained, otherwise capacity available =193 kVA | --> | 0.19 | 0 | 0 | 0 | 0 | Constrained, otherwise capacity available =191 kW | --> | C20 ex CULLION | Cullion [T41,T42] | LETTERKENNY |  | 54.8822 | -7.7453
MV/LV Substation BO***239X |  | 10 kV | _ | LV | 100 kVA :Pole Substation | 0.1 | --> | 0.1 | 0.098 | 7.25 |  | --> | 0.095 | 0 | 0 | 0 | 0 | Constrained, otherwise capacity available =95 kW | --> | C12 ex CONVOY | Convoy [T41,T42] | LETTERKENNY |  | 54.8581 | -7.7361
MV/LV Substation TR***240X |  | 10 kV | _ | LV | 100 kVA :Pole Substation | 0.1 | --> | 0.1 | 0 | 0 | Constrained, otherwise capacity available =83 kVA | --> | 0.095 | 0 | 0 | 0 | 0 | Constrained, otherwise capacity available =97 kW | --> | C20 ex CULLION | Cullion [T41,T42] | LETTERKENNY |  | 54.8757 | -7.7433
MV/LV Substation DR***243X |  | 10 kV | _ | LV | 50 kVA :Pole Substation | 0.05 | --> | 0.05 | 0.045 | 0.25 |  | --> | 0.048 | 0 | 0 | 0 | 0 | Constrained, otherwise capacity available =48 kW | --> | C16 ex ROSSGEIR | Rossgeir [T41,T42] | LETTERKENNY |  | 54.8816 | -7.5559
MV/LV Substation CA***251X |  | 10 kV | _ | LV | 400 kVA :Kiosk Substation | 0.4 | --> | 0.4 | 0.368 | 7.25 |  | --> | 0.38 | 0 | 0.008 | 0 | 0 | Constrained, otherwise capacity available =378 kW | --> | C18 ex CONVOY | Convoy [T41,T42] | LETTERKENNY |  | 54.8736 | -7.6087
MV/LV Substation EI***259 |  | 10 kV | _ | LV | 50 kVA :Pole Substation | 0.05 | --> | 0.05 | 0.028 | 0.25 |  | --> | 0.048 | 0 | 0.003 | 0 | 0 | Constrained, otherwise capacity available =48 kW | --> | C12 ex ROSSGEIR | Rossgeir [T41,T42] | LETTERKENNY |  | 54.8338 | -7.5044
MV/LV Substation MC***260 |  | 10 kV | _ | LV | 100 kVA :Pole Substation | 0.1 | --> | 0.1 | 0.097 | 0.25 |  | --> | 0.095 | 0 | 0 | 0 | 0 | Constrained, otherwise capacity available =95 kW | --> | C11 ex ROSSGEIR | Rossgeir [T41,T42] | LETTERKENNY |  | 54.8136 | -7.5202
MV/LV Substation DR***266 |  | 10 kV | _ | LV | 200 kVA :Pole Substation | 0.2 | --> | 0.2 | 0.146 | 7.25 |  | --> | 0.19 | 0 | 0 | 0 | 0 | Constrained, otherwise capacity available =197 kW | --> | C18 ex CONVOY | Convoy [T41,T42] | LETTERKENNY |  | 54.8552 | -7.6172
MV/LV Substation BR***267 |  | 10 kV | _ | LV | 200 kVA :Pole Substation | 0.2 | --> | 0.2 | 0.134 | 7.25 |  | --> | 0.19 | 0 | 0 | 0 | 0 | Constrained, otherwise capacity available =199 kW | --> | C18 ex CONVOY | Convoy [T41,T42] | LETTERKENNY |  | 54.8699 | -7.5512
MV/LV Substation LE***269X |  | 10 kV | _ | LV | 50 kVA :Pole Substation | 0.05 | --> | 0.05 | 0.04 | 7.25 |  | --> | 0.048 | 0 | 0 | 0 | 0 | Constrained, otherwise capacity available =49 kW | --> | C12 ex CONVOY | Convoy [T41,T42] | LETTERKENNY |  | 54.8633 | -7.7714
MV/LV Substation CA***270 |  | 20 kV | _ | LV | 50 kVA :Pole Substation | 0.05 | --> | 0.05 | 0.048 | 0.25 |  | --> | 0.048 | 0 | 0 | 0 | 0 | Constrained, otherwise capacity available =48 kW | --> | C12 ex ROSSGEIR | Rossgeir [T41,T42] | LETTERKENNY |  | 54.79 | -7.5962
MV/LV Substation SE***296X |  | 20 kV | _ | LV | 200 kVA :Pole Substation | 0.2 | --> | 0.2 | 0.182 | 0.25 |  | --> | 0.19 | 0 | 0 | 0 | 0 | Constrained, otherwise capacity available =192 kW | --> | C12 ex ROSSGEIR | Rossgeir [T41,T42] | LETTERKENNY |  | 54.8134 | -7.5898
MV/LV Substation RO***301X |  | 10 kV | _ | LV | 100 kVA :Pole Substation | 0.1 | --> | 0.1 | 0.092 | 7.25 |  | --> | 0.095 | 0 | 0 | 0 | 0 | Constrained, otherwise capacity available =96 kW | --> | C18 ex CONVOY | Convoy [T41,T42] | LETTERKENNY |  | 54.8682 | -7.598
MV/LV Substation FR***303 |  | 10 kV | _ | LV | 630 kVA :Kiosk Substation | 0.63 | --> | 0.63 | 0.5 | 7.25 |  | --> | 0.598 | 0 | 0.01 | 0 | 0 | Constrained, otherwise capacity available =592 kW | --> | C18 ex CONVOY | Convoy [T41,T42] | LETTERKENNY |  | 54.8723 | -7.5906
MV/LV Substation BE***305X |  | 10 kV | _ | LV | 200 kVA :Kiosk Substation | 0.2 | --> | 0.2 | 0.153 | 7.25 |  | --> | 0.19 | 0 | 0 | 0 | 0 | Constrained, otherwise capacity available =196 kW | --> | C18 ex CONVOY | Convoy [T41,T42] | LETTERKENNY |  | 54.8642 | -7.6528
MV/LV Substation FL***308X |  | 10 kV | _ | LV | 200 kVA :Kiosk Substation | 0.2 | --> | 0.2 | 0.151 | 7.25 |  | --> | 0.19 | 0 | 0.005 | 0 | 0 | Constrained, otherwise capacity available =193 kW | --> | C18 ex CONVOY | Convoy [T41,T42] | LETTERKENNY |  | 54.8617 | -7.6517
MV/LV Substation FO***315X |  | 10 kV | _ | LV | 100 kVA :Pole Substation | 0.1 | --> | 0.1 | 0 | 0 | Constrained, otherwise capacity available =68 kVA | --> | 0.095 | 0 | 0.014 | 0 | 0 | Constrained, otherwise capacity available =89 kW | --> | C20 ex CULLION | Cullion [T41,T42] | LETTERKENNY |  | 54.8701 | -7.7517
MV/LV Substation CA***319 |  | 10 kV | _ | LV | 100 kVA :Pole Substation | 0.1 | --> | 0.1 | 0.067 | 0.25 |  | --> | 0.095 | 0 | 0 | 0 | 0 | Constrained, otherwise capacity available =100 kW | --> | C16 ex ROSSGEIR | Rossgeir [T41,T42] | LETTERKENNY |  | 54.8931 | -7.4863
MV/LV Substation AR***332X |  | 10 kV | _ | LV | 400 kVA :Kiosk Substation | 0.4 | --> | 0.4 | 0.288 | 7.25 |  | --> | 0.38 | 0 | 0 | 0 | 0 | Constrained, otherwise capacity available =395 kW | --> | C17 ex CONVOY | Convoy [T41,T42] | LETTERKENNY |  | 54.8604 | -7.66
MV/LV Substation WO***335X |  | 20 kV | _ | LV | 50 kVA :Pole Substation | 0.05 | --> | 0.05 | 0.05 | 0.25 |  | --> | 0.048 | 0 | 0 | 0 | 0 | Constrained, otherwise capacity available =48 kW | --> | C12 ex ROSSGEIR | Rossgeir [T41,T42] | LETTERKENNY |  | 54.8408 | -7.5824
MV/LV Substation ME***339X |  | 10 kV | _ | LV | 50 kVA :Pole Substation | 0.05 | --> | 0.05 | 0.048 | 7.25 |  | --> | 0.048 | 0 | 0.005 | 0 | 0 | Constrained, otherwise capacity available =44 kW | --> | C12 ex CONVOY | Convoy [T41,T42] | LETTERKENNY |  | 54.8441 | -7.7557
MV/LV Substation TR***348 |  | 20 kV | _ | LV | 100 kVA :Pole Substation | 0.1 | --> | 0.1 | 0.069 | 0.25 |  | --> | 0.095 | 0 | 0 | 0 | 0 | Constrained, otherwise capacity available =99 kW | --> | C12 ex ROSSGEIR | Rossgeir [T41,T42] | LETTERKENNY |  | 54.8036 | -7.5411
MV/LV Substation WA***350X |  | 10 kV | _ | LV | 200 kVA :Pole Substation | 0.2 | --> | 0.2 | 0.181 | 7.25 |  | --> | 0.19 | 0 | 0 | 0 | 0 | Constrained, otherwise capacity available =193 kW | --> | C18 ex CONVOY | Convoy [T41,T42] | LETTERKENNY |  | 54.8585 | -7.6525
MV/LV Substation NA***351 |  | 10 kV | _ | LV | 630 kVA :Building Structure | 0.63 | --> | 0.63 | 0.346 | 7.25 |  | --> | 0.598 | 0 | 0 | 0 | 0 | Constrained, otherwise capacity available =636 kW | --> | C18 ex CONVOY | Convoy [T41,T42] | LETTERKENNY |  | 54.8626 | -7.66
MV/LV Substation RA***357 |  | 10 kV | _ | LV | 100 kVA :Pole Substation | 0.1 | --> | 0.1 | 0.07 | 7.25 |  | --> | 0.095 | 0 | 0.002 | 0 | 0 | Constrained, otherwise capacity available =98 kW | --> | C18 ex CONVOY | Convoy [T41,T42] | LETTERKENNY |  | 54.8695 | -7.5976
MV/LV Substation CL***360 |  | 20 kV | _ | LV | 50 kVA :Pole Substation | 0.05 | --> | 0.05 | 0.04 | 0.25 |  | --> | 0.048 | 0 | 0.006 | 0 | 0 | Constrained, otherwise capacity available =44 kW | --> | C12 ex ROSSGEIR | Rossgeir [T41,T42] | LETTERKENNY |  | 54.7969 | -7.5518
MV/LV Substation SP***366X |  | 20 kV | _ | LV | 50 kVA :Pole Substation | 0.05 | --> | 0.05 | 0.044 | 0.25 |  | --> | 0.048 | 0 | 0 | 0 | 0 | Constrained, otherwise capacity available =48 kW | --> | C12 ex ROSSGEIR | Rossgeir [T41,T42] | LETTERKENNY |  | 54.8358 | -7.537
MV/LV Substation CO***370 |  | 10 kV | _ | LV | 50 kVA :Pole Substation | 0.05 | --> | 0.05 | 0.026 | 0.25 |  | --> | 0.048 | 0 | 0 | 0 | 0 | Constrained, otherwise capacity available =51 kW | --> | C11 ex ROSSGEIR | Rossgeir [T41,T42] | LETTERKENNY |  | 54.8266 | -7.4914
MV/LV Substation PO***372X |  | 10 kV | _ | LV | 50 kVA :Pole Substation | 0.05 | --> | 0.05 | 0.05 | 0.25 |  | --> | 0.048 | 0 | 0 | 0 | 0 | Constrained, otherwise capacity available =48 kW | --> | C11 ex ROSSGEIR | Rossgeir [T41,T42] | LETTERKENNY |  | 54.8201 | -7.5063
MV/LV Substation LU***394X |  | 10 kV | _ | LV | 50 kVA :Pole Substation | 0.05 | --> | 0.05 | 0.029 | 0.25 |  | --> | 0.048 | 0 | 0 | 0 | 0 | Constrained, otherwise capacity available =50 kW | --> | C16 ex ROSSGEIR | Rossgeir [T41,T42] | LETTERKENNY |  | 54.9666 | -7.4869
MV/LV Substation IN***4013 |  | 10 kV | _ | LV | 200 kVA :Pole Substation | 0.2 | --> | 0.2 | 0 | 0 | Constrained, otherwise capacity available =168 kVA | --> | 0.19 | 0 | 0.01 | 0 | 0 | Constrained, otherwise capacity available =187 kW | --> | C20 ex CULLION | Cullion [T41,T42] | LETTERKENNY |  | 54.887 | -7.7371
MV/LV Substation RA***402 |  | 10 kV | _ | LV | 400 kVA :Kiosk Substation | 0.4 | --> | 0.4 | 0.127 | 7.25 |  | --> | 0.38 | 0 | 0.015 | 0 | 0 | Constrained, otherwise capacity available =404 kW | --> | C18 ex CONVOY | Convoy [T41,T42] | LETTERKENNY |  | 54.8743 | -7.602
MV/LV Substation MA***4052 |  | 10 kV | _ | LV | 200 kVA :Pole Substation | 0.2 | --> | 0.2 | 0.151 | 7.25 |  | --> | 0.19 | 0 | 0.01 | 0 | 0 | Constrained, otherwise capacity available =189 kW | --> | C18 ex CONVOY | Convoy [T41,T42] | LETTERKENNY |  | 54.8628 | -7.5884
MV/LV Substation FO***4058 |  | 20 kV | _ | LV | 50 kVA :Pole Substation | 0.05 | --> | 0.05 | 0.05 | 0.25 |  | --> | 0.048 | 0 | 0 | 0 | 0 | Constrained, otherwise capacity available =48 kW | --> | C12 ex ROSSGEIR | Rossgeir [T41,T42] | LETTERKENNY |  | 54.7846 | -7.5731
MV/LV Substation DO***4060 |  | 10 kV | _ | LV | 200 kVA :Kiosk Substation | 0.2 | --> | 0.2 | 0.185 | 7.25 |  | --> | 0.19 | 0 | 0 | 0 | 0 | Constrained, otherwise capacity available =192 kW | --> | C12 ex CONVOY | Convoy [T41,T42] | LETTERKENNY |  | 54.8516 | -7.6858
MV/LV Substation ST***4063 |  | 10 kV | _ | LV | 100 kVA :Pole Substation | 0.1 | --> | 0.1 | 0.086 | 0.25 |  | --> | 0.095 | 0 | 0 | 0 | 0 | Constrained, otherwise capacity available =97 kW | --> | C11 ex ROSSGEIR | Rossgeir [T41,T42] | LETTERKENNY |  | 54.834 | -7.4743
MV/LV Substation LI***4067 |  | 10 kV | _ | LV | 50 kVA :Pole Substation | 0.05 | --> | 0.05 | 0.032 | 0.25 |  | --> | 0.048 | 0 | 0 | 0 | 0 | Constrained, otherwise capacity available =50 kW | --> | C16 ex ROSSGEIR | Rossgeir [T41,T42] | LETTERKENNY |  | 54.8873 | -7.509
MV/LV Substation GL***4071 |  | 10 kV | _ | LV | 50 kVA :Pole Substation | 0.05 | --> | 0.05 | 0.05 | 0.25 |  | --> | 0.048 | 0 | 0 | 0 | 0 | Constrained, otherwise capacity available =48 kW | --> | C16 ex ROSSGEIR | Rossgeir [T41,T42] | LETTERKENNY |  | 54.8648 | -7.4991
MV/LV Substation TU***4072 |  | 20 kV | _ | LV | 50 kVA :Pole Substation | 0.05 | --> | 0.05 | 0.043 | 0.25 |  | --> | 0.048 | 0 | 0 | 0 | 0 | Constrained, otherwise capacity available =48 kW | --> | C12 ex ROSSGEIR | Rossgeir [T41,T42] | LETTERKENNY |  | 54.8346 | -7.5418
MV/LV Substation DR***4074 |  | 10 kV | _ | LV | 50 kVA :Pole Substation | 0.05 | --> | 0.05 | 0 | 0 | Constrained, otherwise capacity available =50 kVA | --> | 0.048 | 0 | 0 | 0 | 0 | Constrained, otherwise capacity available =48 kW | --> | C20 ex CULLION | Cullion [T41,T42] | LETTERKENNY |  | 54.8695 | -7.7487
MV/LV Substation WW***4085 |  | 10 kV | _ | LV | 200 kVA :Pole Substation | 0.2 | --> | 0.2 | 0.185 | 0.25 |  | --> | 0.19 | 0 | 0 | 0 | 0 | Constrained, otherwise capacity available =192 kW | --> | C16 ex ROSSGEIR | Rossgeir [T41,T42] | LETTERKENNY |  | 54.9317 | -7.4589
MV/LV Substation FR***409 |  | 10 kV | _ | LV | 50 kVA :Pole Substation | 0.05 | --> | 0.05 | 0.036 | 0.25 |  | --> | 0.048 | 0 | 0 | 0 | 0 | Constrained, otherwise capacity available =49 kW | --> | C16 ex ROSSGEIR | Rossgeir [T41,T42] | LETTERKENNY |  | 54.8805 | -7.5359
MV/LV Substation GU***4095 |  | 10 kV | _ | LV | 50 kVA :Pole Substation | 0.05 | --> | 0.05 | 0.05 | 7.25 |  | --> | 0.048 | 0 | 0 | 0 | 0 | Constrained, otherwise capacity available =48 kW | --> | C18 ex CONVOY | Convoy [T41,T42] | LETTERKENNY |  | 54.8506 | -7.5316
MV/LV Substation CR***411 |  | 10 kV | _ | LV | 50 kVA :Pole Substation | 0.05 | --> | 0.05 | 0.048 | 7.25 |  | --> | 0.048 | 0 | 0 | 0 | 0 | Constrained, otherwise capacity available =48 kW | --> | C18 ex CONVOY | Convoy [T41,T42] | LETTERKENNY |  | 54.8665 | -7.5695
MV/LV Substation CA***4115 |  | 20 kV | _ | LV | 630 kVA :Building Structure | 0.63 | --> | 0.63 | 0.246 | 0.25 | Constrained, otherwise capacity available =630 kVA | --> | 0.598 | 0 | 0.463 | 0 | 0 | Constrained, otherwise capacity available =255 kW | --> | C12 ex ROSSGEIR | Rossgeir [T41,T42] | LETTERKENNY |  | 54.7896 | -7.5802
MV/LV Substation BU***411X |  | 10 kV | _ | LV | 50 kVA :Pole Substation | 0.05 | --> | 0.05 | 0.044 | 0.25 |  | --> | 0.048 | 0 | 0.003 | 0 | 0 | Constrained, otherwise capacity available =46 kW | --> | C16 ex ROSSGEIR | Rossgeir [T41,T42] | LETTERKENNY |  | 54.9584 | -7.4567
MV/LV Substation BR***4120 |  | 10 kV | _ | LV | 50 kVA :Pole Substation | 0.05 | --> | 0.05 | 0.036 | 0.25 |  | --> | 0.048 | 0 | 0 | 0 | 0 | Constrained, otherwise capacity available =49 kW | --> | C11 ex ROSSGEIR | Rossgeir [T41,T42] | LETTERKENNY |  | 54.8517 | -7.488
MV/LV Substation GA***4125 |  | 10 kV | _ | LV | 200 kVA :Kiosk Substation | 0.2 | --> | 0.2 | 0.177 | 7.25 |  | --> | 0.19 | 0 | 0.002 | 0 | 0 | Constrained, otherwise capacity available =192 kW | --> | C18 ex CONVOY | Convoy [T41,T42] | LETTERKENNY |  | 54.8647 | -7.6648
MV/LV Substation BR***413 |  | 10 kV | _ | LV | 50 kVA :Pole Substation | 0.05 | --> | 0.05 | 0.036 | 7.25 |  | --> | 0.048 | 0 | 0 | 0 | 0 | Constrained, otherwise capacity available =49 kW | --> | C18 ex CONVOY | Convoy [T41,T42] | LETTERKENNY |  | 54.8696 | -7.5486
MV/LV Substation CO***414X |  | 10 kV | _ | LV | 50 kVA :Pole Substation | 0.05 | --> | 0.05 | 0.039 | 0.25 |  | --> | 0.048 | 0 | 0.005 | 0 | 0 | Constrained, otherwise capacity available =45 kW | --> | C16 ex ROSSGEIR | Rossgeir [T41,T42] | LETTERKENNY |  | 54.9552 | -7.4473
MV/LV Substation FR***415 |  | 10 kV | _ | LV | 50 kVA :Pole Substation | 0.05 | --> | 0.05 | 0.047 | 7.25 |  | --> | 0.048 | 0 | 0 | 0 | 0 | Constrained, otherwise capacity available =48 kW | --> | C18 ex CONVOY | Convoy [T41,T42] | LETTERKENNY |  | 54.8739 | -7.536
MV/LV Substation ME***4157 |  | 10 kV | _ | LV | 100 kVA :Pole Substation | 0.1 | --> | 0.1 | 0.063 | 0.25 |  | --> | 0.095 | 0 | 0 | 0 | 0 | Constrained, otherwise capacity available =100 kW | --> | C16 ex ROSSGEIR | Rossgeir [T41,T42] | LETTERKENNY |  | 54.8681 | -7.4978
MV/LV Substation CO***416X |  | 10 kV | _ | LV | 50 kVA :Pole Substation | 0.05 | --> | 0.05 | 0.04 | 0.25 |  | --> | 0.048 | 0 | 0.009 | 0 | 0 | Constrained, otherwise capacity available =42 kW | --> | C16 ex ROSSGEIR | Rossgeir [T41,T42] | LETTERKENNY |  | 54.9533 | -7.4428
MV/LV Substation TT***4200 |  | 10 kV | _ | LV | 100 kVA :Pole Substation | 0.1 | --> | 0.1 | 0.099 | 7.25 |  | --> | 0.095 | 0 | 0 | 0 | 0 | Constrained, otherwise capacity available =95 kW | --> | C12 ex CONVOY | Convoy [T41,T42] | LETTERKENNY |  | 54.8608 | -7.7515
MV/LV Substation AL***4204 |  | 20 kV | _ | LV | 50 kVA :Pole Substation | 0.05 | --> | 0.05 | 0.05 | 0.25 |  | --> | 0.048 | 0 | 0 | 0 | 0 | Constrained, otherwise capacity available =48 kW | --> | C12 ex ROSSGEIR | Rossgeir [T41,T42] | LETTERKENNY |  | 54.7736 | -7.5762
MV/LV Substation CL***420X |  | 10 kV | _ | LV | 50 kVA :Pole Substation | 0.05 | --> | 0.05 | 0.047 | 0.25 |  | --> | 0.048 | 0 | 0 | 0 | 0 | Constrained, otherwise capacity available =48 kW | --> | C16 ex ROSSGEIR | Rossgeir [T41,T42] | LETTERKENNY |  | 54.9511 | -7.4338
MV/LV Substation CA***421X |  | 10 kV | _ | LV | 200 kVA :Pole Substation | 0.2 | --> | 0.2 | 0.111 | 1.69 |  | --> | 0.19 | 0 | 0.01 | 0 | 0 | Constrained, otherwise capacity available =194 kW | --> | C11 ex NEWTOWNCUNNINGHAM | Newtowncunningham [T41,T42] | LETTERKENNY |  | 54.9502 | -7.4288
MV/LV Substation DO***422X |  | 10 kV | _ | LV | 100 kVA :Pole Substation | 0.1 | --> | 0.1 | 0.068 | 1.69 |  | --> | 0.095 | 0 | 0.003 | 0 | 0 | Constrained, otherwise capacity available =97 kW | --> | C11 ex NEWTOWNCUNNINGHAM | Newtowncunningham [T41,T42] | LETTERKENNY |  | 54.9503 | -7.4244
MV/LV Substation FI***428X |  | 10 kV | _ | LV | 200 kVA :Pole Substation | 0.2 | --> | 0.2 | 0.194 | 0.25 |  | --> | 0.19 | 0 | 0 | 0 | 0 | Constrained, otherwise capacity available =191 kW | --> | C16 ex ROSSGEIR | Rossgeir [T41,T42] | LETTERKENNY |  | 54.9409 | -7.4529
MV/LV Substation CL***430X |  | 10 kV | _ | LV | 50 kVA :Pole Substation | 0.05 | --> | 0.05 | 0.028 | 0.25 |  | --> | 0.048 | 0 | 0 | 0 | 0 | Constrained, otherwise capacity available =50 kW | --> | C16 ex ROSSGEIR | Rossgeir [T41,T42] | LETTERKENNY |  | 54.9448 | -7.4566
MV/LV Substation BA***435 |  | 10 kV | _ | LV | 200 kVA :Pole Substation | 0.2 | --> | 0.2 | 0.165 | 7.25 |  | --> | 0.19 | 0 | 0.005 | 0 | 0 | Constrained, otherwise capacity available =191 kW | --> | C18 ex CONVOY | Convoy [T41,T42] | LETTERKENNY |  | 54.8451 | -7.5271
MV/LV Substation DR***439 |  | 10 kV | _ | LV | 400 kVA :Kiosk Substation | 0.4 | --> | 0.4 | 0.246 | 0.25 | Constrained, otherwise capacity available =327 kVA | --> | 0.38 | 0 | 0.013 | 0 | 0 | Constrained, otherwise capacity available =380 kW | --> | C11 ex ROSSGEIR | Rossgeir [T41,T42] | LETTERKENNY |  | 54.8387 | -7.494
MV/LV Substation MA***449X |  | 20 kV | _ | LV | 50 kVA :Pole Substation | 0.05 | --> | 0.05 | 0.048 | 0.25 |  | --> | 0.048 | 0 | 0 | 0 | 0 | Constrained, otherwise capacity available =48 kW | --> | C12 ex ROSSGEIR | Rossgeir [T41,T42] | LETTERKENNY |  | 54.8076 | -7.5553
MV/LV Substation WO***452 |  | 10 kV | _ | LV | 50 kVA :Pole Substation | 0.05 | --> | 0.05 | 0.034 | 0.25 |  | --> | 0.048 | 0 | 0.011 | 0 | 0 | Constrained, otherwise capacity available =42 kW | --> | C16 ex ROSSGEIR | Rossgeir [T41,T42] | LETTERKENNY |  | 54.893 | -7.5436
MV/LV Substation MI***456 |  | 10 kV | _ | LV | 50 kVA :Pole Substation | 0.05 | --> | 0.05 | 0.049 | 0.25 |  | --> | 0.048 | 0 | 0 | 0 | 0 | Constrained, otherwise capacity available =48 kW | --> | C16 ex ROSSGEIR | Rossgeir [T41,T42] | LETTERKENNY |  | 54.9372 | -7.4761
MV/LV Substation 3 ***465X |  | 10 kV | _ | LV | 630 kVA :Kiosk Substation | 0.63 | --> | 0.63 | 0.246 | 0.25 | Constrained, otherwise capacity available =554 kVA | --> | 0.598 | 0 | 0.05 | 0 | 0 | Constrained, otherwise capacity available =572 kW | --> | C11 ex ROSSGEIR | Rossgeir [T41,T42] | LETTERKENNY |  | 54.8349 | -7.4774
MV/LV Substation PA***474X |  | 20 kV | _ | LV | 400 kVA :Kiosk Substation | 0.4 | --> | 0.4 | 0.246 | 0.25 | Constrained, otherwise capacity available =341 kVA | --> | 0.38 | 0 | 0.002 | 0 | 0 | Constrained, otherwise capacity available =387 kW | --> | C12 ex ROSSGEIR | Rossgeir [T41,T42] | LETTERKENNY |  | 54.8051 | -7.5915
MV/LV Substation CO***484 |  | 10 kV | _ | LV | 100 kVA :Pole Substation | 0.1 | --> | 0.1 | 0.093 | 0.25 |  | --> | 0.095 | 0 | 0 | 0 | 0 | Constrained, otherwise capacity available =96 kW | --> | C16 ex ROSSGEIR | Rossgeir [T41,T42] | LETTERKENNY |  | 54.9283 | -7.4662
MV/LV Substation IR***485 |  | 10 kV | _ | LV | 100 kVA :Pole Substation | 0.1 | --> | 0.1 | 0.038 | 0.25 |  | --> | 0.095 | 0 | 0 | 0 | 0 | Constrained, otherwise capacity available =103 kW | --> | C16 ex ROSSGEIR | Rossgeir [T41,T42] | LETTERKENNY |  | 54.9336 | -7.4586
MV/LV Substation ST***488 |  | 10 kV | _ | LV | 200 kVA :Pole Substation | 0.2 | --> | 0.2 | 0.122 | 0.25 |  | --> | 0.19 | 0 | 0.006 | 0 | 0 | Constrained, otherwise capacity available =196 kW | --> | C16 ex ROSSGEIR | Rossgeir [T41,T42] | LETTERKENNY |  | 54.9353 | -7.4629
MV/LV Substation DE***488X |  | 20 kV | _ | LV | 50 kVA :Pole Substation | 0.05 | --> | 0.05 | 0.031 | 0.25 |  | --> | 0.048 | 0 | 0 | 0 | 0 | Constrained, otherwise capacity available =50 kW | --> | C12 ex ROSSGEIR | Rossgeir [T41,T42] | LETTERKENNY |  | 54.7934 | -7.5997
MV/LV Substation AR***489 |  | 10 kV | _ | LV | 100 kVA :Pole Substation | 0.1 | --> | 0.1 | 0.06 | 0.25 |  | --> | 0.095 | 0 | 0.006 | 0 | 0 | Constrained, otherwise capacity available =96 kW | --> | C16 ex ROSSGEIR | Rossgeir [T41,T42] | LETTERKENNY |  | 54.9378 | -7.4585
MV/LV Substation DR***489X |  | 20 kV | _ | LV | 50 kVA :Pole Substation | 0.05 | --> | 0.05 | 0.037 | 0.25 |  | --> | 0.048 | 0 | 0.011 | 0 | 0 | Constrained, otherwise capacity available =41 kW | --> | C12 ex ROSSGEIR | Rossgeir [T41,T42] | LETTERKENNY |  | 54.7975 | -7.6284
MV/LV Substation BE***494X |  | 10 kV | _ | LV | 400 kVA :Kiosk Substation | 0.4 | --> | 0.4 | 0.238 | 7.25 |  | --> | 0.38 | 0 | 0 | 0 | 0 | Constrained, otherwise capacity available =402 kW | --> | C17 ex CONVOY | Convoy [T41,T42] | LETTERKENNY |  | 54.86 | -7.6662
MV/LV Substation CA***534X |  | 20 kV | _ | LV | 50 kVA :Pole Substation | 0.05 | --> | 0.05 | 0.031 | 0.25 |  | --> | 0.048 | 0 | 0 | 0 | 0 | Constrained, otherwise capacity available =50 kW | --> | C12 ex ROSSGEIR | Rossgeir [T41,T42] | LETTERKENNY |  | 54.8004 | -7.5948
MV/LV Substation DE***545 |  | 20 kV | _ | LV | 50 kVA :Pole Substation | 0.05 | --> | 0.05 | 0.045 | 0.25 |  | --> | 0.048 | 0 | 0 | 0 | 0 | Constrained, otherwise capacity available =48 kW | --> | C12 ex ROSSGEIR | Rossgeir [T41,T42] | LETTERKENNY |  | 54.8501 | -7.5993
MV/LV Substation PO***549 |  | 20 kV | _ | LV | 100 kVA :Pole Substation | 0.1 | --> | 0.1 | 0.076 | 0.25 |  | --> | 0.095 | 0 | 0.04 | 0 | 0 | Constrained, otherwise capacity available =68 kW | --> | C12 ex ROSSGEIR | Rossgeir [T41,T42] | LETTERKENNY |  | 54.8438 | -7.5859
MV/LV Substation PI***554 |  | 20 kV | _ | LV | 50 kVA :Pole Substation | 0.05 | --> | 0.05 | 0.049 | 0.25 |  | --> | 0.048 | 0 | 0 | 0 | 0 | Constrained, otherwise capacity available =48 kW | --> | C12 ex ROSSGEIR | Rossgeir [T41,T42] | LETTERKENNY |  | 54.8348 | -7.5754
MV/LV Substation TO***560 |  | 20 kV | _ | LV | 50 kVA :Pole Substation | 0.05 | --> | 0.05 | 0.015 | 0.25 |  | --> | 0.048 | 0 | 0.005 | 0 | 0 | Constrained, otherwise capacity available =48 kW | --> | C12 ex ROSSGEIR | Rossgeir [T41,T42] | LETTERKENNY |  | 54.8341 | -7.5414
MV/LV Substation CR***571 |  | 10 kV | _ | LV | 400 kVA :Kiosk Substation | 0.4 | --> | 0.4 | 0.246 | 0.25 | Constrained, otherwise capacity available =277 kVA | --> | 0.38 | 0 | 0.005 | 0 | 0 | Constrained, otherwise capacity available =393 kW | --> | C11 ex ROSSGEIR | Rossgeir [T41,T42] | LETTERKENNY |  | 54.8371 | -7.4919
MV/LV Substation CH***575 |  | 20 kV | _ | LV | 50 kVA :Pole Substation | 0.05 | --> | 0.05 | 0.032 | 0.25 |  | --> | 0.048 | 0 | 0 | 0 | 0 | Constrained, otherwise capacity available =50 kW | --> | C12 ex ROSSGEIR | Rossgeir [T41,T42] | LETTERKENNY |  | 54.8084 | -7.5313
MV/LV Substation CL***595 |  | 20 kV | _ | LV | 50 kVA :Pole Substation | 0.05 | --> | 0.05 | 0.026 | 0.25 |  | --> | 0.048 | 0 | 0 | 0 | 0 | Constrained, otherwise capacity available =51 kW | --> | C12 ex ROSSGEIR | Rossgeir [T41,T42] | LETTERKENNY |  | 54.794 | -7.5533
MV/LV Substation CO***599 |  | 20 kV | _ | LV | 200 kVA :Pole Substation | 0.2 | --> | 0.2 | 0.133 | 0.25 |  | --> | 0.19 | 0 | 0 | 0 | 0 | Constrained, otherwise capacity available =199 kW | --> | C12 ex ROSSGEIR | Rossgeir [T41,T42] | LETTERKENNY |  | 54.8031 | -7.5855
MV/LV Substation CA***601 |  | 20 kV | _ | LV | 200 kVA :Pole Substation | 0.2 | --> | 0.2 | 0.092 | 0.25 |  | --> | 0.19 | 0 | 0.015 | 0 | 0 | Constrained, otherwise capacity available =193 kW | --> | C12 ex ROSSGEIR | Rossgeir [T41,T42] | LETTERKENNY |  | 54.8034 | -7.5936
MV/LV Substation NE***602 |  | 20 kV | _ | LV | 200 kVA :Pole Substation | 0.2 | --> | 0.2 | 0.157 | 0.25 |  | --> | 0.19 | 0 | 0.013 | 0 | 0 | Constrained, otherwise capacity available =186 kW | --> | C12 ex ROSSGEIR | Rossgeir [T41,T42] | LETTERKENNY |  | 54.8046 | -7.5974
MV/LV Substation GR***603 |  | 20 kV | _ | LV | 200 kVA :Pole Substation | 0.2 | --> | 0.2 | 0.133 | 0.25 |  | --> | 0.19 | 0 | 0.01 | 0 | 0 | Constrained, otherwise capacity available =192 kW | --> | C12 ex ROSSGEIR | Rossgeir [T41,T42] | LETTERKENNY |  | 54.8016 | -7.5983
MV/LV Substation RA***604 |  | 20 kV | _ | LV | 200 kVA :Pole Substation | 0.2 | --> | 0.2 | 0.12 | 0.25 |  | --> | 0.19 | 0 | 0.01 | 0 | 0 | Constrained, otherwise capacity available =193 kW | --> | C12 ex ROSSGEIR | Rossgeir [T41,T42] | LETTERKENNY |  | 54.8005 | -7.5926
MV/LV Substation CA***615 |  | 20 kV | _ | LV | 100 kVA :Pole Substation | 0.1 | --> | 0.1 | 0.083 | 0.25 |  | --> | 0.095 | 0 | 0 | 0 | 0 | Constrained, otherwise capacity available =97 kW | --> | C12 ex ROSSGEIR | Rossgeir [T41,T42] | LETTERKENNY |  | 54.7946 | -7.5928
MV/LV Substation TI***616 |  | 20 kV | _ | LV | 50 kVA :Pole Substation | 0.05 | --> | 0.05 | 0.05 | 0.25 |  | --> | 0.048 | 0 | 0 | 0 | 0 | Constrained, otherwise capacity available =48 kW | --> | C12 ex ROSSGEIR | Rossgeir [T41,T42] | LETTERKENNY |  | 54.7947 | -7.613
MV/LV Substation LI***622 |  | 10 kV | _ | LV | 200 kVA :Pole Substation | 0.2 | --> | 0.2 | 0.154 | 7.25 |  | --> | 0.19 | 0 | 0.032 | 0 | 0 | Constrained, otherwise capacity available =172 kW | --> | C18 ex CONVOY | Convoy [T41,T42] | LETTERKENNY |  | 54.8755 | -7.598
MV/LV Substation MA***624 |  | 10 kV | _ | LV | 200 kVA :Pole Substation | 0.2 | --> | 0.2 | 0.148 | 7.25 |  | --> | 0.19 | 0 | 0 | 0 | 0 | Constrained, otherwise capacity available =197 kW | --> | C18 ex CONVOY | Convoy [T41,T42] | LETTERKENNY |  | 54.8754 | -7.5948
MV/LV Substation BR***658 |  | 10 kV | _ | LV | 50 kVA :Pole Substation | 0.05 | --> | 0.05 | 0.04 | 7.25 |  | --> | 0.048 | 0 | 0 | 0 | 0 | Constrained, otherwise capacity available =49 kW | --> | C12 ex CONVOY | Convoy [T41,T42] | LETTERKENNY |  | 54.8505 | -7.6944
MV/LV Substation HO***663 |  | 10 kV | _ | LV | 100 kVA :Pole Substation | 0.1 | --> | 0.1 | 0.088 | 7.25 |  | --> | 0.095 | 0 | 0.003 | 0 | 0 | Constrained, otherwise capacity available =94 kW | --> | C12 ex CONVOY | Convoy [T41,T42] | LETTERKENNY |  | 54.8428 | -7.7284
MV/LV Substation DR***669 |  | 10 kV | _ | LV | 50 kVA :Pole Substation | 0.05 | --> | 0.05 | 0.028 | 7.25 |  | --> | 0.048 | 0 | 0.005 | 0 | 0 | Constrained, otherwise capacity available =47 kW | --> | C12 ex CONVOY | Convoy [T41,T42] | LETTERKENNY |  | 54.8666 | -7.7562
MV/LV Substation DR***670 |  | 10 kV | _ | LV | 50 kVA :Pole Substation | 0.05 | --> | 0.05 | 0 | 0 | Constrained, otherwise capacity available =39 kVA | --> | 0.048 | 0 | 0 | 0 | 0 | Constrained, otherwise capacity available =49 kW | --> | C20 ex CULLION | Cullion [T41,T42] | LETTERKENNY |  | 54.8727 | -7.747
MV/LV Substation TH***703 |  | 10 kV | _ | LV | 50 kVA :Pole Substation | 0.05 | --> | 0.05 | 0.016 | 7.25 |  | --> | 0.048 | 0 | 0 | 0 | 0 | Constrained, otherwise capacity available =52 kW | --> | C18 ex CONVOY | Convoy [T41,T42] | LETTERKENNY |  | 54.8732 | -7.6177
MV/LV Substation CO***704 |  | 10 kV | _ | LV | 50 kVA :Pole Substation | 0.05 | --> | 0.05 | 0.036 | 0.25 |  | --> | 0.048 | 0 | 0.004 | 0 | 0 | Constrained, otherwise capacity available =46 kW | --> | C11 ex ROSSGEIR | Rossgeir [T41,T42] | LETTERKENNY |  | 54.8533 | -7.4794
MV/LV Substation TH***711 |  | 10 kV | _ | LV | 200 kVA :Kiosk Substation | 0.2 | --> | 0.2 | 0.145 | 7.25 |  | --> | 0.19 | 0 | 0 | 0 | 0 | Constrained, otherwise capacity available =197 kW | --> | C18 ex CONVOY | Convoy [T41,T42] | LETTERKENNY |  | 54.877 | -7.6031
MV/LV Substation CO***740 |  | 10 kV | _ | LV | 200 kVA :Pole Substation | 0.2 | --> | 0.2 | 0.101 | 7.25 |  | --> | 0.19 | 0 | 0 | 0 | 0 | Constrained, otherwise capacity available =203 kW | --> | C18 ex CONVOY | Convoy [T41,T42] | LETTERKENNY |  | 54.8668 | -7.5615
MV/LV Substation ST***825 |  | 10 kV | _ | LV | 200 kVA :Pole Substation | 0.2 | --> | 0.2 | 0.123 | 7.25 |  | --> | 0.19 | 0 | 0.005 | 0 | 0 | Constrained, otherwise capacity available =197 kW | --> | C18 ex CONVOY | Convoy [T41,T42] | LETTERKENNY |  | 54.8715 | -7.6039
MV/LV Substation CO***833 |  | 10 kV | _ | LV | 100 kVA :Pole Substation | 0.1 | --> | 0.1 | 0.051 | 7.25 |  | --> | 0.095 | 0 | 0.012 | 0 | 0 | Constrained, otherwise capacity available =93 kW | --> | C18 ex CONVOY | Convoy [T41,T42] | LETTERKENNY |  | 54.8754 | -7.5908
MV/LV Substation BE***835 |  | 10 kV | _ | LV | 200 kVA :Kiosk Substation | 0.2 | --> | 0.2 | 0.111 | 0.25 |  | --> | 0.19 | 0 | 0 | 0 | 0 | Constrained, otherwise capacity available =202 kW | --> | C11 ex ROSSGEIR | Rossgeir [T41,T42] | LETTERKENNY |  | 54.8237 | -7.4981
MV/LV Substation AU***865 |  | 10 kV | _ | LV | 50 kVA :Pole Substation | 0.05 | --> | 0.05 | 0.027 | 0.25 |  | --> | 0.048 | 0 | 0 | 0 | 0 | Constrained, otherwise capacity available =50 kW | --> | C16 ex ROSSGEIR | Rossgeir [T41,T42] | LETTERKENNY |  | 54.9313 | -7.4633
MV/LV Substation PO***873 |  | 10 kV | _ | LV | 100 kVA :Pole Substation | 0.1 | --> | 0.1 | 0.072 | 0.25 |  | --> | 0.095 | 0 | 0 | 0 | 0 | Constrained, otherwise capacity available =99 kW | --> | C16 ex ROSSGEIR | Rossgeir [T41,T42] | LETTERKENNY |  | 54.8937 | -7.466
MV/LV Substation KI***883 |  | 10 kV | _ | LV | 200 kVA :Pole Substation | 0.2 | --> | 0.2 | 0.2 | 7.25 |  | --> | 0.19 | 0 | 0 | 0 | 0 | Constrained, otherwise capacity available =190 kW | --> | C18 ex CONVOY | Convoy [T41,T42] | LETTERKENNY |  | 54.8591 | -7.6505
MV/LV Substation FI***885 |  | 10 kV | _ | LV | 50 kVA :Pole Substation | 0.05 | --> | 0.05 | 0.05 | 7.25 |  | --> | 0.048 | 0 | 0 | 0 | 0 | Constrained, otherwise capacity available =48 kW | --> | C12 ex CONVOY | Convoy [T41,T42] | LETTERKENNY |  | 54.8466 | -7.674
MV/LV Substation GU***886 |  | 10 kV | _ | LV | 200 kVA :Pole Substation | 0.2 | --> | 0.2 | 0.139 | 7.25 |  | --> | 0.19 | 0 | 0.014 | 0 | 0 | Constrained, otherwise capacity available =188 kW | --> | C18 ex CONVOY | Convoy [T41,T42] | LETTERKENNY |  | 54.8724 | -7.5998
MV/LV Substation CO***896 |  | 10 kV | _ | LV | 200 kVA :Pole Substation | 0.2 | --> | 0.2 | 0.151 | 0.25 |  | --> | 0.19 | 0 | 0 | 0 | 0 | Constrained, otherwise capacity available =197 kW | --> | C11 ex ROSSGEIR | Rossgeir [T41,T42] | LETTERKENNY |  | 54.8351 | -7.4779
MV/LV Substation AR***899 |  | 10 kV | _ | LV | 50 kVA :Pole Substation | 0.05 | --> | 0.05 | 0.029 | 7.25 |  | --> | 0.048 | 0 | 0 | 0 | 0 | Constrained, otherwise capacity available =50 kW | --> | C18 ex CONVOY | Convoy [T41,T42] | LETTERKENNY |  | 54.8689 | -7.6463
MV/LV Substation AG***923 |  | 10 kV | _ | LV | 100 kVA :Pole Substation | 0.1 | --> | 0.1 | 0.088 | 7.25 |  | --> | 0.095 | 0 | 0 | 0 | 0 | Constrained, otherwise capacity available =97 kW | --> | C18 ex CONVOY | Convoy [T41,T42] | LETTERKENNY |  | 54.8668 | -7.62
MV/LV Substation UN***939 |  | 10 kV | _ | LV | 50 kVA :Pole Substation | 0.05 | --> | 0.05 | 0.043 | 0.25 |  | --> | 0.048 | 0 | 0 | 0 | 0 | Constrained, otherwise capacity available =48 kW | --> | C11 ex ROSSGEIR | Rossgeir [T41,T42] | LETTERKENNY |  | 54.8153 | -7.5161
MV/LV Substation GR***956 |  | 10 kV | _ | LV | 100 kVA :Pole Substation | 0.1 | --> | 0.1 | 0.087 | 7.25 |  | --> | 0.095 | 0 | 0 | 0 | 0 | Constrained, otherwise capacity available =97 kW | --> | C12 ex CONVOY | Convoy [T41,T42] | LETTERKENNY |  | 54.8579 | -7.6758
MV/LV Substation TU***966 |  | 10 kV | _ | LV | 50 kVA :Pole Substation | 0.05 | --> | 0.05 | 0.045 | 0.25 |  | --> | 0.048 | 0 | 0 | 0 | 0 | Constrained, otherwise capacity available =48 kW | --> | C16 ex ROSSGEIR | Rossgeir [T41,T42] | LETTERKENNY |  | 54.869 | -7.5156
MV/LV Substation SE***977 |  | 10 kV | _ | LV | 200 kVA :Pole Substation | 0.2 | --> | 0.2 | 0.159 | 0.25 |  | --> | 0.19 | 0 | 0 | 0 | 0 | Constrained, otherwise capacity available =196 kW | --> | C11 ex ROSSGEIR | Rossgeir [T41,T42] | LETTERKENNY |  | 54.8331 | -7.4876
MV/LV Substation ED***981 |  | 10 kV | _ | LV | 50 kVA :Pole Substation | 0.05 | --> | 0.05 | 0.05 | 0.25 |  | --> | 0.048 | 0 | 0 | 0 | 0 | Constrained, otherwise capacity available =48 kW | --> | C11 ex ROSSGEIR | Rossgeir [T41,T42] | LETTERKENNY |  | 54.8479 | -7.4885
MV/LV Substation TU***984 |  | 10 kV | _ | LV | 50 kVA :Pole Substation | 0.05 | --> | 0.05 | 0.048 | 0.25 |  | --> | 0.048 | 0 | 0 | 0 | 0 | Constrained, otherwise capacity available =48 kW | --> | C16 ex ROSSGEIR | Rossgeir [T41,T42] | LETTERKENNY |  | 54.8925 | -7.492
MV/LV Substation SE***998 |  | 20 kV | _ | LV | 50 kVA :Pole Substation | 0.05 | --> | 0.05 | 0.042 | 0.25 |  | --> | 0.048 | 0 | 0 | 0 | 0 | Constrained, otherwise capacity available =48 kW | --> | C12 ex ROSSGEIR | Rossgeir [T41,T42] | LETTERKENNY |  | 54.8149 | -7.5965
MV/LV Substation CO***001 |  | 10 kV | _ | LV | 200 kVA :Pole Substation | 0.2 | --> | 0.2 | 0 | 0 | Constrained, otherwise capacity available =179 kVA | --> | 0.19 | 0 | 0.018 | 0.18 | 0 |  | --> | C12 ex SKIBBEREEN | Skibbereen [T41,T42] | DUNMANWAY |  | 51.5568 | -9.2576
MV/LV Substation GL***002 |  | 10 kV | _ | LV | 200 kVA :Pole Substation | 0.2 | --> | 0.2 | 0 | 0 | Constrained, otherwise capacity available =178 kVA | --> | 0.19 | 0 | 0 | 0.193 | 0 |  | --> | C12 ex SKIBBEREEN | Skibbereen [T41,T42] | DUNMANWAY |  | 51.556 | -9.2721
MV/LV Substation RO***002X |  | 10 kV | _ | LV | 200 kVA :Pole Substation | 0.2 | --> | 0.2 | 0 | 0 | Constrained, otherwise capacity available =190 kVA | --> | 0.19 | 0 | 0 | 0.191 | 0 |  | --> | C12 ex SKIBBEREEN | Skibbereen [T41,T42] | DUNMANWAY |  | 51.5527 | -9.2589
MV/LV Substation NO***003 |  | 10 kV | _ | LV | 400 kVA :Kiosk Substation | 0.4 | --> | 0.4 | 0 | 0 | Constrained, otherwise capacity available =324 kVA | --> | 0.38 | 0 | 0.043 | 0.358 | 0 |  | --> | C12 ex SKIBBEREEN | Skibbereen [T41,T42] | DUNMANWAY |  | 51.553 | -9.2618
MV/LV Substation HI***004 |  | 10 kV | _ | LV | 200 kVA :Pole Substation | 0.2 | --> | 0.2 | 0 | 0 | Constrained, otherwise capacity available =74 kVA | --> | 0.19 | 0 | 0 | 0.206 | 0 |  | --> | C12 ex SKIBBEREEN | Skibbereen [T41,T42] | DUNMANWAY |  | 51.5492 | -9.2614
MV/LV Substation CA***005 |  | 10 kV | _ | LV | 400 kVA :Kiosk Substation | 0.4 | --> | 0.4 | 0 | 0 | Constrained, otherwise capacity available =134 kVA | --> | 0.38 | 0 | 0.059 | 0.371 | 0 |  | --> | C15 ex SKIBBEREEN | Skibbereen [T41,T42] | DUNMANWAY |  | 51.5445 | -9.2653
MV/LV Substation FA***006 |  | 10 kV | _ | LV | 630 kVA :Kiosk Substation | 0.63 | --> | 0.63 | 0 | 0 | Constrained, otherwise capacity available =147 kVA | --> | 0.598 | 0 | 0.025 | 0.5 | 0 |  | --> | C12 ex SKIBBEREEN | Skibbereen [T41,T42] | DUNMANWAY |  | 51.5487 | -9.2688
MV/LV Substation IL***007 |  | 10 kV | _ | LV | 400 kVA :Kiosk Substation | 0.4 | --> | 0.4 | 0 | 0 | Constrained, otherwise capacity available =279 kVA | --> | 0.38 | 0 | 0.018 | 0.383 | 0 |  | --> | C12 ex SKIBBEREEN | Skibbereen [T41,T42] | DUNMANWAY |  | 51.5509 | -9.2718
MV/LV Substation RA***008 |  | 10 kV | _ | LV | 50 kVA :Pole Substation | 0.05 | --> | 0.05 | 0 | 0 | Constrained, otherwise capacity available =41 kVA | --> | 0.048 | 0 | 0 | 0.049 | 0 |  | --> | C17 ex SKIBBEREEN | Skibbereen [T41,T42] | DUNMANWAY |  | 51.5337 | -9.2106
MV/LV Substation TE***010 |  | 10 kV | _ | LV | 200 kVA :Pole Substation | 0.2 | --> | 0.2 | 0 | 0 | Constrained, otherwise capacity available =166 kVA | --> | 0.19 | 0 | 0 | 0.194 | 0 |  | --> | C12 ex SKIBBEREEN | Skibbereen [T41,T42] | DUNMANWAY |  | 51.556 | -9.2691
MV/LV Substation MA***011 |  | 10 kV | _ | LV | 200 kVA :Pole Substation | 0.2 | --> | 0.2 | 0 | 0 | Constrained, otherwise capacity available =79 kVA | --> | 0.19 | 0 | 0.006 | 0.201 | 0 |  | --> | C15 ex SKIBBEREEN | Skibbereen [T41,T42] | DUNMANWAY |  | 51.5476 | -9.2629
MV/LV Substation CA***012X |  | 10 kV | _ | LV | 630 kVA :Kiosk Substation | 0.63 | --> | 0.63 | 0 | 0 | Constrained, otherwise capacity available =575 kVA | --> | 0.598 | 0 | 0 | 0.5 | 0 |  | --> | C15 ex SKIBBEREEN | Skibbereen [T41,T42] | DUNMANWAY |  | 51.5443 | -9.2625
MV/LV Substation CA***019 |  | 10 kV | _ | LV | 100 kVA :Pole Substation | 0.1 | --> | 0.1 | 0 | 0 | Constrained, otherwise capacity available =84 kVA | --> | 0.095 | 0 | 0.005 | 0.094 | 0 |  | --> | C15 ex SKIBBEREEN | Skibbereen [T41,T42] | DUNMANWAY |  | 51.5395 | -9.2553
MV/LV Substation BA***020 |  | 10 kV | _ | LV | 400 kVA :Kiosk Substation | 0.4 | --> | 0.4 | 0 | 0 | Constrained, otherwise capacity available =346 kVA | --> | 0.38 | 0 | 0.009 | 0.381 | 0 |  | --> | C15 ex SKIBBEREEN | Skibbereen [T41,T42] | DUNMANWAY |  | 51.5427 | -9.2677
MV/LV Substation MA***021 |  | 10 kV | _ | LV | 630 kVA :Building Structure | 0.63 | --> | 0.63 | 0 | 0 | Constrained, otherwise capacity available =621 kVA | --> | 0.598 | 0 | 0.011 | 0.5 | 0 |  | --> | C12 ex SKIBBEREEN | Skibbereen [T41,T42] | DUNMANWAY |  | 51.5575 | -9.2681
MV/LV Substation CO***023 |  | 10 kV | _ | LV | 100 kVA :Pole Substation | 0.1 | --> | 0.1 | 0 | 0 |  | --> | 0.095 | 0 | 0 | 0.105 | 0 |  | --> | C22 ex SKIBBEREEN | Skibbereen [T41,T42] | DUNMANWAY |  | 51.5634 | -9.2619
MV/LV Substation TA***024 |  | 10 kV | _ | LV | 200 kVA :Pole Substation | 0.2 | --> | 0.2 | 0 | 0 | Constrained, otherwise capacity available =135 kVA | --> | 0.19 | 0 | 0 | 0.199 | 0 |  | --> | C22 ex SKIBBEREEN | Skibbereen [T41,T42] | DUNMANWAY |  | 51.5602 | -9.2698
MV/LV Substation NO***025 |  | 10 kV | _ | LV | 200 kVA :Pole Substation | 0.2 | --> | 0.2 | 0 | 0 | Constrained, otherwise capacity available =98 kVA | --> | 0.19 | 0 | 0.005 | 0.2 | 0 |  | --> | C12 ex SKIBBEREEN | Skibbereen [T41,T42] | DUNMANWAY |  | 51.5496 | -9.265
MV/LV Substation AU***026 |  | 10 kV | _ | LV | 200 kVA :Pole Substation | 0.2 | --> | 0.2 | 0 | 0 | Constrained, otherwise capacity available =194 kVA | --> | 0.19 | 0 | 0 | 0.191 | 0 |  | --> | C22 ex SKIBBEREEN | Skibbereen [T41,T42] | DUNMANWAY |  | 51.5399 | -9.3862
MV/LV Substation BR***028 |  | 10 kV | _ | LV | 200 kVA :Pole Substation | 0.2 | --> | 0.2 | 0 | 0 | Constrained, otherwise capacity available =108 kVA | --> | 0.19 | 0 | 0.01 | 0.195 | 0 |  | --> | C12 ex SKIBBEREEN | Skibbereen [T41,T42] | DUNMANWAY |  | 51.5506 | -9.2795
MV/LV Substation KN***028X |  | 10 kV | _ | LV | 50 kVA :Pole Substation | 0.05 | --> | 0.05 | 0 | 0 | Constrained, otherwise capacity available =49 kVA | --> | 0.048 | 0 | 0 | 0.048 | 0 |  | --> | C22 ex SKIBBEREEN | Skibbereen [T41,T42] | DUNMANWAY |  | 51.5431 | -9.3566
MV/LV Substation TR***030 |  | 10 kV | _ | LV | 50 kVA :Pole Substation | 0.05 | --> | 0.05 | 0 | 0 | Constrained, otherwise capacity available =28 kVA | --> | 0.048 | 0 | 0.006 | 0.046 | 0 |  | --> | C17 ex SKIBBEREEN | Skibbereen [T41,T42] | DUNMANWAY |  | 51.5018 | -9.2608
MV/LV Substation ST***036 |  | 10 kV | _ | LV | 630 kVA :Building Structure | 0.63 | --> | 0.63 | 0 | 0 | Constrained, otherwise capacity available =626 kVA | --> | 0.598 | 0 | 0 | 0.5 | 0 |  | --> | C15 ex SKIBBEREEN | Skibbereen [T41,T42] | DUNMANWAY |  | 51.5386 | -9.276
MV/LV Substation CO***039X |  | 10 kV | _ | LV | 50 kVA :Pole Substation | 0.05 | --> | 0.05 | 0 | 0 | Constrained, otherwise capacity available =49 kVA | --> | 0.048 | 0 | 0 | 0.048 | 0 |  | --> | C22 ex SKIBBEREEN | Skibbereen [T41,T42] | DUNMANWAY |  | 51.5647 | -9.2634
MV/LV Substation LI***044X |  | 10 kV | _ | LV | 50 kVA :Pole Substation | 0.05 | --> | 0.05 | 0 | 0 | Constrained, otherwise capacity available =48 kVA | --> | 0.048 | 0 | 0 | 0.048 | 0 |  | --> | C15 ex SKIBBEREEN | Skibbereen [T41,T42] | DUNMANWAY |  | 51.5355 | -9.2869
MV/LV Substation SE***044Y |  | 10 kV | _ | LV | 630 kVA :Building Structure | 0.63 | --> | 0.63 | 0 | 0 | Constrained, otherwise capacity available =553 kVA | --> | 0.598 | 0 | 0 | 0.5 | 0 |  | --> | C12 ex SKIBBEREEN | Skibbereen [T41,T42] | DUNMANWAY |  | 51.5512 | -9.2666
MV/LV Substation SH***047X |  | 10 kV | _ | LV | 200 kVA :Pole Substation | 0.2 | --> | 0.2 | 0 | 0 | Constrained, otherwise capacity available =176 kVA | --> | 0.19 | 0 | 0.005 | 0.19 | 0 |  | --> | C17 ex SKIBBEREEN | Skibbereen [T41,T42] | DUNMANWAY |  | 51.5284 | -9.1768
MV/LV Substation AR***048 |  | 10 kV | _ | LV | 50 kVA :Pole Substation | 0.05 | --> | 0.05 | 0 | 0 | Constrained, otherwise capacity available =46 kVA | --> | 0.048 | 0 | 0 | 0.048 | 0 |  | --> | C22 ex SKIBBEREEN | Skibbereen [T41,T42] | DUNMANWAY |  | 51.4939 | -9.3734
MV/LV Substation FI***051X |  | 10 kV | _ | LV | 400 kVA :Building Structure | 0.4 | --> | 0.4 | 0 | 0 | Constrained, otherwise capacity available =399 kVA | --> | 0.38 | 0 | 0 | 0.38 | 0 |  | --> | C15 ex SKIBBEREEN | Skibbereen [T41,T42] | DUNMANWAY |  | 51.5364 | -9.2807
MV/LV Substation BA***052 |  | 10 kV | _ | LV | 50 kVA :Pole Substation | 0.05 | --> | 0.05 | 0 | 0 | Constrained, otherwise capacity available =42 kVA | --> | 0.048 | 0 | 0 | 0.048 | 0 |  | --> | C17 ex SKIBBEREEN | Skibbereen [T41,T42] | DUNMANWAY |  | 51.5322 | -9.2151
MV/LV Substation BR***059 |  | 10 kV | _ | LV | 50 kVA :Pole Substation | 0.05 | --> | 0.05 | 0 | 0 | Constrained, otherwise capacity available =43 kVA | --> | 0.048 | 0 | 0.01 | 0.041 | 0 |  | --> | C15 ex SKIBBEREEN | Skibbereen [T41,T42] | DUNMANWAY |  | 51.5068 | -9.3494
MV/LV Substation BA***097X |  | 10 kV | _ | LV | 400 kVA :Building Structure | 0.4 | --> | 0.4 | 0 | 0 | Constrained, otherwise capacity available =235 kVA | --> | 0.38 | 0 | 0 | 0.4 | 0 |  | --> | C22 ex SKIBBEREEN | Skibbereen [T41,T42] | DUNMANWAY |  | 51.5747 | -9.2711
MV/LV Substation DE***098X |  | 10 kV | _ | LV | 100 kVA :Pole Substation | 0.1 | --> | 0.1 | 0 | 0 | Constrained, otherwise capacity available =42 kVA | --> | 0.095 | 0 | 0 | 0.103 | 0 |  | --> | C22 ex SKIBBEREEN | Skibbereen [T41,T42] | DUNMANWAY |  | 51.5621 | -9.2816
MV/LV Substation OL***100X |  | 10 kV | _ | LV | 100 kVA :Pole Substation | 0.1 | --> | 0.1 | 0 | 0 | Constrained, otherwise capacity available =87 kVA | --> | 0.095 | 0 | 0 | 0.097 | 0 |  | --> | C15 ex SKIBBEREEN | Skibbereen [T41,T42] | DUNMANWAY |  | 51.5353 | -9.3192
MV/LV Substation SH***102 |  | 10 kV | _ | LV | 50 kVA :Pole Substation | 0.05 | --> | 0.05 | 0 | 0 | Constrained, otherwise capacity available =45 kVA | --> | 0.048 | 0 | 0 | 0.048 | 0 |  | --> | C17 ex SKIBBEREEN | Skibbereen [T41,T42] | DUNMANWAY |  | 51.5701 | -9.1993
MV/LV Substation HI***108 |  | 10 kV | _ | LV | 50 kVA :Pole Substation | 0.05 | --> | 0.05 | 0 | 0 | Constrained, otherwise capacity available =31 kVA | --> | 0.048 | 0 | 0 | 0.05 | 0 |  | --> | C17 ex SKIBBEREEN | Skibbereen [T41,T42] | DUNMANWAY |  | 51.5466 | -9.2477
MV/LV Substation SP***113 |  | 10 kV | _ | LV | 630 kVA :Building Structure | 0.63 | --> | 0.63 | 0 | 0 | Constrained, otherwise capacity available =580 kVA | --> | 0.598 | 0 | 0 | 0.5 | 0 |  | --> | C15 ex SKIBBEREEN | Skibbereen [T41,T42] | DUNMANWAY |  | 51.5382 | -9.2779
MV/LV Substation FA***126X |  | 10 kV | _ | LV | 630 kVA :Kiosk Substation | 0.63 | --> | 0.63 | 0 | 0 | Constrained, otherwise capacity available =528 kVA | --> | 0.598 | 0 | 0.005 | 0.5 | 0 |  | --> | C15 ex SKIBBEREEN | Skibbereen [T41,T42] | DUNMANWAY |  | 51.5486 | -9.2563
MV/LV Substation MI***129X |  | 10 kV | _ | LV | 200 kVA :Pole Substation | 0.2 | --> | 0.2 | 0 | 0 | Constrained, otherwise capacity available =179 kVA | --> | 0.19 | 0 | 0.012 | 0.184 | 0 |  | --> | C12 ex SKIBBEREEN | Skibbereen [T41,T42] | DUNMANWAY |  | 51.5582 | -9.263
MV/LV Substation HA***139X |  | 10 kV | _ | LV | 200 kVA :Pole Substation | 0.2 | --> | 0.2 | 0 | 0 | Constrained, otherwise capacity available =196 kVA | --> | 0.19 | 0 | 0 | 0.19 | 0 |  | --> | C17 ex SKIBBEREEN | Skibbereen [T41,T42] | DUNMANWAY |  | 51.5414 | -9.2175
MV/LV Substation CO***148X |  | 10 kV | _ | LV | 50 kVA :Pole Substation | 0.05 | --> | 0.05 | 0 | 0 | Constrained, otherwise capacity available =38 kVA | --> | 0.048 | 0 | 0 | 0.049 | 0 |  | --> | C22 ex SKIBBEREEN | Skibbereen [T41,T42] | DUNMANWAY |  | 51.5868 | -9.3641
MV/LV Substation BA***154 |  | 10 kV | _ | LV | 50 kVA :Pole Substation | 0.05 | --> | 0.05 | 0.047 | 0.88 |  | --> | 0.048 | 0 | 0.005 | 0.044 | 0 |  | --> | C22 ex ROSS CARBERY | Ross Carbery [T41,T42] | DUNMANWAY |  | 51.5913 | -9.082
MV/LV Substation RA***154X |  | 10 kV | _ | LV | 50 kVA :Pole Substation | 0.05 | --> | 0.05 | 0 | 0 | Constrained, otherwise capacity available =44 kVA | --> | 0.048 | 0 | 0.006 | 0.044 | 0 |  | --> | C15 ex SKIBBEREEN | Skibbereen [T41,T42] | DUNMANWAY |  | 51.5051 | -9.3493
MV/LV Substation O/***157X |  | 10 kV | _ | LV | 200 kVA :Pole Substation | 0.2 | --> | 0.2 | 0 | 0 | Constrained, otherwise capacity available =200 kVA | --> | 0.19 | 0 | 0 | 0.19 | 0 |  | --> | C15 ex SKIBBEREEN | Skibbereen [T41,T42] | DUNMANWAY |  | 51.5378 | -9.2784
MV/LV Substation BR***166X |  | 10 kV | _ | LV | 50 kVA :Pole Substation | 0.05 | --> | 0.05 | 0 | 0 | Constrained, otherwise capacity available =40 kVA | --> | 0.048 | 0 | 0 | 0.049 | 0 |  | --> | C17 ex SKIBBEREEN | Skibbereen [T41,T42] | DUNMANWAY |  | 51.5645 | -9.1699
MV/LV Substation BA***169X |  | 10 kV | _ | LV | 200 kVA :Kiosk Substation | 0.2 | --> | 0.2 | 0 | 0 | Constrained, otherwise capacity available =173 kVA | --> | 0.19 | 0 | 0 | 0.194 | 0 |  | --> | C15 ex SKIBBEREEN | Skibbereen [T41,T42] | DUNMANWAY |  | 51.4848 | -9.3648
MV/LV Substation IN***186X |  | 10 kV | _ | LV | 100 kVA :Pole Substation | 0.1 | --> | 0.1 | 0 | 0 | Constrained, otherwise capacity available =73 kVA | --> | 0.095 | 0 | 0 | 0.099 | 0 |  | --> | C12 ex SKIBBEREEN | Skibbereen [T41,T42] | DUNMANWAY |  | 51.5499 | -9.2818
MV/LV Substation BA***203X |  | 10 kV | _ | LV | 50 kVA :Pole Substation | 0.05 | --> | 0.05 | 0.042 | 0.88 |  | --> | 0.048 | 0 | 0 | 0.049 | 0 |  | --> | C22 ex ROSS CARBERY | Ross Carbery [T41,T42] | DUNMANWAY |  | 51.5922 | -9.0626
MV/LV Substation CH***205X |  | 10 kV | _ | LV | 50 kVA :Pole Substation | 0.05 | --> | 0.05 | 0 | 0 | Constrained, otherwise capacity available =44 kVA | --> | 0.048 | 0 | 0 | 0.048 | 0 |  | --> | C22 ex SKIBBEREEN | Skibbereen [T41,T42] | DUNMANWAY |  | 51.5397 | -9.3512
MV/LV Substation FL***223X |  | 10 kV | _ | LV | 400 kVA :Kiosk Substation | 0.4 | --> | 0.4 | 0 | 0 | Constrained, otherwise capacity available =327 kVA | --> | 0.38 | 0 | 0 | 0.39 | 0 |  | --> | C12 ex SKIBBEREEN | Skibbereen [T41,T42] | DUNMANWAY |  | 51.5513 | -9.2739
MV/LV Substation MA***226X |  | 10 kV | _ | LV | 50 kVA :Pole Substation | 0.05 | --> | 0.05 | 0.043 | 0.88 |  | --> | 0.048 | 0 | 0.01 | 0.041 | 0 |  | --> | C12 ex ROSS CARBERY | Ross Carbery [T41,T42] | DUNMANWAY |  | 51.5757 | -9.0447
MV/LV Substation GO***227X |  | 10 kV | _ | LV | 50 kVA :Pole Substation | 0.05 | --> | 0.05 | 0.04 | 0.88 |  | --> | 0.048 | 0 | 0 | 0.049 | 0 |  | --> | C22 ex ROSS CARBERY | Ross Carbery [T41,T42] | DUNMANWAY |  | 51.6014 | -9.0925
MV/LV Substation BA***229 |  | 10 kV | _ | LV | 400 kVA :Kiosk Substation | 0.4 | --> | 0.4 | 0 | 0 | Constrained, otherwise capacity available =200 kVA | --> | 0.38 | 0 | 0.041 | 0.376 | 0 |  | --> | C15 ex SKIBBEREEN | Skibbereen [T41,T42] | DUNMANWAY |  | 51.4839 | -9.3703
MV/LV Substation GL***233 |  | 10 kV | _ | LV | 50 kVA :Pole Substation | 0.05 | --> | 0.05 | 0 | 0 | Constrained, otherwise capacity available =44 kVA | --> | 0.048 | 0 | 0 | 0.048 | 0 |  | --> | C17 ex SKIBBEREEN | Skibbereen [T41,T42] | DUNMANWAY |  | 51.5138 | -9.2002
MV/LV Substation DE***244X |  | 10 kV | _ | LV | 50 kVA :Pole Substation | 0.05 | --> | 0.05 | 0 | 0 | Constrained, otherwise capacity available =45 kVA | --> | 0.048 | 0 | 0 | 0.048 | 0 |  | --> | C17 ex SKIBBEREEN | Skibbereen [T41,T42] | DUNMANWAY |  | 51.532 | -9.1728
MV/LV Substation CO***265 |  | 10 kV | _ | LV | 200 kVA :Pole Substation | 0.2 | --> | 0.2 | 0.182 | 0.88 |  | --> | 0.19 | 0 | 0.006 | 0.188 | 0 |  | --> | C22 ex ROSS CARBERY | Ross Carbery [T41,T42] | DUNMANWAY |  | 51.5648 | -9.1112
MV/LV Substation UN***274 |  | 10 kV | _ | LV | 200 kVA :Pole Substation | 0.2 | --> | 0.2 | 0 | 0 | Constrained, otherwise capacity available =83 kVA | --> | 0.19 | 0 | 0.004 | 0.202 | 0 |  | --> | C17 ex SKIBBEREEN | Skibbereen [T41,T42] | DUNMANWAY |  | 51.5577 | -9.1428
MV/LV Substation NO***280X |  | 10 kV | _ | LV | 50 kVA :Pole Substation | 0.05 | --> | 0.05 | 0 | 0 | Constrained, otherwise capacity available =26 kVA | --> | 0.048 | 0 | 0 | 0.051 | 0 |  | --> | C17 ex SKIBBEREEN | Skibbereen [T41,T42] | DUNMANWAY |  | 51.5591 | -9.1467
MV/LV Substation CA***282X |  | 10 kV | _ | LV | 50 kVA :Pole Substation | 0.05 | --> | 0.05 | 0 | 0 | Constrained, otherwise capacity available =50 kVA | --> | 0.048 | 0 | 0 | 0.048 | 0 |  | --> | C15 ex SKIBBEREEN | Skibbereen [T41,T42] | DUNMANWAY |  | 51.5436 | -9.2627
MV/LV Substation DU***316X |  | 10 kV | _ | LV | 400 kVA :Kiosk Substation | 0.4 | --> | 0.4 | 0 | 0 | Constrained, otherwise capacity available =363 kVA | --> | 0.38 | 0 | 0.004 | 0.382 | 0 |  | --> | C15 ex SKIBBEREEN | Skibbereen [T41,T42] | DUNMANWAY |  | 51.4839 | -9.3662
MV/LV Substation RO***321X |  | 10 kV | _ | LV | 50 kVA :Pole Substation | 0.05 | --> | 0.05 | 0 | 0 | Constrained, otherwise capacity available =48 kVA | --> | 0.048 | 0 | 0 | 0.048 | 0 |  | --> | C22 ex SKIBBEREEN | Skibbereen [T41,T42] | DUNMANWAY |  | 51.551 | -9.3091
MV/LV Substation CO***336X |  | 10 kV | _ | LV | 50 kVA :Pole Substation | 0.05 | --> | 0.05 | 0 | 0 | Constrained, otherwise capacity available =42 kVA | --> | 0.048 | 0 | 0 | 0.049 | 0 |  | --> | C17 ex SKIBBEREEN | Skibbereen [T41,T42] | DUNMANWAY |  | 51.6014 | -9.2056
MV/LV Substation LE***347X |  | 10 kV | _ | LV | 200 kVA :Pole Substation | 0.2 | --> | 0.2 | 0.126 | 0.88 |  | --> | 0.19 | 0 | 0.008 | 0.194 | 0 |  | --> | C22 ex ROSS CARBERY | Ross Carbery [T41,T42] | DUNMANWAY |  | 51.5829 | -9.1356
MV/LV Substation KI***348 |  | 10 kV | _ | LV | 50 kVA :Pole Substation | 0.05 | --> | 0.05 | 0 | 0 | Constrained, otherwise capacity available =48 kVA | --> | 0.048 | 0 | 0 | 0.048 | 0 |  | --> | C17 ex SKIBBEREEN | Skibbereen [T41,T42] | DUNMANWAY |  | 51.5843 | -9.1484
MV/LV Substation CA***351X |  | 10 kV | _ | LV | 200 kVA :Pole Substation | 0.2 | --> | 0.2 | 0 | 0 | Constrained, otherwise capacity available =130 kVA | --> | 0.19 | 0 | 0 | 0.199 | 0 |  | --> | C12 ex SKIBBEREEN | Skibbereen [T41,T42] | DUNMANWAY |  | 51.5512 | -9.2631
MV/LV Substation CO***355 |  | 10 kV | _ | LV | 50 kVA :Pole Substation | 0.05 | --> | 0.05 | 0 | 0 | Constrained, otherwise capacity available =41 kVA | --> | 0.048 | 0 | 0 | 0.049 | 0 |  | --> | C11 ex SKIBBEREEN | Skibbereen [T41,T42] | DUNMANWAY |  | 51.5863 | -9.2781
MV/LV Substation BA***356X |  | 10 kV | _ | LV | 400 kVA :Kiosk Substation | 0.4 | --> | 0.4 | 0 | 0 | Constrained, otherwise capacity available =325 kVA | --> | 0.38 | 0 | 0.018 | 0.377 | 0 |  | --> | C15 ex SKIBBEREEN | Skibbereen [T41,T42] | DUNMANWAY |  | 51.4817 | -9.3722
MV/LV Substation CH***357X |  | 10 kV | _ | LV | 50 kVA :Pole Substation | 0.05 | --> | 0.05 | 0 | 0 | Constrained, otherwise capacity available =40 kVA | --> | 0.048 | 0 | 0 | 0.049 | 0 |  | --> | C22 ex SKIBBEREEN | Skibbereen [T41,T42] | DUNMANWAY |  | 51.5427 | -9.3501
MV/LV Substation CA***367 |  | 10 kV | _ | LV | 50 kVA :Pole Substation | 0.05 | --> | 0.05 | 0 | 0 | Constrained, otherwise capacity available =42 kVA | --> | 0.048 | 0 | 0 | 0.048 | 0 |  | --> | C22 ex SKIBBEREEN | Skibbereen [T41,T42] | DUNMANWAY |  | 51.5942 | -9.3943
MV/LV Substation BA***371X |  | 10 kV | _ | LV | 50 kVA :Pole Substation | 0.05 | --> | 0.05 | 0 | 0 | Constrained, otherwise capacity available =48 kVA | --> | 0.048 | 0 | 0 | 0.048 | 0 |  | --> | C17 ex SKIBBEREEN | Skibbereen [T41,T42] | DUNMANWAY |  | 51.5635 | -9.1608
MV/LV Substation SO***381X |  | 10 kV | _ | LV | 50 kVA :Pole Substation | 0.05 | --> | 0.05 | 0 | 0 | Constrained, otherwise capacity available =46 kVA | --> | 0.048 | 0 | 0.009 | 0.041 | 0 |  | --> | C22 ex SKIBBEREEN | Skibbereen [T41,T42] | DUNMANWAY |  | 51.4346 | -9.4985
MV/LV Substation LI***384X |  | 10 kV | _ | LV | 50 kVA :Pole Substation | 0.05 | --> | 0.05 | 0 | 0 | Constrained, otherwise capacity available =42 kVA | --> | 0.048 | 0 | 0 | 0.049 | 0 |  | --> | C22 ex SKIBBEREEN | Skibbereen [T41,T42] | DUNMANWAY |  | 51.443 | -9.4893
MV/LV Substation BR***388X |  | 10 kV | _ | LV | 100 kVA :Pole Substation | 0.1 | --> | 0.1 | 0 | 0 | Constrained, otherwise capacity available =99 kVA | --> | 0.095 | 0 | 0 | 0.095 | 0 |  | --> | C22 ex SKIBBEREEN | Skibbereen [T41,T42] | DUNMANWAY |  | 51.4495 | -9.4846
MV/LV Substation CA***389X |  | 10 kV | _ | LV | 50 kVA :Pole Substation | 0.05 | --> | 0.05 | 0 | 0 | Constrained, otherwise capacity available =42 kVA | --> | 0.048 | 0 | 0 | 0.049 | 0 |  | --> | C22 ex SKIBBEREEN | Skibbereen [T41,T42] | DUNMANWAY |  | 51.4485 | -9.479
MV/LV Substation OL***393 |  | 10 kV | _ | LV | 50 kVA :Pole Substation | 0.05 | --> | 0.05 | 0 | 0 | Constrained, otherwise capacity available =45 kVA | --> | 0.048 | 0 | 0 | 0.048 | 0 |  | --> | C15 ex SKIBBEREEN | Skibbereen [T41,T42] | DUNMANWAY |  | 51.5331 | -9.3171
MV/LV Substation MI***394 |  | 10 kV | _ | LV | 50 kVA :Pole Substation | 0.05 | --> | 0.05 | 0.048 | 0.88 |  | --> | 0.048 | 0 | 0 | 0.048 | 0 |  | --> | C22 ex ROSS CARBERY | Ross Carbery [T41,T42] | DUNMANWAY |  | 51.565 | -9.1253
MV/LV Substation GR***394X |  | 10 kV | _ | LV | 100 kVA :Pole Substation | 0.1 | --> | 0.1 | 0 | 0 | Constrained, otherwise capacity available =86 kVA | --> | 0.095 | 0 | 0 | 0.097 | 0 |  | --> | C22 ex SKIBBEREEN | Skibbereen [T41,T42] | DUNMANWAY |  | 51.4395 | -9.5054
MV/LV Substation NO***395X |  | 10 kV | _ | LV | 100 kVA :Pole Substation | 0.1 | --> | 0.1 | 0 | 0 | Constrained, otherwise capacity available =83 kVA | --> | 0.095 | 0 | 0 | 0.097 | 0 |  | --> | C22 ex SKIBBEREEN | Skibbereen [T41,T42] | DUNMANWAY |  | 51.4406 | -9.5064
MV/LV Substation CO***4003 |  | 10 kV | _ | LV | 50 kVA :Pole Substation | 0.05 | --> | 0.05 | 0 | 0 | Constrained, otherwise capacity available =46 kVA | --> | 0.048 | 0 | 0 | 0.048 | 0 |  | --> | C12 ex SKIBBEREEN | Skibbereen [T41,T42] | DUNMANWAY |  | 51.5455 | -9.2759
MV/LV Substation RE***4025 |  | 10 kV | _ | LV | 50 kVA :Pole Substation | 0.05 | --> | 0.05 | 0.039 | 0.88 |  | --> | 0.048 | 0 | 0 | 0.049 | 0 |  | --> | C22 ex ROSS CARBERY | Ross Carbery [T41,T42] | DUNMANWAY |  | 51.6397 | -9.1582
MV/LV Substation BA***4040 |  | 10 kV | _ | LV | 50 kVA :Pole Substation | 0.05 | --> | 0.05 | 0 | 0 | Constrained, otherwise capacity available =49 kVA | --> | 0.048 | 0 | 0 | 0.048 | 0 |  | --> | C11 ex SKIBBEREEN | Skibbereen [T41,T42] | DUNMANWAY |  | 51.5962 | -9.2713
MV/LV Substation CO***4042 |  | 10 kV | _ | LV | 100 kVA :Pole Substation | 0.1 | --> | 0.1 | 0 | 0 | Constrained, otherwise capacity available =72 kVA | --> | 0.095 | 0 | 0 | 0.099 | 0 |  | --> | C12 ex SKIBBEREEN | Skibbereen [T41,T42] | DUNMANWAY |  | 51.5491 | -9.2887
MV/LV Substation BA***4049 |  | 10 kV | _ | LV | 200 kVA :Kiosk Substation | 0.2 | --> | 0.2 | 0 | 0 | Constrained, otherwise capacity available =190 kVA | --> | 0.19 | 0 | 0 | 0.191 | 0 |  | --> | C15 ex SKIBBEREEN | Skibbereen [T41,T42] | DUNMANWAY |  | 51.4869 | -9.3719
MV/LV Substation RA***405 |  | 10 kV | _ | LV | 200 kVA :Pole Substation | 0.2 | --> | 0.2 | 0 | 0 | Constrained, otherwise capacity available =194 kVA | --> | 0.19 | 0 | 0.013 | 0.181 | 0 |  | --> | C17 ex SKIBBEREEN | Skibbereen [T41,T42] | DUNMANWAY |  | 51.5351 | -9.212
MV/LV Substation BA***4055 |  | 10 kV | _ | LV | 400 kVA :Kiosk Substation | 0.4 | --> | 0.4 | 0 | 0 | Constrained, otherwise capacity available =395 kVA | --> | 0.38 | 0 | 0 | 0.381 | 0 |  | --> | C15 ex SKIBBEREEN | Skibbereen [T41,T42] | DUNMANWAY |  | 51.4839 | -9.3743
MV/LV Substation RU***405X |  | 10 kV | _ | LV | 50 kVA :Pole Substation | 0.05 | --> | 0.05 | 0.047 | 0.88 |  | --> | 0.048 | 0 | 0 | 0.048 | 0 |  | --> | C22 ex ROSS CARBERY | Ross Carbery [T41,T42] | DUNMANWAY |  | 51.5689 | -9.1109
MV/LV Substation RE***4068 |  | 10 kV | _ | LV | 50 kVA :Pole Substation | 0.05 | --> | 0.05 | 0 | 0 | Constrained, otherwise capacity available =37 kVA | --> | 0.048 | 0 | 0 | 0.049 | 0 |  | --> | C17 ex SKIBBEREEN | Skibbereen [T41,T42] | DUNMANWAY |  | 51.5346 | -9.2222
MV/LV Substation TH***4083 |  | 10 kV | _ | LV | 200 kVA :Pole Substation | 0.2 | --> | 0.2 | 0 | 0 | Constrained, otherwise capacity available =200 kVA | --> | 0.19 | 0 | 0 | 0.19 | 0 |  | --> | C12 ex SKIBBEREEN | Skibbereen [T41,T42] | DUNMANWAY |  | 51.5504 | -9.2617
MV/LV Substation SK***4085 |  | 10 kV | _ | LV | 200 kVA :Pole Substation | 0.2 | --> | 0.2 | 0 | 0 | Constrained, otherwise capacity available =151 kVA | --> | 0.19 | 0 | 0 | 0.197 | 0 |  | --> | C12 ex SKIBBEREEN | Skibbereen [T41,T42] | DUNMANWAY |  | 51.552 | -9.2575
MV/LV Substation GO***4089 |  | 10 kV | _ | LV | 50 kVA :Pole Substation | 0.05 | --> | 0.05 | 0 | 0 | Constrained, otherwise capacity available =38 kVA | --> | 0.048 | 0 | 0 | 0.049 | 0 |  | --> | C17 ex SKIBBEREEN | Skibbereen [T41,T42] | DUNMANWAY |  | 51.5209 | -9.208
MV/LV Substation CO***4091 |  | 10 kV | _ | LV | 50 kVA :Pole Substation | 0.05 | --> | 0.05 | 0 | 0 | Constrained, otherwise capacity available =48 kVA | --> | 0.048 | 0 | 0 | 0.048 | 0 |  | --> | C22 ex SKIBBEREEN | Skibbereen [T41,T42] | DUNMANWAY |  | 51.5886 | -9.3541
MV/LV Substation GA***4092 |  | 10 kV | _ | LV | 50 kVA :Pole Substation | 0.05 | --> | 0.05 | 0.05 | 0.88 |  | --> | 0.048 | 0 | 0 | 0.048 | 0 |  | --> | C12 ex ROSS CARBERY | Ross Carbery [T41,T42] | DUNMANWAY |  | 51.5679 | -9.0487
MV/LV Substation OL***4096 |  | 10 kV | _ | LV | 50 kVA :Pole Substation | 0.05 | --> | 0.05 | 0 | 0 | Constrained, otherwise capacity available =46 kVA | --> | 0.048 | 0 | 0 | 0.048 | 0 |  | --> | C15 ex SKIBBEREEN | Skibbereen [T41,T42] | DUNMANWAY |  | 51.5356 | -9.3174
MV/LV Substation TO***409X |  | 10 kV | _ | LV | 400 kVA :Kiosk Substation | 0.4 | --> | 0.4 | 0 | 0 | Constrained, otherwise capacity available =386 kVA | --> | 0.38 | 0 | 0.013 | 0.372 | 0 |  | --> | C15 ex SKIBBEREEN | Skibbereen [T41,T42] | DUNMANWAY |  | 51.546 | -9.2668
MV/LV Substation AL***4100 |  | 10 kV | _ | LV | 200 kVA :Kiosk Substation | 0.2 | --> | 0.2 | 0 | 0 | Constrained, otherwise capacity available =152 kVA | --> | 0.19 | 0 | 0 | 0.196 | 0 |  | --> | C12 ex SKIBBEREEN | Skibbereen [T41,T42] | DUNMANWAY |  | 51.5483 | -9.2698
MV/LV Substation SI***4101 |  | 10 kV | _ | LV | 50 kVA :Pole Substation | 0.05 | --> | 0.05 | 0 | 0 | Constrained, otherwise capacity available =46 kVA | --> | 0.048 | 0 | 0 | 0.048 | 0 |  | --> | C12 ex SKIBBEREEN | Skibbereen [T41,T42] | DUNMANWAY |  | 51.5592 | -9.2449
MV/LV Substation BA***4113 |  | 10 kV | _ | LV | 50 kVA :Pole Substation | 0.05 | --> | 0.05 | 0 | 0 | Constrained, otherwise capacity available =44 kVA | --> | 0.048 | 0 | 0 | 0.048 | 0 |  | --> | C11 ex SKIBBEREEN | Skibbereen [T41,T42] | DUNMANWAY |  | 51.597 | -9.2668
MV/LV Substation SC***4116 |  | 10 kV | _ | LV | 100 kVA :Pole Substation | 0.1 | --> | 0.1 | 0 | 0 | Constrained, otherwise capacity available =82 kVA | --> | 0.095 | 0 | 0 | 0.097 | 0 |  | --> | C12 ex SKIBBEREEN | Skibbereen [T41,T42] | DUNMANWAY |  | 51.5537 | -9.2774
MV/LV Substation BI***4139 |  | 10 kV | _ | LV | 50 kVA :Pole Substation | 0.05 | --> | 0.05 | 0 | 0 | Constrained, otherwise capacity available =50 kVA | --> | 0.048 | 0 | 0 | 0.048 | 0 |  | --> | C22 ex SKIBBEREEN | Skibbereen [T41,T42] | DUNMANWAY |  | 51.5399 | -9.3626
MV/LV Substation GE***415X |  | 10 kV | _ | LV | 200 kVA :Pole Substation | 0.2 | --> | 0.2 | 0 | 0 | Constrained, otherwise capacity available =200 kVA | --> | 0.19 | 0 | 0 | 0.19 | 0 |  | --> | C22 ex SKIBBEREEN | Skibbereen [T41,T42] | DUNMANWAY |  | 51.4408 | -9.5066
MV/LV Substation KI***4175 |  | 10 kV | _ | LV | 50 kVA :Pole Substation | 0.05 | --> | 0.05 | 0 | 0 | Constrained, otherwise capacity available =50 kVA | --> | 0.048 | 0 | 0 | 0.048 | 0 |  | --> | C22 ex SKIBBEREEN | Skibbereen [T41,T42] | DUNMANWAY |  | 51.4661 | -9.4108
MV/LV Substation SH***4179 |  | 10 kV | _ | LV | 50 kVA :Pole Substation | 0.05 | --> | 0.05 | 0 | 0 | Constrained, otherwise capacity available =50 kVA | --> | 0.048 | 0 | 0 | 0.048 | 0 |  | --> | C17 ex SKIBBEREEN | Skibbereen [T41,T42] | DUNMANWAY |  | 51.5758 | -9.1955
MV/LV Substation FA***4181 |  | 10 kV | _ | LV | 100 kVA :Pole Substation | 0.1 | --> | 0.1 | 0 | 0 | Constrained, otherwise capacity available =72 kVA | --> | 0.095 | 0 | 0 | 0.099 | 0 |  | --> | C17 ex SKIBBEREEN | Skibbereen [T41,T42] | DUNMANWAY |  | 51.5263 | -9.208
MV/LV Substation RA***4182 |  | 10 kV | _ | LV | 50 kVA :Pole Substation | 0.05 | --> | 0.05 | 0 | 0 | Constrained, otherwise capacity available =50 kVA | --> | 0.048 | 0 | 0.029 | 0.026 | 0 |  | --> | C15 ex SKIBBEREEN | Skibbereen [T41,T42] | DUNMANWAY |  | 51.4928 | -9.3464
MV/LV Substation AB***4189 |  | 10 kV | _ | LV | 50 kVA :Pole Substation | 0.05 | --> | 0.05 | 0 | 0 | Constrained, otherwise capacity available =44 kVA | --> | 0.048 | 0 | 0.005 | 0.045 | 0 |  | --> | C22 ex SKIBBEREEN | Skibbereen [T41,T42] | DUNMANWAY |  | 51.5585 | -9.2916
MV/LV Substation BA***4202 |  | 10 kV | _ | LV | 50 kVA :Pole Substation | 0.05 | --> | 0.05 | 0 | 0 | Constrained, otherwise capacity available =50 kVA | --> | 0.048 | 0 | 0 | 0.048 | 0 |  | --> | C15 ex SKIBBEREEN | Skibbereen [T41,T42] | DUNMANWAY |  | 51.4849 | -9.357
MV/LV Substation MY***424 |  | 10 kV | _ | LV | 50 kVA :Pole Substation | 0.05 | --> | 0.05 | 0 | 0 | Constrained, otherwise capacity available =41 kVA | --> | 0.048 | 0 | 0 | 0.049 | 0 |  | --> | C17 ex SKIBBEREEN | Skibbereen [T41,T42] | DUNMANWAY |  | 51.5676 | -9.1591
MV/LV Substation CH***4242 |  | 10 kV | _ | LV | 50 kVA :Pole Substation | 0.05 | --> | 0.05 | 0 | 0 | Constrained, otherwise capacity available =50 kVA | --> | 0.048 | 0 | 0 | 0.048 | 0 |  | --> | C22 ex SKIBBEREEN | Skibbereen [T41,T42] | DUNMANWAY |  | 51.542 | -9.3504
MV/LV Substation IL***4245 |  | 10 kV | _ | LV | 50 kVA :Pole Substation | 0.05 | --> | 0.05 | 0 | 0 | Constrained, otherwise capacity available =50 kVA | --> | 0.048 | 0 | 0 | 0.048 | 0 |  | --> | C22 ex SKIBBEREEN | Skibbereen [T41,T42] | DUNMANWAY |  | 51.5428 | -9.3441
MV/LV Substation MY***426 |  | 10 kV | _ | LV | 50 kVA :Pole Substation | 0.05 | --> | 0.05 | 0 | 0 | Constrained, otherwise capacity available =48 kVA | --> | 0.048 | 0 | 0 | 0.048 | 0 |  | --> | C17 ex SKIBBEREEN | Skibbereen [T41,T42] | DUNMANWAY |  | 51.5609 | -9.1487
MV/LV Substation LI***428 |  | 10 kV | _ | LV | 50 kVA :Pole Substation | 0.05 | --> | 0.05 | 0 | 0 | Constrained, otherwise capacity available =45 kVA | --> | 0.048 | 0 | 0 | 0.048 | 0 |  | --> | C17 ex SKIBBEREEN | Skibbereen [T41,T42] | DUNMANWAY |  | 51.556 | -9.1494
MV/LV Substation UN***429 |  | 10 kV | _ | LV | 200 kVA :Pole Substation | 0.2 | --> | 0.2 | 0 | 0 | Constrained, otherwise capacity available =148 kVA | --> | 0.19 | 0 | 0.004 | 0.194 | 0 |  | --> | C17 ex SKIBBEREEN | Skibbereen [T41,T42] | DUNMANWAY |  | 51.5563 | -9.1429
MV/LV Substation TH***430 |  | 10 kV | _ | LV | 200 kVA :Pole Substation | 0.2 | --> | 0.2 | 0 | 0 | Constrained, otherwise capacity available =141 kVA | --> | 0.19 | 0 | 0.011 | 0.19 | 0 |  | --> | C17 ex SKIBBEREEN | Skibbereen [T41,T42] | DUNMANWAY |  | 51.5581 | -9.1318
MV/LV Substation CO***433X |  | 10 kV | _ | LV | 100 kVA :Pole Substation | 0.1 | --> | 0.1 | 0 | 0 | Constrained, otherwise capacity available =56 kVA | --> | 0.095 | 0 | 0 | 0.101 | 0 |  | --> | C12 ex SKIBBEREEN | Skibbereen [T41,T42] | DUNMANWAY |  | 51.5582 | -9.2555
MV/LV Substation CL***442 |  | 10 kV | _ | LV | 50 kVA :Pole Substation | 0.05 | --> | 0.05 | 0.037 | 0.88 |  | --> | 0.048 | 0 | 0 | 0.049 | 0 |  | --> | C22 ex ROSS CARBERY | Ross Carbery [T41,T42] | DUNMANWAY |  | 51.5827 | -9.1239
MV/LV Substation BU***444X |  | 10 kV | _ | LV | 200 kVA :Pole Substation | 0.2 | --> | 0.2 | 0 | 0 | Constrained, otherwise capacity available =200 kVA | --> | 0.19 | 0 | 0 | 0.19 | 0 |  | --> | C11 ex SKIBBEREEN | Skibbereen [T41,T42] | DUNMANWAY |  | 51.5817 | -9.2613
MV/LV Substation FI***449X |  | 10 kV | _ | LV | 630 kVA :Kiosk Substation | 0.63 | --> | 0.63 | 0 | 0 | Constrained, otherwise capacity available =478 kVA | --> | 0.598 | 0 | 0 | 0.5 | 0 |  | --> | C15 ex SKIBBEREEN | Skibbereen [T41,T42] | DUNMANWAY |  | 51.5485 | -9.2672
MV/LV Substation BA***461 |  | 10 kV | _ | LV | 50 kVA :Pole Substation | 0.05 | --> | 0.05 | 0.038 | 0.88 |  | --> | 0.048 | 0 | 0.02 | 0.034 | 0 |  | --> | C12 ex ROSS CARBERY | Ross Carbery [T41,T42] | DUNMANWAY |  | 51.5717 | -9.08
MV/LV Substation AG***462 |  | 10 kV | _ | LV | 50 kVA :Pole Substation | 0.05 | --> | 0.05 | 0.046 | 0.88 |  | --> | 0.048 | 0 | 0 | 0.048 | 0 |  | --> | C22 ex ROSS CARBERY | Ross Carbery [T41,T42] | DUNMANWAY |  | 51.5677 | -9.1306
MV/LV Substation DE***488 |  | 10 kV | _ | LV | 50 kVA :Pole Substation | 0.05 | --> | 0.05 | 0.03 | 0.88 |  | --> | 0.048 | 0 | 0 | 0.05 | 0 |  | --> | C22 ex ROSS CARBERY | Ross Carbery [T41,T42] | DUNMANWAY |  | 51.5829 | -9.049
MV/LV Substation RO***489X |  | 10 kV | _ | LV | 100 kVA :Pole Substation | 0.1 | --> | 0.1 | 0 | 0 | Constrained, otherwise capacity available =91 kVA | --> | 0.095 | 0 | 0.01 | 0.089 | 0 |  | --> | C22 ex SKIBBEREEN | Skibbereen [T41,T42] | DUNMANWAY |  | 51.5427 | -9.3891
MV/LV Substation NC***497X |  | 10 kV | _ | LV | 50 kVA :Pole Substation | 0.05 | --> | 0.05 | 0 | 0 | Constrained, otherwise capacity available =42 kVA | --> | 0.048 | 0 | 0 | 0.049 | 0 |  | --> | C12 ex SKIBBEREEN | Skibbereen [T41,T42] | DUNMANWAY |  | 51.5578 | -9.2669
MV/LV Substation CO***505X |  | 10 kV | _ | LV | 200 kVA :Kiosk Substation | 0.2 | --> | 0.2 | 0 | 0 | Constrained, otherwise capacity available =129 kVA | --> | 0.19 | 0 | 0.007 | 0.194 | 0 |  | --> | C12 ex SKIBBEREEN | Skibbereen [T41,T42] | DUNMANWAY |  | 51.5518 | -9.2821
MV/LV Substation CO***507X |  | 10 kV | _ | LV | 100 kVA :Pole Substation | 0.1 | --> | 0.1 | 0 | 0 | Constrained, otherwise capacity available =100 kVA | --> | 0.095 | 0 | 0 | 0.095 | 0 |  | --> | C12 ex SKIBBEREEN | Skibbereen [T41,T42] | DUNMANWAY |  | 51.5441 | -9.2719
MV/LV Substation CO***508X |  | 10 kV | _ | LV | 200 kVA :Kiosk Substation | 0.2 | --> | 0.2 | 0 | 0 | Constrained, otherwise capacity available =140 kVA | --> | 0.19 | 0 | 0.026 | 0.179 | 0 |  | --> | C15 ex SKIBBEREEN | Skibbereen [T41,T42] | DUNMANWAY |  | 51.5467 | -9.2624
MV/LV Substation MA***509X |  | 10 kV | _ | LV | 200 kVA :Kiosk Substation | 0.2 | --> | 0.2 | 0 | 0 | Constrained, otherwise capacity available =165 kVA | --> | 0.19 | 0 | 0 | 0.195 | 0 |  | --> | C12 ex SKIBBEREEN | Skibbereen [T41,T42] | DUNMANWAY |  | 51.5472 | -9.269
MV/LV Substation MA***510X |  | 10 kV | _ | LV | 100 kVA :Pole Substation | 0.1 | --> | 0.1 | 0 | 0 | Constrained, otherwise capacity available =96 kVA | --> | 0.095 | 0 | 0 | 0.096 | 0 |  | --> | C12 ex SKIBBEREEN | Skibbereen [T41,T42] | DUNMANWAY |  | 51.5559 | -9.2699
MV/LV Substation CA***521 |  | 10 kV | _ | LV | 50 kVA :Pole Substation | 0.05 | --> | 0.05 | 0 | 0 | Constrained, otherwise capacity available =38 kVA | --> | 0.048 | 0 | 0 | 0.049 | 0 |  | --> | C15 ex SKIBBEREEN | Skibbereen [T41,T42] | DUNMANWAY |  | 51.5418 | -9.261
MV/LV Substation LI***523 |  | 10 kV | _ | LV | 100 kVA :Pole Substation | 0.1 | --> | 0.1 | 0 | 0 | Constrained, otherwise capacity available =69 kVA | --> | 0.095 | 0 | 0.01 | 0.092 | 0 |  | --> | C15 ex SKIBBEREEN | Skibbereen [T41,T42] | DUNMANWAY |  | 51.5299 | -9.2547
MV/LV Substation DE***530 |  | 10 kV | _ | LV | 50 kVA :Pole Substation | 0.05 | --> | 0.05 | 0 | 0 | Constrained, otherwise capacity available =44 kVA | --> | 0.048 | 0 | 0 | 0.048 | 0 |  | --> | C12 ex SKIBBEREEN | Skibbereen [T41,T42] | DUNMANWAY |  | 51.5464 | -9.2886
MV/LV Substation GL***536 |  | 10 kV | _ | LV | 50 kVA :Pole Substation | 0.05 | --> | 0.05 | 0 | 0 | Constrained, otherwise capacity available =42 kVA | --> | 0.048 | 0 | 0.005 | 0.045 | 0 |  | --> | C15 ex SKIBBEREEN | Skibbereen [T41,T42] | DUNMANWAY |  | 51.5212 | -9.3347
MV/LV Substation CH***550X |  | 10 kV | _ | LV | 100 kVA :Pole Substation | 0.1 | --> | 0.1 | 0 | 0 | Constrained, otherwise capacity available =96 kVA | --> | 0.095 | 0 | 0 | 0.096 | 0 |  | --> | C12 ex SKIBBEREEN | Skibbereen [T41,T42] | DUNMANWAY |  | 51.5482 | -9.2605
MV/LV Substation BA***555 |  | 10 kV | _ | LV | 200 kVA :Pole Substation | 0.2 | --> | 0.2 | 0 | 0 | Constrained, otherwise capacity available =154 kVA | --> | 0.19 | 0 | 0.016 | 0.184 | 0 |  | --> | C15 ex SKIBBEREEN | Skibbereen [T41,T42] | DUNMANWAY |  | 51.4795 | -9.3747
MV/LV Substation MO***555X |  | 10 kV | _ | LV | 400 kVA :Kiosk Substation | 0.4 | --> | 0.4 | 0 | 0 | Constrained, otherwise capacity available =348 kVA | --> | 0.38 | 0 | 0.008 | 0.381 | 0 |  | --> | C12 ex SKIBBEREEN | Skibbereen [T41,T42] | DUNMANWAY |  | 51.5534 | -9.2739
MV/LV Substation BR***556X |  | 10 kV | _ | LV | 400 kVA :Kiosk Substation | 0.4 | --> | 0.4 | 0 | 0 | Constrained, otherwise capacity available =388 kVA | --> | 0.38 | 0 | 0 | 0.382 | 0 |  | --> | C15 ex SKIBBEREEN | Skibbereen [T41,T42] | DUNMANWAY |  | 51.5496 | -9.2683
MV/LV Substation CU***560 |  | 10 kV | _ | LV | 200 kVA :Pole Substation | 0.2 | --> | 0.2 | 0 | 0 | Constrained, otherwise capacity available =198 kVA | --> | 0.19 | 0 | 0 | 0.19 | 0 |  | --> | C22 ex SKIBBEREEN | Skibbereen [T41,T42] | DUNMANWAY |  | 51.5633 | -9.2711
MV/LV Substation LA***564 |  | 10 kV | _ | LV | 50 kVA :Pole Substation | 0.05 | --> | 0.05 | 0 | 0 | Constrained, otherwise capacity available =44 kVA | --> | 0.048 | 0 | 0 | 0.048 | 0 |  | --> | C11 ex SKIBBEREEN | Skibbereen [T41,T42] | DUNMANWAY |  | 51.5728 | -9.2439
MV/LV Substation BE***574 |  | 10 kV | _ | LV | 50 kVA :Pole Substation | 0.05 | --> | 0.05 | 0 | 0 | Constrained, otherwise capacity available =43 kVA | --> | 0.048 | 0 | 0 | 0.048 | 0 |  | --> | C22 ex SKIBBEREEN | Skibbereen [T41,T42] | DUNMANWAY |  | 51.5794 | -9.2851
MV/LV Substation RE***580X |  | 10 kV | _ | LV | 400 kVA :Kiosk Substation | 0.4 | --> | 0.4 | 0 | 0 | Constrained, otherwise capacity available =335 kVA | --> | 0.38 | 0 | 0 | 0.389 | 0 |  | --> | C15 ex SKIBBEREEN | Skibbereen [T41,T42] | DUNMANWAY |  | 51.5397 | -9.2735
MV/LV Substation KI***607 |  | 10 kV | _ | LV | 50 kVA :Pole Substation | 0.05 | --> | 0.05 | 0.026 | 0.88 |  | --> | 0.048 | 0 | 0 | 0.051 | 0 |  | --> | C22 ex ROSS CARBERY | Ross Carbery [T41,T42] | DUNMANWAY |  | 51.622 | -9.1501
MV/LV Substation CL***612 |  | 10 kV | _ | LV | 50 kVA :Pole Substation | 0.05 | --> | 0.05 | 0 | 0 | Constrained, otherwise capacity available =36 kVA | --> | 0.048 | 0 | 0 | 0.049 | 0 |  | --> | C11 ex SKIBBEREEN | Skibbereen [T41,T42] | DUNMANWAY |  | 51.5941 | -9.2868
MV/LV Substation BU***615 |  | 10 kV | _ | LV | 50 kVA :Pole Substation | 0.05 | --> | 0.05 | 0 | 0 | Constrained, otherwise capacity available =42 kVA | --> | 0.048 | 0 | 0 | 0.049 | 0 |  | --> | C11 ex SKIBBEREEN | Skibbereen [T41,T42] | DUNMANWAY |  | 51.5881 | -9.2667
MV/LV Substation HA***638 |  | 10 kV | _ | LV | 100 kVA :Pole Substation | 0.1 | --> | 0.1 | 0 | 0 | Constrained, otherwise capacity available =95 kVA | --> | 0.095 | 0 | 0 | 0.096 | 0 |  | --> | C11 ex SKIBBEREEN | Skibbereen [T41,T42] | DUNMANWAY |  | 51.6273 | -9.2669
MV/LV Substation CA***694X |  | 10 kV | _ | LV | 50 kVA :Pole Substation | 0.05 | --> | 0.05 | 0 | 0 | Constrained, otherwise capacity available =39 kVA | --> | 0.048 | 0 | 0 | 0.049 | 0 |  | --> | C22 ex SKIBBEREEN | Skibbereen [T41,T42] | DUNMANWAY |  | 51.5914 | -9.3785
MV/LV Substation GA***717 |  | 10 kV | _ | LV | 100 kVA :Pole Substation | 0.1 | --> | 0.1 | 0 | 0 | Constrained, otherwise capacity available =84 kVA | --> | 0.095 | 0 | 0 | 0.097 | 0 |  | --> | C22 ex SKIBBEREEN | Skibbereen [T41,T42] | DUNMANWAY |  | 51.4787 | -9.4027
MV/LV Substation CO***732X |  | 10 kV | _ | LV | 50 kVA :Pole Substation | 0.05 | --> | 0.05 | 0 | 0 | Constrained, otherwise capacity available =46 kVA | --> | 0.048 | 0 | 0 | 0.048 | 0 |  | --> | C11 ex SKIBBEREEN | Skibbereen [T41,T42] | DUNMANWAY |  | 51.5902 | -9.2719
MV/LV Substation CA***734X |  | 10 kV | _ | LV | 200 kVA :Kiosk Substation | 0.2 | --> | 0.2 | 0 | 0 | Constrained, otherwise capacity available =176 kVA | --> | 0.19 | 0 | 0.004 | 0.19 | 0 |  | --> | C15 ex SKIBBEREEN | Skibbereen [T41,T42] | DUNMANWAY |  | 51.5414 | -9.2656
MV/LV Substation TR***738 |  | 10 kV | _ | LV | 100 kVA :Pole Substation | 0.1 | --> | 0.1 | 0 | 0 | Constrained, otherwise capacity available =76 kVA | --> | 0.095 | 0 | 0 | 0.098 | 0 |  | --> | C17 ex SKIBBEREEN | Skibbereen [T41,T42] | DUNMANWAY |  | 51.5024 | -9.2628
MV/LV Substation BA***739X |  | 10 kV | _ | LV | 100 kVA :Pole Substation | 0.1 | --> | 0.1 | 0 | 0 | Constrained, otherwise capacity available =74 kVA | --> | 0.095 | 0 | 0 | 0.099 | 0 |  | --> | C22 ex SKIBBEREEN | Skibbereen [T41,T42] | DUNMANWAY |  | 51.5981 | -9.3084
MV/LV Substation CO***758X |  | 10 kV | _ | LV | 50 kVA :Pole Substation | 0.05 | --> | 0.05 | 0.045 | 0.88 |  | --> | 0.048 | 0 | 0 | 0.048 | 0 |  | --> | C22 ex ROSS CARBERY | Ross Carbery [T41,T42] | DUNMANWAY |  | 51.5961 | -9.0942
MV/LV Substation SH***765 |  | 10 kV | _ | LV | 100 kVA :Pole Substation | 0.1 | --> | 0.1 | 0.081 | 0.88 |  | --> | 0.095 | 0 | 0.005 | 0.094 | 0 |  | --> | C22 ex ROSS CARBERY | Ross Carbery [T41,T42] | DUNMANWAY |  | 51.5648 | -9.1143
MV/LV Substation KE***767X |  | 10 kV | _ | LV | 50 kVA :Pole Substation | 0.05 | --> | 0.05 | 0 | 0 | Constrained, otherwise capacity available =38 kVA | --> | 0.048 | 0 | 0 | 0.049 | 0 |  | --> | C17 ex SKIBBEREEN | Skibbereen [T41,T42] | DUNMANWAY |  | 51.5576 | -9.1345
MV/LV Substation SE***768X |  | 10 kV | _ | LV | 100 kVA :Pole Substation | 0.1 | --> | 0.1 | 0.072 | 0.88 |  | --> | 0.095 | 0 | 0.005 | 0.095 | 0 |  | --> | C12 ex ROSS CARBERY | Ross Carbery [T41,T42] | DUNMANWAY |  | 51.5748 | -9.0332
MV/LV Substation RI***769 |  | 10 kV | _ | LV | 200 kVA :Pole Substation | 0.2 | --> | 0.2 | 0 | 0 | Constrained, otherwise capacity available =191 kVA | --> | 0.19 | 0 | 0.005 | 0.188 | 0 |  | --> | C17 ex SKIBBEREEN | Skibbereen [T41,T42] | DUNMANWAY |  | 51.5483 | -9.1773
MV/LV Substation TO***776 |  | 10 kV | _ | LV | 200 kVA :Pole Substation | 0.2 | --> | 0.2 | 0 | 0 | Constrained, otherwise capacity available =157 kVA | --> | 0.19 | 0 | 0 | 0.196 | 0 |  | --> | C17 ex SKIBBEREEN | Skibbereen [T41,T42] | DUNMANWAY |  | 51.5289 | -9.1752
MV/LV Substation MY***778 |  | 10 kV | _ | LV | 50 kVA :Pole Substation | 0.05 | --> | 0.05 | 0 | 0 | Constrained, otherwise capacity available =40 kVA | --> | 0.048 | 0 | 0 | 0.049 | 0 |  | --> | C17 ex SKIBBEREEN | Skibbereen [T41,T42] | DUNMANWAY |  | 51.5698 | -9.1512
MV/LV Substation LE***779 |  | 10 kV | _ | LV | 100 kVA :Pole Substation | 0.1 | --> | 0.1 | 0 | 0 |  | --> | 0.095 | 0 | 0.01 | 0.101 | 0 |  | --> | C17 ex SKIBBEREEN | Skibbereen [T41,T42] | DUNMANWAY |  | 51.5815 | -9.142
MV/LV Substation GL***781 |  | 10 kV | _ | LV | 400 kVA :Kiosk Substation | 0.4 | --> | 0.4 | 0.324 | 0.88 |  | --> | 0.38 | 0 | 0.01 | 0.383 | 0 |  | --> | C22 ex ROSS CARBERY | Ross Carbery [T41,T42] | DUNMANWAY |  | 51.5666 | -9.1207
MV/LV Substation CO***783 |  | 10 kV | _ | LV | 100 kVA :Pole Substation | 0.1 | --> | 0.1 | 0.094 | 0.88 |  | --> | 0.095 | 0 | 0.004 | 0.093 | 0 |  | --> | C22 ex ROSS CARBERY | Ross Carbery [T41,T42] | DUNMANWAY |  | 51.5938 | -9.1
MV/LV Substation LI***791X |  | 10 kV | _ | LV | 50 kVA :Pole Substation | 0.05 | --> | 0.05 | 0 | 0 | Constrained, otherwise capacity available =49 kVA | --> | 0.048 | 0 | 0 | 0.048 | 0 |  | --> | C15 ex SKIBBEREEN | Skibbereen [T41,T42] | DUNMANWAY |  | 51.5369 | -9.2847
MV/LV Substation TR***793X |  | 10 kV | _ | LV | 50 kVA :Pole Substation | 0.05 | --> | 0.05 | 0 | 0 | Constrained, otherwise capacity available =46 kVA | --> | 0.048 | 0 | 0 | 0.048 | 0 |  | --> | C17 ex SKIBBEREEN | Skibbereen [T41,T42] | DUNMANWAY |  | 51.5068 | -9.2612
MV/LV Substation RA***797 |  | 10 kV | _ | LV | 200 kVA :Pole Substation | 0.2 | --> | 0.2 | 0 | 0 | Constrained, otherwise capacity available =200 kVA | --> | 0.19 | 0 | 0 | 0.19 | 0 |  | --> | C15 ex SKIBBEREEN | Skibbereen [T41,T42] | DUNMANWAY |  | 51.5011 | -9.3539
MV/LV Substation MA***797X |  | 10 kV | _ | LV | 630 kVA :Kiosk Substation | 0.63 | --> | 0.63 | 0 | 0 | Constrained, otherwise capacity available =568 kVA | --> | 0.598 | 0 | 0.005 | 0.5 | 0 |  | --> | C15 ex SKIBBEREEN | Skibbereen [T41,T42] | DUNMANWAY |  | 51.4858 | -9.3684
MV/LV Substation GL***820X |  | 10 kV | _ | LV | 100 kVA :Pole Substation | 0.1 | --> | 0.1 | 0.09 | 0.88 |  | --> | 0.095 | 0 | 0 | 0.096 | 0 |  | --> | C22 ex ROSS CARBERY | Ross Carbery [T41,T42] | DUNMANWAY |  | 51.5645 | -9.109
MV/LV Substation SH***824X |  | 10 kV | _ | LV | 50 kVA :Pole Substation | 0.05 | --> | 0.05 | 0 | 0 | Constrained, otherwise capacity available =50 kVA | --> | 0.048 | 0 | 0 | 0.048 | 0 |  | --> | C17 ex SKIBBEREEN | Skibbereen [T41,T42] | DUNMANWAY |  | 51.5743 | -9.2001
MV/LV Substation GL***825X |  | 10 kV | _ | LV | 50 kVA :Pole Substation | 0.05 | --> | 0.05 | 0 | 0 | Constrained, otherwise capacity available =50 kVA | --> | 0.048 | 0 | 0 | 0.048 | 0 |  | --> | C15 ex SKIBBEREEN | Skibbereen [T41,T42] | DUNMANWAY |  | 51.5198 | -9.3341
MV/LV Substation BR***830 |  | 10 kV | _ | LV | 400 kVA :Kiosk Substation | 0.4 | --> | 0.4 | 0 | 0 | Constrained, otherwise capacity available =374 kVA | --> | 0.38 | 0 | 0.012 | 0.375 | 0 |  | --> | C11 ex SKIBBEREEN | Skibbereen [T41,T42] | DUNMANWAY |  | 51.6245 | -9.2274
MV/LV Substation TO***842X |  | 10 kV | _ | LV | 50 kVA :Pole Substation | 0.05 | --> | 0.05 | 0 | 0 | Constrained, otherwise capacity available =48 kVA | --> | 0.048 | 0 | 0 | 0.048 | 0 |  | --> | C17 ex SKIBBEREEN | Skibbereen [T41,T42] | DUNMANWAY |  | 51.5318 | -9.1799
MV/LV Substation KN***843 |  | 10 kV | _ | LV | 50 kVA :Pole Substation | 0.05 | --> | 0.05 | 0.05 | 0.88 |  | --> | 0.048 | 0 | 0 | 0.048 | 0 |  | --> | C22 ex ROSS CARBERY | Ross Carbery [T41,T42] | DUNMANWAY |  | 51.612 | -9.1574
MV/LV Substation HA***844X |  | 10 kV | _ | LV | 400 kVA :Kiosk Substation | 0.4 | --> | 0.4 | 0 | 0 | Constrained, otherwise capacity available =338 kVA | --> | 0.38 | 0 | 0 | 0.388 | 0 |  | --> | C15 ex SKIBBEREEN | Skibbereen [T41,T42] | DUNMANWAY |  | 51.5466 | -9.2579
MV/LV Substation OL***845 |  | 10 kV | _ | LV | 100 kVA :Pole Substation | 0.1 | --> | 0.1 | 0 | 0 | Constrained, otherwise capacity available =87 kVA | --> | 0.095 | 0 | 0 | 0.097 | 0 |  | --> | C15 ex SKIBBEREEN | Skibbereen [T41,T42] | DUNMANWAY |  | 51.5324 | -9.3199
MV/LV Substation CO***846 |  | 10 kV | _ | LV | 100 kVA :Pole Substation | 0.1 | --> | 0.1 | 0 | 0 | Constrained, otherwise capacity available =92 kVA | --> | 0.095 | 0 | 0 | 0.096 | 0 |  | --> | C12 ex SKIBBEREEN | Skibbereen [T41,T42] | DUNMANWAY |  | 51.5485 | -9.2733
MV/LV Substation TH***848X |  | 10 kV | _ | LV | 400 kVA :Kiosk Substation | 0.4 | --> | 0.4 | 0 | 0 | Constrained, otherwise capacity available =312 kVA | --> | 0.38 | 0 | 0.029 | 0.37 | 0 |  | --> | C17 ex SKIBBEREEN | Skibbereen [T41,T42] | DUNMANWAY |  | 51.5279 | -9.1781
MV/LV Substation CA***853X |  | 10 kV | _ | LV | 400 kVA :Kiosk Substation | 0.4 | --> | 0.4 | 0 | 0 | Constrained, otherwise capacity available =365 kVA | --> | 0.38 | 0 | 0.003 | 0.383 | 0 |  | --> | C15 ex SKIBBEREEN | Skibbereen [T41,T42] | DUNMANWAY |  | 51.4852 | -9.3708
MV/LV Substation KN***856 |  | 10 kV | _ | LV | 100 kVA :Pole Substation | 0.1 | --> | 0.1 | 0.035 | 0.88 |  | --> | 0.095 | 0 | 0.14 | 0 | 0 |  | --> | C22 ex ROSS CARBERY | Ross Carbery [T41,T42] | DUNMANWAY |  | 51.6085 | -9.1652
MV/LV Substation HA***857X |  | 10 kV | _ | LV | 200 kVA :Kiosk Substation | 0.2 | --> | 0.2 | 0 | 0 | Constrained, otherwise capacity available =196 kVA | --> | 0.19 | 0 | 0 | 0.191 | 0 |  | --> | C15 ex SKIBBEREEN | Skibbereen [T41,T42] | DUNMANWAY |  | 51.4849 | -9.3672
MV/LV Substation KI***860X |  | 10 kV | _ | LV | 50 kVA :Pole Substation | 0.05 | --> | 0.05 | 0.045 | 0.88 |  | --> | 0.048 | 0 | 0 | 0.048 | 0 |  | --> | C22 ex ROSS CARBERY | Ross Carbery [T41,T42] | DUNMANWAY |  | 51.6267 | -9.1077
MV/LV Substation FR***876 |  | 10 kV | _ | LV | 50 kVA :Pole Substation | 0.05 | --> | 0.05 | 0.042 | 0.88 |  | --> | 0.048 | 0 | 0 | 0.049 | 0 |  | --> | C22 ex ROSS CARBERY | Ross Carbery [T41,T42] | DUNMANWAY |  | 51.5961 | -9.0435
MV/LV Substation BA***876X |  | 10 kV | _ | LV | 50 kVA :Pole Substation | 0.05 | --> | 0.05 | 0.038 | 0.88 |  | --> | 0.048 | 0 | 0 | 0.049 | 0 |  | --> | C22 ex ROSS CARBERY | Ross Carbery [T41,T42] | DUNMANWAY |  | 51.5925 | -9.0697
MV/LV Substation ME***877X |  | 10 kV | _ | LV | 100 kVA :Pole Substation | 0.1 | --> | 0.1 | 0 | 0 | Constrained, otherwise capacity available =100 kVA | --> | 0.095 | 0 | 0 | 0.095 | 0 |  | --> | C12 ex SKIBBEREEN | Skibbereen [T41,T42] | DUNMANWAY |  | 51.5518 | -9.2613
MV/LV Substation AR***888X |  | 10 kV | _ | LV | 100 kVA :Pole Substation | 0.1 | --> | 0.1 | 0 | 0 | Constrained, otherwise capacity available =77 kVA | --> | 0.095 | 0 | 0 | 0.098 | 0 |  | --> | C15 ex SKIBBEREEN | Skibbereen [T41,T42] | DUNMANWAY |  | 51.5496 | -9.2536
MV/LV Substation WE***889 |  | 10 kV | _ | LV | 50 kVA :Pole Substation | 0.05 | --> | 0.05 | 0.049 | 0.88 |  | --> | 0.048 | 0 | 0 | 0.048 | 0 |  | --> | C22 ex ROSS CARBERY | Ross Carbery [T41,T42] | DUNMANWAY |  | 51.593 | -9.0749
MV/LV Substation RO***901X |  | 10 kV | _ | LV | 50 kVA :Pole Substation | 0.05 | --> | 0.05 | 0.046 | 0.88 |  | --> | 0.048 | 0 | 0.011 | 0.04 | 0 |  | --> | C12 ex ROSS CARBERY | Ross Carbery [T41,T42] | DUNMANWAY |  | 51.5771 | -9.0692
MV/LV Substation DE***902X |  | 10 kV | _ | LV | 50 kVA :Pole Substation | 0.05 | --> | 0.05 | 0 | 0 | Constrained, otherwise capacity available =48 kVA | --> | 0.048 | 0 | 0 | 0.048 | 0 |  | --> | C15 ex SKIBBEREEN | Skibbereen [T41,T42] | DUNMANWAY |  | 51.5329 | -9.3122
MV/LV Substation RA***917X |  | 10 kV | _ | LV | 50 kVA :Pole Substation | 0.05 | --> | 0.05 | 0 | 0 | Constrained, otherwise capacity available =43 kVA | --> | 0.048 | 0 | 0 | 0.048 | 0 |  | --> | C15 ex SKIBBEREEN | Skibbereen [T41,T42] | DUNMANWAY |  | 51.5037 | -9.3501
MV/LV Substation KI***947 |  | 10 kV | _ | LV | 100 kVA :Pole Substation | 0.1 | --> | 0.1 | 0 | 0 | Constrained, otherwise capacity available =90 kVA | --> | 0.095 | 0 | 0 | 0.096 | 0 |  | --> | C15 ex SKIBBEREEN | Skibbereen [T41,T42] | DUNMANWAY |  | 51.5192 | -9.3393
MV/LV Substation PA***947X |  | 10 kV | _ | LV | 400 kVA :Kiosk Substation | 0.4 | --> | 0.4 | 0 | 0 | Constrained, otherwise capacity available =377 kVA | --> | 0.38 | 0 | 0.02 | 0.368 | 0 |  | --> | C17 ex SKIBBEREEN | Skibbereen [T41,T42] | DUNMANWAY |  | 51.558 | -9.1445
MV/LV Substation CU***952X |  | 10 kV | _ | LV | 630 kVA :Building Structure | 0.63 | --> | 0.63 | 0 | 0 | Constrained, otherwise capacity available =613 kVA | --> | 0.598 | 0 | 0 | 0.5 | 0 |  | --> | C12 ex SKIBBEREEN | Skibbereen [T41,T42] | DUNMANWAY |  | 51.5594 | -9.268
MV/LV Substation LE***957X |  | 10 kV | _ | LV | 630 kVA :Building Structure | 0.63 | --> | 0.63 | 0 | 0 | Constrained, otherwise capacity available =565 kVA | --> | 0.598 | 0 | 0 | 0.5 | 0 |  | --> | C15 ex SKIBBEREEN | Skibbereen [T41,T42] | DUNMANWAY |  | 51.5498 | -9.2668
MV/LV Substation AB***962 |  | 10 kV | _ | LV | 100 kVA :Pole Substation | 0.1 | --> | 0.1 | 0 | 0 | Constrained, otherwise capacity available =16 kVA | --> | 0.095 | 0 | 0 | 0.106 | 0 |  | --> | C17 ex SKIBBEREEN | Skibbereen [T41,T42] | DUNMANWAY |  | 51.5334 | -9.2404
MV/LV Substation AR***978 |  | 10 kV | _ | LV | 100 kVA :Pole Substation | 0.1 | --> | 0.1 | 0 | 0 | Constrained, otherwise capacity available =84 kVA | --> | 0.095 | 0 | 0.012 | 0.088 | 0 |  | --> | C15 ex SKIBBEREEN | Skibbereen [T41,T42] | DUNMANWAY |  | 51.5401 | -9.277
MV/LV Substation AR***979 |  | 10 kV | _ | LV | 50 kVA :Pole Substation | 0.05 | --> | 0.05 | 0 | 0 | Constrained, otherwise capacity available =39 kVA | --> | 0.048 | 0 | 0.005 | 0.045 | 0 |  | --> | C15 ex SKIBBEREEN | Skibbereen [T41,T42] | DUNMANWAY |  | 51.5368 | -9.2728
MV/LV Substation PO***980 |  | 10 kV | _ | LV | 50 kVA :Pole Substation | 0.05 | --> | 0.05 | 0 | 0 | Constrained, otherwise capacity available =46 kVA | --> | 0.048 | 0 | 0 | 0.048 | 0 |  | --> | C15 ex SKIBBEREEN | Skibbereen [T41,T42] | DUNMANWAY |  | 51.5282 | -9.2749
MV/LV Substation AR***985X |  | 10 kV | _ | LV | 50 kVA :Pole Substation | 0.05 | --> | 0.05 | 0 | 0 | Constrained, otherwise capacity available =50 kVA | --> | 0.048 | 0 | 0 | 0.048 | 0 |  | --> | C22 ex SKIBBEREEN | Skibbereen [T41,T42] | DUNMANWAY |  | 51.5369 | -9.3393
MV/LV Substation IL***986X |  | 10 kV | _ | LV | 100 kVA :Pole Substation | 0.1 | --> | 0.1 | 0 | 0 | Constrained, otherwise capacity available =79 kVA | --> | 0.095 | 0 | 0.01 | 0.09 | 0 |  | --> | C22 ex SKIBBEREEN | Skibbereen [T41,T42] | DUNMANWAY |  | 51.5718 | -9.2795
MV/LV Substation BU***987X |  | 10 kV | _ | LV | 50 kVA :Pole Substation | 0.05 | --> | 0.05 | 0 | 0 | Constrained, otherwise capacity available =36 kVA | --> | 0.048 | 0 | 0 | 0.049 | 0 |  | --> | C11 ex SKIBBEREEN | Skibbereen [T41,T42] | DUNMANWAY |  | 51.5851 | -9.2677
MV/LV Substation AH***989 |  | 10 kV | _ | LV | 200 kVA :Pole Substation | 0.2 | --> | 0.2 | 0 | 0 | Constrained, otherwise capacity available =147 kVA | --> | 0.19 | 0 | 0.06 | 0.15 | 0 |  | --> | C15 ex SKIBBEREEN | Skibbereen [T41,T42] | DUNMANWAY |  | 51.4841 | -9.3638
MV/LV Substation CO***996X |  | 10 kV | _ | LV | 50 kVA :Pole Substation | 0.05 | --> | 0.05 | 0 | 0 | Constrained, otherwise capacity available =46 kVA | --> | 0.048 | 0 | 0 | 0.048 | 0 |  | --> | C17 ex SKIBBEREEN | Skibbereen [T41,T42] | DUNMANWAY |  | 51.498 | -9.2319
MV/LV Substation CH***001 |  | 10 kV | _ | LV | 400 kVA :Kiosk Substation | 0.4 | --> | 0.4 | 0 | 0 | Constrained, otherwise capacity available =116 kVA | --> | 0.38 | 0 | 0.054 | 0.377 | 0 |  | --> | C15 ex CLONAKILTY | Clonakilty [T41,T42] | DUNMANWAY |  | 51.6232 | -8.8949
MV/LV Substation BA***002 |  | 10 kV | _ | LV | 400 kVA :Kiosk Substation | 0.4 | --> | 0.4 | 0 | 0 | Constrained, otherwise capacity available =26 kVA | --> | 0.38 | 0 | 0.013 | 0.418 | 0 |  | --> | C16 ex CLONAKILTY | Clonakilty [T41,T42] | DUNMANWAY |  | 51.6232 | -8.8877
MV/LV Substation CO***003 |  | 10 kV | _ | LV | 50 kVA :Pole Substation | 0.05 | --> | 0.05 | 0 | 0 | Constrained, otherwise capacity available =21 kVA | --> | 0.048 | 0 | 0 | 0.051 | 0 |  | --> | C16 ex CLONAKILTY | Clonakilty [T41,T42] | DUNMANWAY |  | 51.6273 | -8.8793
MV/LV Substation IC***005 |  | 10 kV | _ | LV | 400 kVA :Building Structure | 0.4 | --> | 0.4 | 0 | 0 | Constrained, otherwise capacity available =309 kVA | --> | 0.38 | 0 | 0.011 | 0.384 | 0 |  | --> | C15 ex CLONAKILTY | Clonakilty [T41,T42] | DUNMANWAY |  | 51.6192 | -8.8961
MV/LV Substation TI***010 |  | 20 kV | _ | LV | 100 kVA :Pole Substation | 0.1 | --> | 0.1 | 0 | 0 | Constrained, otherwise capacity available =99 kVA | --> | 0.095 | 0 | 0.006 | 0.091 | 0 |  | --> | C13 ex CLONAKILTY | Clonakilty [T41,T42] | DUNMANWAY |  | 51.6068 | -8.7338
MV/LV Substation SU***012Y |  | 10 kV | _ | LV | 1000 kVA :Building Structure | 1 | --> | 1 | 0 | 0 | Constrained, otherwise capacity available =824 kVA | --> | 0.95 | 0 | 0 | 0.5 | 0 |  | --> | C16 ex CLONAKILTY | Clonakilty [T41,T42] | DUNMANWAY |  | 51.625 | -8.8826
MV/LV Substation FE***019 |  | 10 kV | _ | LV | 200 kVA :Pole Substation | 0.2 | --> | 0.2 | 0 | 0 | Constrained, otherwise capacity available =150 kVA | --> | 0.19 | 0 | 0.039 | 0.168 | 0 |  | --> | C15 ex CLONAKILTY | Clonakilty [T41,T42] | DUNMANWAY |  | 51.6274 | -8.9071
MV/LV Substation CA***020Y |  | 10 kV | _ | LV | 50 kVA :Pole Substation | 0.05 | --> | 0.05 | 0.048 | 0.88 |  | --> | 0.048 | 0 | 0 | 0.048 | 0 |  | --> | C12 ex ROSS CARBERY | Ross Carbery [T41,T42] | DUNMANWAY |  | 51.5705 | -8.9808
MV/LV Substation WE***021 |  | 10 kV | _ | LV | 400 kVA :Kiosk Substation | 0.4 | --> | 0.4 | 0 | 0 | Constrained, otherwise capacity available =285 kVA | --> | 0.38 | 0 | 0.024 | 0.378 | 0 |  | --> | C15 ex CLONAKILTY | Clonakilty [T41,T42] | DUNMANWAY |  | 51.6218 | -8.9007
MV/LV Substation LA***024 |  | 10 kV | _ | LV | 200 kVA :Building Structure | 0.2 | --> | 0.2 | 0 | 0 |  | --> | 0.19 | 0 | 0.079 | 0.16 | 0 |  | --> | C15 ex CLONAKILTY | Clonakilty [T41,T42] | DUNMANWAY |  | 51.6208 | -8.8905
MV/LV Substation KE***025 |  | 10 kV | _ | LV | 400 kVA :Kiosk Substation | 0.4 | --> | 0.4 | 0 | 0 |  | --> | 0.38 | 0 | 0.005 | 0.428 | 0 |  | --> | C15 ex CLONAKILTY | Clonakilty [T41,T42] | DUNMANWAY |  | 51.6225 | -8.8894
MV/LV Substation CO***031 |  | 10 kV | _ | LV | 400 kVA :Kiosk Substation | 0.4 | --> | 0.4 | 0 | 0 | Constrained, otherwise capacity available =318 kVA | --> | 0.38 | 0 | 0.01 | 0.384 | 0 |  | --> | C15 ex CLONAKILTY | Clonakilty [T41,T42] | DUNMANWAY |  | 51.6186 | -8.8947
MV/LV Substation TA***032 |  | 10 kV | _ | LV | 400 kVA :Kiosk Substation | 0.4 | --> | 0.4 | 0 | 0 | Constrained, otherwise capacity available =324 kVA | --> | 0.38 | 0 | 0.01 | 0.383 | 0 |  | --> | C15 ex CLONAKILTY | Clonakilty [T41,T42] | DUNMANWAY |  | 51.625 | -8.8946
MV/LV Substation PO***034 |  | 20 kV | _ | LV | 50 kVA :Pole Substation | 0.05 | --> | 0.05 | 0 | 0 | Constrained, otherwise capacity available =50 kVA | --> | 0.048 | 0 | 0 | 0.048 | 0 |  | --> | C13 ex CLONAKILTY | Clonakilty [T41,T42] | DUNMANWAY |  | 51.6101 | -8.76
MV/LV Substation MA***036Y |  | 10 kV | _ | LV | 50 kVA :Pole Substation | 0.05 | --> | 0.05 | 0.038 | 0.88 |  | --> | 0.048 | 0 | 0 | 0.049 | 0 |  | --> | C12 ex ROSS CARBERY | Ross Carbery [T41,T42] | DUNMANWAY |  | 51.5693 | -9.0113
MV/LV Substation DE***051 |  | 10 kV | _ | LV | 100 kVA :Pole Substation | 0.1 | --> | 0.1 | 0 | 0 | Constrained, otherwise capacity available =60 kVA | --> | 0.095 | 0 | 0.035 | 0.074 | 0 |  | --> | C16 ex CLONAKILTY | Clonakilty [T41,T42] | DUNMANWAY |  | 51.6265 | -8.8743
MV/LV Substation TA***069Y |  | 10 kV | _ | LV | 200 kVA :Kiosk Substation | 0.2 | --> | 0.2 | 0 | 0 | Constrained, otherwise capacity available =177 kVA | --> | 0.19 | 0 | 0.01 | 0.186 | 0 |  | --> | C15 ex CLONAKILTY | Clonakilty [T41,T42] | DUNMANWAY |  | 51.6242 | -8.9004
MV/LV Substation FE***078Y |  | 10 kV | _ | LV | 200 kVA :Kiosk Substation | 0.2 | --> | 0.2 | 0 | 0 | Constrained, otherwise capacity available =168 kVA | --> | 0.19 | 0 | 0.005 | 0.191 | 0 |  | --> | C15 ex CLONAKILTY | Clonakilty [T41,T42] | DUNMANWAY |  | 51.6286 | -8.9065
MV/LV Substation CO***083Y |  | 20 kV | _ | LV | 200 kVA :Kiosk Substation | 0.2 | --> | 0.2 | 0 | 0 | Constrained, otherwise capacity available =148 kVA | --> | 0.19 | 0 | 0.002 | 0 | 0 | Constrained, otherwise capacity available =196 kW | --> | C11 ex TIMOLEAGUE | Timoleague [T41] | BANDON |  | 51.6312 | -8.7033
MV/LV Substation CO***088 |  | 10 kV | _ | LV | 400 kVA :Kiosk Substation | 0.4 | --> | 0.4 | 0 | 0 | Constrained, otherwise capacity available =244 kVA | --> | 0.38 | 0 | 0.02 | 0.386 | 0 |  | --> | C16 ex CLONAKILTY | Clonakilty [T41,T42] | DUNMANWAY |  | 51.6251 | -8.8791
MV/LV Substation CA***091 |  | 10 kV | _ | LV | 50 kVA :Pole Substation | 0.05 | --> | 0.05 | 0.013 | 0.88 |  | --> | 0.048 | 0 | 0 | 0.052 | 0 |  | --> | C21 ex ROSS CARBERY | Ross Carbery [T41,T42] | DUNMANWAY |  | 51.6313 | -8.9951
MV/LV Substation KN***096 |  | 10 kV | _ | LV | 50 kVA :Pole Substation | 0.05 | --> | 0.05 | 0.046 | 0.88 |  | --> | 0.048 | 0 | 0 | 0.048 | 0 |  | --> | C21 ex ROSS CARBERY | Ross Carbery [T41,T42] | DUNMANWAY |  | 51.6509 | -8.9992
MV/LV Substation CA***103Y |  | 10 kV | _ | LV | 50 kVA :Pole Substation | 0.05 | --> | 0.05 | 0.05 | 0.88 |  | --> | 0.048 | 0 | 0 | 0.048 | 0 |  | --> | C12 ex ROSS CARBERY | Ross Carbery [T41,T42] | DUNMANWAY |  | 51.5857 | -9.0246
MV/LV Substation CO***111Y |  | 20 kV | _ | LV | 200 kVA :Kiosk Substation | 0.2 | --> | 0.2 | 0 | 0 | Constrained, otherwise capacity available =181 kVA | --> | 0.19 | 0 | 0.005 | 0 | 0 | Constrained, otherwise capacity available =189 kW | --> | C11 ex TIMOLEAGUE | Timoleague [T41] | BANDON |  | 51.6338 | -8.723
MV/LV Substation DI***123Y |  | 10 kV | _ | LV | 50 kVA :Pole Substation | 0.05 | --> | 0.05 | 0.049 | 0.88 |  | --> | 0.048 | 0 | 0.006 | 0.043 | 0 |  | --> | C12 ex ROSS CARBERY | Ross Carbery [T41,T42] | DUNMANWAY |  | 51.5401 | -8.9453
MV/LV Substation TH***127Y |  | 10 kV | _ | LV | 50 kVA :Pole Substation | 0.05 | --> | 0.05 | 0 | 0 | Constrained, otherwise capacity available =44 kVA | --> | 0.048 | 0 | 0 | 0.048 | 0 |  | --> | C14 ex CLONAKILTY | Clonakilty [T41,T42] | DUNMANWAY |  | 51.5994 | -8.8723
MV/LV Substation TH***128Y |  | 10 kV | _ | LV | 400 kVA :Kiosk Substation | 0.4 | --> | 0.4 | 0 | 0 | Constrained, otherwise capacity available =348 kVA | --> | 0.38 | 0 | 0.03 | 0.365 | 0 |  | --> | C14 ex CLONAKILTY | Clonakilty [T41,T42] | DUNMANWAY |  | 51.6165 | -8.9103
MV/LV Substation LI***130Y |  | 10 kV | _ | LV | 630 kVA :Building Structure | 0.63 | --> | 0.63 | 0.5 | 0.88 |  | --> | 0.598 | 0 | 0 | 0.5 | 0 |  | --> | C21 ex ROSS CARBERY | Ross Carbery [T41,T42] | DUNMANWAY |  | 51.6039 | -8.9758
MV/LV Substation MC***157 |  | 10 kV | _ | LV | 200 kVA :Pole Substation | 0.2 | --> | 0.2 | 0 | 0 | Constrained, otherwise capacity available =176 kVA | --> | 0.19 | 0 | 0.005 | 0.19 | 0 |  | --> | C16 ex CLONAKILTY | Clonakilty [T41,T42] | DUNMANWAY |  | 51.6268 | -8.8903
MV/LV Substation CU***176 |  | 10 kV | _ | LV | 45 kVA :Pole Substation | 0.045 | --> | 0.045 | 0.037 | 0.88 |  | --> | 0.043 | 0 | 0 | 0.044 | 0 |  | --> | C21 ex ROSS CARBERY | Ross Carbery [T41,T42] | DUNMANWAY |  | 51.613 | -8.9524
MV/LV Substation IN***179Y |  | 10 kV | _ | LV | 50 kVA :Pole Substation | 0.05 | --> | 0.05 | 0 | 0 | Constrained, otherwise capacity available =38 kVA | --> | 0.048 | 0 | 0 | 0.049 | 0 |  | --> | C14 ex CLONAKILTY | Clonakilty [T41,T42] | DUNMANWAY |  | 51.601 | -8.8839
MV/LV Substation CR***183 |  | 10 kV | _ | LV | 100 kVA :Pole Substation | 0.1 | --> | 0.1 | 0.095 | 0.88 |  | --> | 0.095 | 0 | 0.01 | 0.088 | 0 |  | --> | C12 ex ROSS CARBERY | Ross Carbery [T41,T42] | DUNMANWAY |  | 51.5677 | -8.9919
MV/LV Substation SN***185Y |  | 10 kV | _ | LV | 630 kVA :Building Structure | 0.63 | --> | 0.63 | 0 | 0 | Constrained, otherwise capacity available =580 kVA | --> | 0.598 | 0 | 0 | 0.5 | 0 |  | --> | C15 ex CLONAKILTY | Clonakilty [T41,T42] | DUNMANWAY |  | 51.6177 | -8.8946
MV/LV Substation ES***193Y |  | 20 kV | _ | LV | 400 kVA :Kiosk Substation | 0.4 | --> | 0.4 | 0 | 0 | Constrained, otherwise capacity available =400 kVA | --> | 0.38 | 0 | 0 | 0 | 0 | Constrained, otherwise capacity available =380 kW | --> | C11 ex TIMOLEAGUE | Timoleague [T41] | BANDON |  | 51.6329 | -8.6998
MV/LV Substation RO***200Y |  | 10 kV | _ | LV | 50 kVA :Pole Substation | 0.05 | --> | 0.05 | 0.048 | 0.88 |  | --> | 0.048 | 0 | 0 | 0.048 | 0 |  | --> | C21 ex ROSS CARBERY | Ross Carbery [T41,T42] | DUNMANWAY |  | 51.6658 | -8.9826
MV/LV Substation SH***201 |  | 10 kV | _ | LV | 50 kVA :Pole Substation | 0.05 | --> | 0.05 | 0 | 0 | Constrained, otherwise capacity available =37 kVA | --> | 0.048 | 0 | 0.016 | 0.038 | 0 |  | --> | C11 ex CLONAKILTY | Clonakilty [T41,T42] | DUNMANWAY |  | 51.6479 | -8.8821
MV/LV Substation TH***207Y |  | 10 kV | _ | LV | 1000 kVA :Building Structure | 1 | --> | 1 | 0 | 0 | Constrained, otherwise capacity available =767 kVA | --> | 0.95 | 0 | 0 | 0.5 | 0 |  | --> | C16 ex CLONAKILTY | Clonakilty [T41,T42] | DUNMANWAY |  | 51.6216 | -8.8832
MV/LV Substation FE***208 |  | 10 kV | _ | LV | 50 kVA :Pole Substation | 0.05 | --> | 0.05 | 0 | 0 | Constrained, otherwise capacity available =46 kVA | --> | 0.048 | 0 | 0 | 0.048 | 0 |  | --> | C14 ex CLONAKILTY | Clonakilty [T41,T42] | DUNMANWAY |  | 51.6275 | -8.9136
MV/LV Substation CL***213Y |  | 10 kV | _ | LV | 400 kVA :Building Structure | 0.4 | --> | 0.4 | 0 | 0 | Constrained, otherwise capacity available =357 kVA | --> | 0.38 | 0 | 0 | 0.386 | 0 |  | --> | C14 ex CLONAKILTY | Clonakilty [T41,T42] | DUNMANWAY |  | 51.6213 | -8.9269
MV/LV Substation CA***222 |  | 10 kV | _ | LV | 50 kVA :Pole Substation | 0.05 | --> | 0.05 | 0.043 | 0.88 |  | --> | 0.048 | 0 | 0 | 0.048 | 0 |  | --> | C12 ex ROSS CARBERY | Ross Carbery [T41,T42] | DUNMANWAY |  | 51.5762 | -8.9771
MV/LV Substation SU***244 |  | 20 kV | _ | LV | 200 kVA :Kiosk Substation | 0.2 | --> | 0.2 | 0 | 0 | Constrained, otherwise capacity available =117 kVA | --> | 0.19 | 0 | 0.037 | 0 | 0 | Constrained, otherwise capacity available =174 kW | --> | C11 ex TIMOLEAGUE | Timoleague [T41] | BANDON |  | 51.6318 | -8.6968
MV/LV Substation SI***245 |  | 20 kV | _ | LV | 200 kVA :Pole Substation | 0.2 | --> | 0.2 | 0 | 0 | Constrained, otherwise capacity available =131 kVA | --> | 0.19 | 0 | 0.003 | 0 | 0 | Constrained, otherwise capacity available =197 kW | --> | C11 ex TIMOLEAGUE | Timoleague [T41] | BANDON |  | 51.6347 | -8.7166
MV/LV Substation MI***246 |  | 10 kV | _ | LV | 50 kVA :Pole Substation | 0.05 | --> | 0.05 | 0.048 | 0.88 |  | --> | 0.048 | 0 | 0 | 0.048 | 0 |  | --> | C12 ex ROSS CARBERY | Ross Carbery [T41,T42] | DUNMANWAY |  | 51.5834 | -8.9644
MV/LV Substation ME***278 |  | 20 kV | _ | LV | 200 kVA :Kiosk Substation | 0.2 | --> | 0.2 | 0 | 0 | Constrained, otherwise capacity available =170 kVA | --> | 0.19 | 0 | 0.014 | 0 | 0 | Constrained, otherwise capacity available =184 kW | --> | C11 ex TIMOLEAGUE | Timoleague [T41] | BANDON |  | 51.6346 | -8.6955
MV/LV Substation CO***287 |  | 10 kV | _ | LV | 400 kVA :Kiosk Substation | 0.4 | --> | 0.4 | 0 | 0 | Constrained, otherwise capacity available =300 kVA | --> | 0.38 | 0 | 0.02 | 0.379 | 0 |  | --> | C16 ex CLONAKILTY | Clonakilty [T41,T42] | DUNMANWAY |  | 51.6243 | -8.8872
MV/LV Substation SL***299 |  | 10 kV | _ | LV | 100 kVA :Pole Substation | 0.1 | --> | 0.1 | 0 | 0 | Constrained, otherwise capacity available =96 kVA | --> | 0.095 | 0 | 0 | 0.096 | 0 |  | --> | C15 ex CLONAKILTY | Clonakilty [T41,T42] | DUNMANWAY |  | 51.6317 | -8.9034
MV/LV Substation DA***301 |  | 20 kV | _ | LV | 50 kVA :Pole Substation | 0.05 | --> | 0.05 | 0 | 0 | Constrained, otherwise capacity available =48 kVA | --> | 0.048 | 0 | 0 | 0.048 | 0 |  | --> | C13 ex CLONAKILTY | Clonakilty [T41,T42] | DUNMANWAY |  | 51.6257 | -8.8415
MV/LV Substation P ***305 |  | 10 kV | _ | LV | 200 kVA :Pole Substation | 0.2 | --> | 0.2 | 0 | 0 | Constrained, otherwise capacity available =182 kVA | --> | 0.19 | 0 | 0 | 0.192 | 0 |  | --> | C16 ex CLONAKILTY | Clonakilty [T41,T42] | DUNMANWAY |  | 51.6264 | -8.887
MV/LV Substation IN***345 |  | 10 kV | _ | LV | 100 kVA :Pole Substation | 0.1 | --> | 0.1 | 0 | 0 | Constrained, otherwise capacity available =92 kVA | --> | 0.095 | 0 | 0.005 | 0.092 | 0 |  | --> | C14 ex CLONAKILTY | Clonakilty [T41,T42] | DUNMANWAY |  | 51.5978 | -8.8671
MV/LV Substation TH***365 |  | 10 kV | _ | LV | 100 kVA :Pole Substation | 0.1 | --> | 0.1 | 0 | 0.88 |  | --> | 0.095 | 0 | 0.016 | 0.098 | 0 |  | --> | C12 ex ROSS CARBERY | Ross Carbery [T41,T42] | DUNMANWAY |  | 51.5776 | -9.0273
MV/LV Substation GA***369 |  | 10 kV | _ | LV | 50 kVA :Pole Substation | 0.05 | --> | 0.05 | 0 | 0 | Constrained, otherwise capacity available =47 kVA | --> | 0.048 | 0 | 0 | 0.048 | 0 |  | --> | C14 ex CLONAKILTY | Clonakilty [T41,T42] | DUNMANWAY |  | 51.5966 | -8.9134
MV/LV Substation ST***372 |  | 10 kV | _ | LV | 400 kVA :Kiosk Substation | 0.4 | --> | 0.4 | 0 | 0 | Constrained, otherwise capacity available =254 kVA | --> | 0.38 | 0 | 0.011 | 0.391 | 0 |  | --> | C16 ex CLONAKILTY | Clonakilty [T41,T42] | DUNMANWAY |  | 51.6223 | -8.8857
MV/LV Substation CO***377 |  | 20 kV | _ | LV | 50 kVA :Pole Substation | 0.05 | --> | 0.05 | 0 | 0 | Constrained, otherwise capacity available =47 kVA | --> | 0.048 | 0 | 0 | 0 | 0 | Constrained, otherwise capacity available =48 kW | --> | C11 ex TIMOLEAGUE | Timoleague [T41] | BANDON |  | 51.6388 | -8.7781
MV/LV Substation ME***392 |  | 20 kV | _ | LV | 50 kVA :Pole Substation | 0.05 | --> | 0.05 | 0 | 0 | Constrained, otherwise capacity available =44 kVA | --> | 0.048 | 0 | 0 | 0.048 | 0 |  | --> | C13 ex CLONAKILTY | Clonakilty [T41,T42] | DUNMANWAY |  | 51.6113 | -8.7457
MV/LV Substation BA***4039 |  | 20 kV | _ | LV | 50 kVA :Pole Substation | 0.05 | --> | 0.05 | 0 | 0 | Constrained, otherwise capacity available =46 kVA | --> | 0.048 | 0 | 0 | 0 | 0 | Constrained, otherwise capacity available =48 kW | --> | C11 ex TIMOLEAGUE | Timoleague [T41] | BANDON |  | 51.6269 | -8.7175
MV/LV Substation FE***4080 |  | 10 kV | _ | LV | 200 kVA :Kiosk Substation | 0.2 | --> | 0.2 | 0 | 0 | Constrained, otherwise capacity available =200 kVA | --> | 0.19 | 0 | 0 | 0.19 | 0 |  | --> | C15 ex CLONAKILTY | Clonakilty [T41,T42] | DUNMANWAY |  | 51.6229 | -8.9019
MV/LV Substation IN***4103 |  | 10 kV | _ | LV | 50 kVA :Pole Substation | 0.05 | --> | 0.05 | 0 | 0 | Constrained, otherwise capacity available =41 kVA | --> | 0.048 | 0 | 0.025 | 0.03 | 0 |  | --> | C14 ex CLONAKILTY | Clonakilty [T41,T42] | DUNMANWAY |  | 51.6006 | -8.8713
MV/LV Substation CO***4120 |  | 20 kV | _ | LV | 50 kVA :Pole Substation | 0.05 | --> | 0.05 | 0 | 0 | Constrained, otherwise capacity available =32 kVA | --> | 0.048 | 0 | 0 | 0 | 0 | Constrained, otherwise capacity available =50 kW | --> | C11 ex TIMOLEAGUE | Timoleague [T41] | BANDON |  | 51.6321 | -8.7266
MV/LV Substation CL***4122 |  | 10 kV | _ | LV | 50 kVA :Pole Substation | 0.05 | --> | 0.05 | 0 | 0 | Constrained, otherwise capacity available =47 kVA | --> | 0.048 | 0 | 0 | 0.048 | 0 |  | --> | C14 ex CLONAKILTY | Clonakilty [T41,T42] | DUNMANWAY |  | 51.6374 | -8.8963
MV/LV Substation CU***4157 |  | 10 kV | _ | LV | 100 kVA :Pole Substation | 0.1 | --> | 0.1 | 0 | 0 | Constrained, otherwise capacity available =100 kVA | --> | 0.095 | 0 | 0 | 0.095 | 0 |  | --> | C16 ex CLONAKILTY | Clonakilty [T41,T42] | DUNMANWAY |  | 51.6349 | -8.8678
MV/LV Substation CL***4164 |  | 10 kV | _ | LV | 400 kVA :Kiosk Substation | 0.4 | --> | 0.4 | 0 | 0 | Constrained, otherwise capacity available =334 kVA | --> | 0.38 | 0 | 0.009 | 0.382 | 0 |  | --> | C16 ex CLONAKILTY | Clonakilty [T41,T42] | DUNMANWAY |  | 51.6217 | -8.8845
MV/LV Substation CO***4171 |  | 20 kV | _ | LV | 200 kVA :Kiosk Substation | 0.2 | --> | 0.2 | 0 | 0 | Constrained, otherwise capacity available =152 kVA | --> | 0.19 | 0 | 0 | 0 | 0 | Constrained, otherwise capacity available =196 kW | --> | C11 ex TIMOLEAGUE | Timoleague [T41] | BANDON |  | 51.6502 | -8.7862
MV/LV Substation FL***4173 |  | 10 kV | _ | LV | 50 kVA :Pole Substation | 0.05 | --> | 0.05 | 0 | 0 |  | --> | 0.048 | 0 | 0 | 0.055 | 0 |  | --> | C14 ex CLONAKILTY | Clonakilty [T41,T42] | DUNMANWAY |  | 51.622 | -8.9058
MV/LV Substation PA***4180 |  | 10 kV | _ | LV | 400 kVA :Kiosk Substation | 0.4 | --> | 0.4 | 0 | 0 | Constrained, otherwise capacity available =330 kVA | --> | 0.38 | 0 | 0.009 | 0.383 | 0 |  | --> | C15 ex CLONAKILTY | Clonakilty [T41,T42] | DUNMANWAY |  | 51.6195 | -8.9026
MV/LV Substation AG***4184 |  | 20 kV | _ | LV | 50 kVA :Pole Substation | 0.05 | --> | 0.05 | 0 | 0 | Constrained, otherwise capacity available =35 kVA | --> | 0.048 | 0 | 0.03 | 0 | 0 | Constrained, otherwise capacity available =27 kW | --> | C11 ex TIMOLEAGUE | Timoleague [T41] | BANDON |  | 51.6241 | -8.7776
MV/LV Substation BE***4186 |  | 10 kV | _ | LV | 400 kVA :Kiosk Substation | 0.4 | --> | 0.4 | 0 | 0 | Constrained, otherwise capacity available =400 kVA | --> | 0.38 | 0 | 0 | 0.38 | 0 |  | --> | C15 ex CLONAKILTY | Clonakilty [T41,T42] | DUNMANWAY |  | 51.6229 | -8.9049
MV/LV Substation AN***4188 |  | 10 kV | _ | LV | 630 kVA :Kiosk Substation | 0.63 | --> | 0.63 | 0 | 0 | Constrained, otherwise capacity available =549 kVA | --> | 0.598 | 0 | 0.024 | 0.5 | 0 |  | --> | C14 ex CLONAKILTY | Clonakilty [T41,T42] | DUNMANWAY |  | 51.614 | -8.9106
MV/LV Substation CA***4189 |  | 20 kV | _ | LV | 50 kVA :Pole Substation | 0.05 | --> | 0.05 | 0 | 0 | Constrained, otherwise capacity available =50 kVA | --> | 0.048 | 0 | 0 | 0 | 0 | Constrained, otherwise capacity available =48 kW | --> | C11 ex TIMOLEAGUE | Timoleague [T41] | BANDON |  | 51.6385 | -8.799
MV/LV Substation CR***4192 |  | 10 kV | _ | LV | 50 kVA :Pole Substation | 0.05 | --> | 0.05 | 0 | 0 | Constrained, otherwise capacity available =38 kVA | --> | 0.048 | 0 | 0 | 0.049 | 0 |  | --> | C14 ex CLONAKILTY | Clonakilty [T41,T42] | DUNMANWAY |  | 51.5664 | -8.9202
MV/LV Substation SL***4194 |  | 10 kV | _ | LV | 400 kVA :Kiosk Substation | 0.4 | --> | 0.4 | 0 | 0 | Constrained, otherwise capacity available =373 kVA | --> | 0.38 | 0 | 0.025 | 0.365 | 0 |  | --> | C14 ex CLONAKILTY | Clonakilty [T41,T42] | DUNMANWAY |  | 51.6164 | -8.8871
MV/LV Substation LO***4196 |  | 10 kV | _ | LV | 400 kVA :Kiosk Substation | 0.4 | --> | 0.4 | 0 | 0 | Constrained, otherwise capacity available =362 kVA | --> | 0.38 | 0 | 0.005 | 0.381 | 0 |  | --> | C14 ex CLONAKILTY | Clonakilty [T41,T42] | DUNMANWAY |  | 51.6171 | -8.9125
MV/LV Substation MA***4198 |  | 20 kV | _ | LV | 50 kVA :Pole Substation | 0.05 | --> | 0.05 | 0 | 0 | Constrained, otherwise capacity available =49 kVA | --> | 0.048 | 0 | 0 | 0.048 | 0 |  | --> | C13 ex CLONAKILTY | Clonakilty [T41,T42] | DUNMANWAY |  | 51.6187 | -8.8208
MV/LV Substation GE***419X |  | 10 kV | _ | LV | 50 kVA :Pole Substation | 0.05 | --> | 0.05 | 0.043 | 0.88 |  | --> | 0.048 | 0 | 0 | 0.048 | 0 |  | --> | C21 ex ROSS CARBERY | Ross Carbery [T41,T42] | DUNMANWAY |  | 51.6572 | -8.9877
MV/LV Substation CL***4202 |  | 10 kV | _ | LV | 400 kVA :Building Structure | 0.4 | --> | 0.4 | 0 | 0 | Constrained, otherwise capacity available =270 kVA | --> | 0.38 | 0 | 0.04 | 0.366 | 0 |  | --> | C16 ex CLONAKILTY | Clonakilty [T41,T42] | DUNMANWAY |  | 51.6309 | -8.8767
MV/LV Substation AL***4222 |  | 10 kV | _ | LV | 400 kVA :Kiosk Substation | 0.4 | --> | 0.4 | 0 | 0 | Constrained, otherwise capacity available =400 kVA | --> | 0.38 | 0 | 0 | 0.38 | 0 |  | --> | C16 ex CLONAKILTY | Clonakilty [T41,T42] | DUNMANWAY |  | 51.6207 | -8.8846
MV/LV Substation DE***4230 |  | 10 kV | _ | LV | 100 kVA :Pole Substation | 0.1 | --> | 0.1 | 0.077 | 0.88 |  | --> | 0.095 | 0 | 0 | 0.098 | 0 |  | --> | C21 ex ROSS CARBERY | Ross Carbery [T41,T42] | DUNMANWAY |  | 51.6531 | -8.9586
MV/LV Substation HA***4250 |  | 10 kV | _ | LV | 100 kVA :Pole Substation | 0.1 | --> | 0.1 | 0.1 | 0.88 |  | --> | 0.095 | 0 | 0 | 0.095 | 0 |  | --> | C12 ex ROSS CARBERY | Ross Carbery [T41,T42] | DUNMANWAY |  | 51.5677 | -8.9939
MV/LV Substation DE***4251 |  | 10 kV | _ | LV | 50 kVA :Pole Substation | 0.05 | --> | 0.05 | 0.045 | 0.88 |  | --> | 0.048 | 0 | 0 | 0.048 | 0 |  | --> | C21 ex ROSS CARBERY | Ross Carbery [T41,T42] | DUNMANWAY |  | 51.5987 | -9.0008
MV/LV Substation CA***4281 |  | 10 kV | _ | LV | 50 kVA :Pole Substation | 0.05 | --> | 0.05 | 0.05 | 0.88 |  | --> | 0.048 | 0 | 0 | 0.048 | 0 |  | --> | C12 ex ROSS CARBERY | Ross Carbery [T41,T42] | DUNMANWAY |  | 51.5814 | -8.9677
MV/LV Substation GR***433X |  | 10 kV | _ | LV | 100 kVA :Pole Substation | 0.1 | --> | 0.1 | 0 | 0 | Constrained, otherwise capacity available =95 kVA | --> | 0.095 | 0 | 0 | 0.096 | 0 |  | --> | C14 ex CLONAKILTY | Clonakilty [T41,T42] | DUNMANWAY |  | 51.5702 | -8.9252
MV/LV Substation BU***437X |  | 10 kV | _ | LV | 100 kVA :Pole Substation | 0.1 | --> | 0.1 | 0.059 | 0.88 |  | --> | 0.095 | 0 | 0.005 | 0.097 | 0 |  | --> | C12 ex ROSS CARBERY | Ross Carbery [T41,T42] | DUNMANWAY |  | 51.5721 | -9.011
MV/LV Substation CA***439X |  | 10 kV | _ | LV | 100 kVA :Pole Substation | 0.1 | --> | 0.1 | 0.088 | 0.88 |  | --> | 0.095 | 0 | 0 | 0.097 | 0 |  | --> | C12 ex ROSS CARBERY | Ross Carbery [T41,T42] | DUNMANWAY |  | 51.5648 | -8.9873
MV/LV Substation KI***444 |  | 20 kV | _ | LV | 50 kVA :Pole Substation | 0.05 | --> | 0.05 | 0 | 0 | Constrained, otherwise capacity available =39 kVA | --> | 0.048 | 0 | 0 | 0 | 0 | Constrained, otherwise capacity available =49 kW | --> | C11 ex TIMOLEAGUE | Timoleague [T41] | BANDON |  | 51.6602 | -8.7925
MV/LV Substation IN***446 |  | 20 kV | _ | LV | 50 kVA :Pole Substation | 0.05 | --> | 0.05 | 0 | 0 | Constrained, otherwise capacity available =28 kVA | --> | 0.048 | 0 | 0 | 0 | 0 | Constrained, otherwise capacity available =50 kW | --> | C11 ex TIMOLEAGUE | Timoleague [T41] | BANDON |  | 51.6612 | -8.7762
MV/LV Substation LI***451X |  | 10 kV | _ | LV | 100 kVA :Pole Substation | 0.1 | --> | 0.1 | 0.073 | 0.88 |  | --> | 0.095 | 0 | 0.015 | 0.087 | 0 |  | --> | C21 ex ROSS CARBERY | Ross Carbery [T41,T42] | DUNMANWAY |  | 51.6017 | -8.9601
MV/LV Substation LI***454 |  | 20 kV | _ | LV | 100 kVA :Pole Substation | 0.1 | --> | 0.1 | 0 | 0 | Constrained, otherwise capacity available =73 kVA | --> | 0.095 | 0 | 0.012 | 0.09 | 0 |  | --> | C13 ex CLONAKILTY | Clonakilty [T41,T42] | DUNMANWAY |  | 51.6093 | -8.7561
MV/LV Substation AG***473X |  | 20 kV | _ | LV | 50 kVA :Pole Substation | 0.05 | --> | 0.05 | 0 | 0 | Constrained, otherwise capacity available =48 kVA | --> | 0.048 | 0 | 0 | 0 | 0 | Constrained, otherwise capacity available =48 kW | --> | C11 ex TIMOLEAGUE | Timoleague [T41] | BANDON |  | 51.6274 | -8.7732
MV/LV Substation GA***478X |  | 10 kV | _ | LV | 100 kVA :Pole Substation | 0.1 | --> | 0.1 | 0 | 0 | Constrained, otherwise capacity available =90 kVA | --> | 0.095 | 0 | 0 | 0.096 | 0 |  | --> | C14 ex CLONAKILTY | Clonakilty [T41,T42] | DUNMANWAY |  | 51.6009 | -8.9042
MV/LV Substation CU***479 |  | 20 kV | _ | LV | 50 kVA :Pole Substation | 0.05 | --> | 0.05 | 0 | 0 | Constrained, otherwise capacity available =48 kVA | --> | 0.048 | 0 | 0 | 0.048 | 0 |  | --> | C13 ex CLONAKILTY | Clonakilty [T41,T42] | DUNMANWAY |  | 51.6145 | -8.7362
MV/LV Substation AG***481X |  | 20 kV | _ | LV | 100 kVA :Pole Substation | 0.1 | --> | 0.1 | 0 | 0 | Constrained, otherwise capacity available =87 kVA | --> | 0.095 | 0 | 0.01 | 0.089 | 0 |  | --> | C13 ex CLONAKILTY | Clonakilty [T41,T42] | DUNMANWAY |  | 51.6173 | -8.8002
MV/LV Substation SE***492X |  | 20 kV | _ | LV | 50 kVA :Pole Substation | 0.05 | --> | 0.05 | 0 | 0 | Constrained, otherwise capacity available =36 kVA | --> | 0.048 | 0 | 0 | 0.049 | 0 |  | --> | C13 ex CLONAKILTY | Clonakilty [T41,T42] | DUNMANWAY |  | 51.5995 | -8.7331
MV/LV Substation CU***501 |  | 20 kV | _ | LV | 50 kVA :Pole Substation | 0.05 | --> | 0.05 | 0 | 0 | Constrained, otherwise capacity available =34 kVA | --> | 0.048 | 0 | 0.006 | 0 | 0 | Constrained, otherwise capacity available =45 kW | --> | C11 ex TIMOLEAGUE | Timoleague [T41] | BANDON |  | 51.6308 | -8.7139
MV/LV Substation AR***513X |  | 10 kV | _ | LV | 100 kVA :Pole Substation | 0.1 | --> | 0.1 | 0 | 0 | Constrained, otherwise capacity available =88 kVA | --> | 0.095 | 0 | 0.006 | 0.092 | 0 |  | --> | C11 ex CLONAKILTY | Clonakilty [T41,T42] | DUNMANWAY |  | 51.6701 | -8.8191
MV/LV Substation CO***517X |  | 20 kV | _ | LV | 100 kVA :Pole Substation | 0.1 | --> | 0.1 | 0 | 0 | Constrained, otherwise capacity available =89 kVA | --> | 0.095 | 0 | 0 | 0 | 0 | Constrained, otherwise capacity available =96 kW | --> | C11 ex TIMOLEAGUE | Timoleague [T41] | BANDON |  | 51.6447 | -8.7854
MV/LV Substation GE***527 |  | 10 kV | _ | LV | 50 kVA :Pole Substation | 0.05 | --> | 0.05 | 0.04 | 0.88 |  | --> | 0.048 | 0 | 0 | 0.049 | 0 |  | --> | C21 ex ROSS CARBERY | Ross Carbery [T41,T42] | DUNMANWAY |  | 51.6587 | -8.9772
MV/LV Substation SN***541X |  | 10 kV | _ | LV | 200 kVA :Pole Substation | 0.2 | --> | 0.2 | 0 | 0 | Constrained, otherwise capacity available =154 kVA | --> | 0.19 | 0 | 0.02 | 0.181 | 0 |  | --> | C15 ex CLONAKILTY | Clonakilty [T41,T42] | DUNMANWAY |  | 51.6153 | -8.8963
MV/LV Substation DE***544X |  | 10 kV | _ | LV | 50 kVA :Pole Substation | 0.05 | --> | 0.05 | 0.039 | 0.88 |  | --> | 0.048 | 0 | 0 | 0.049 | 0 |  | --> | C21 ex ROSS CARBERY | Ross Carbery [T41,T42] | DUNMANWAY |  | 51.5999 | -8.992
MV/LV Substation FA***554X |  | 10 kV | _ | LV | 200 kVA :Kiosk Substation | 0.2 | --> | 0.2 | 0 | 0 | Constrained, otherwise capacity available =126 kVA | --> | 0.19 | 0 | 0 | 0.2 | 0 |  | --> | C16 ex CLONAKILTY | Clonakilty [T41,T42] | DUNMANWAY |  | 51.624 | -8.8834
MV/LV Substation LI***557X |  | 10 kV | _ | LV | 100 kVA :Pole Substation | 0.1 | --> | 0.1 | 0 | 0 | Constrained, otherwise capacity available =99 kVA | --> | 0.095 | 0 | 0 | 0.095 | 0 |  | --> | C11 ex CLONAKILTY | Clonakilty [T41,T42] | DUNMANWAY |  | 51.6516 | -8.8536
MV/LV Substation CA***559X |  | 20 kV | _ | LV | 50 kVA :Pole Substation | 0.05 | --> | 0.05 | 0 | 0 | Constrained, otherwise capacity available =40 kVA | --> | 0.048 | 0 | 0.024 | 0 | 0 | Constrained, otherwise capacity available =31 kW | --> | C11 ex TIMOLEAGUE | Timoleague [T41] | BANDON |  | 51.6374 | -8.808
MV/LV Substation MA***569 |  | 10 kV | _ | LV | 50 kVA :Pole Substation | 0.05 | --> | 0.05 | 0 | 0 | Constrained, otherwise capacity available =42 kVA | --> | 0.048 | 0 | 0 | 0 | 0 | Constrained, otherwise capacity available =49 kW | --> | C12 ex TIMOLEAGUE | Timoleague [T41] | BANDON |  | 51.7042 | -8.8781
MV/LV Substation HE***571X |  | 10 kV | _ | LV | 50 kVA :Pole Substation | 0.05 | --> | 0.05 | 0 | 0 | Constrained, otherwise capacity available =34 kVA | --> | 0.048 | 0 | 0 | 0.05 | 0 |  | --> | C11 ex CLONAKILTY | Clonakilty [T41,T42] | DUNMANWAY |  | 51.6669 | -8.834
MV/LV Substation GA***576X |  | 20 kV | _ | LV | 100 kVA :Pole Substation | 0.1 | --> | 0.1 | 0 | 0 | Constrained, otherwise capacity available =100 kVA | --> | 0.095 | 0 | 0 | 0.095 | 0 |  | --> | C13 ex CLONAKILTY | Clonakilty [T41,T42] | DUNMANWAY |  | 51.6332 | -8.8574
MV/LV Substation AG***578 |  | 10 kV | _ | LV | 400 kVA :Kiosk Substation | 0.4 | --> | 0.4 | 0 | 0 | Constrained, otherwise capacity available =366 kVA | --> | 0.38 | 0 | 0.044 | 0 | 0 | Constrained, otherwise capacity available =352 kW | --> | C12 ex TIMOLEAGUE | Timoleague [T41] | BANDON |  | 51.7104 | -8.8914
MV/LV Substation AR***578X |  | 20 kV | _ | LV | 50 kVA :Pole Substation | 0.05 | --> | 0.05 | 0 | 0 | Constrained, otherwise capacity available =47 kVA | --> | 0.048 | 0 | 0 | 0.048 | 0 |  | --> | C13 ex CLONAKILTY | Clonakilty [T41,T42] | DUNMANWAY |  | 51.6043 | -8.8022
MV/LV Substation TU***579 |  | 10 kV | _ | LV | 50 kVA :Pole Substation | 0.05 | --> | 0.05 | 0 | 0 | Constrained, otherwise capacity available =42 kVA | --> | 0.048 | 0 | 0 | 0 | 0 | Constrained, otherwise capacity available =49 kW | --> | C12 ex TIMOLEAGUE | Timoleague [T41] | BANDON |  | 51.6964 | -8.8225
MV/LV Substation FA***580 |  | 10 kV | _ | LV | 50 kVA :Pole Substation | 0.05 | --> | 0.05 | 0 | 0 | Constrained, otherwise capacity available =28 kVA | --> | 0.048 | 0 | 0 | 0 | 0 | Constrained, otherwise capacity available =50 kW | --> | C12 ex TIMOLEAGUE | Timoleague [T41] | BANDON |  | 51.6955 | -8.8152
MV/LV Substation KI***581 |  | 10 kV | _ | LV | 50 kVA :Pole Substation | 0.05 | --> | 0.05 | 0 | 0 | Constrained, otherwise capacity available =15 kVA | --> | 0.048 | 0 | 0 | 0.052 | 0 |  | --> | C14 ex CLONAKILTY | Clonakilty [T41,T42] | DUNMANWAY |  | 51.639 | -8.9031
MV/LV Substation SH***584X |  | 10 kV | _ | LV | 100 kVA :Pole Substation | 0.1 | --> | 0.1 | 0 | 0 | Constrained, otherwise capacity available =73 kVA | --> | 0.095 | 0 | 0.028 | 0.078 | 0 |  | --> | C11 ex CLONAKILTY | Clonakilty [T41,T42] | DUNMANWAY |  | 51.6461 | -8.8806
MV/LV Substation TE***586X |  | 10 kV | _ | LV | 200 kVA :Pole Substation | 0.2 | --> | 0.2 | 0 | 0 | Constrained, otherwise capacity available =193 kVA | --> | 0.19 | 0 | 0 | 0.191 | 0 |  | --> | C16 ex CLONAKILTY | Clonakilty [T41,T42] | DUNMANWAY |  | 51.6375 | -8.8811
MV/LV Substation LI***590X |  | 20 kV | _ | LV | 50 kVA :Pole Substation | 0.05 | --> | 0.05 | 0 | 0 | Constrained, otherwise capacity available =48 kVA | --> | 0.048 | 0 | 0 | 0.048 | 0 |  | --> | C13 ex CLONAKILTY | Clonakilty [T41,T42] | DUNMANWAY |  | 51.6099 | -8.7653
MV/LV Substation CL***592 |  | 10 kV | _ | LV | 100 kVA :Pole Substation | 0.1 | --> | 0.1 | 0 | 0 | Constrained, otherwise capacity available =73 kVA | --> | 0.095 | 0 | 0.011 | 0.09 | 0 |  | --> | C14 ex CLONAKILTY | Clonakilty [T41,T42] | DUNMANWAY |  | 51.6173 | -8.9079
MV/LV Substation BE***597 |  | 10 kV | _ | LV | 50 kVA :Pole Substation | 0.05 | --> | 0.05 | 0 | 0 | Constrained, otherwise capacity available =37 kVA | --> | 0.048 | 0 | 0 | 0.049 | 0 |  | --> | C14 ex CLONAKILTY | Clonakilty [T41,T42] | DUNMANWAY |  | 51.6132 | -8.9287
MV/LV Substation DU***607 |  | 10 kV | _ | LV | 50 kVA :Pole Substation | 0.05 | --> | 0.05 | 0 | 0 | Constrained, otherwise capacity available =35 kVA | --> | 0.048 | 0 | 0 | 0.049 | 0 |  | --> | C14 ex CLONAKILTY | Clonakilty [T41,T42] | DUNMANWAY |  | 51.588 | -8.8766
MV/LV Substation MU***612 |  | 10 kV | _ | LV | 200 kVA :Pole Substation | 0.2 | --> | 0.2 | 0 | 0 | Constrained, otherwise capacity available =103 kVA | --> | 0.19 | 0 | 0 | 0.203 | 0 |  | --> | C14 ex CLONAKILTY | Clonakilty [T41,T42] | DUNMANWAY |  | 51.5905 | -8.8682
MV/LV Substation BR***613 |  | 10 kV | _ | LV | 50 kVA :Pole Substation | 0.05 | --> | 0.05 | 0 | 0 | Constrained, otherwise capacity available =35 kVA | --> | 0.048 | 0 | 0 | 0.05 | 0 |  | --> | C14 ex CLONAKILTY | Clonakilty [T41,T42] | DUNMANWAY |  | 51.5915 | -8.9151
MV/LV Substation AR***621 |  | 10 kV | _ | LV | 200 kVA :Kiosk Substation | 0.2 | --> | 0.2 | 0 | 0 | Constrained, otherwise capacity available =163 kVA | --> | 0.19 | 0 | 0.011 | 0.187 | 0 |  | --> | C14 ex CLONAKILTY | Clonakilty [T41,T42] | DUNMANWAY |  | 51.5717 | -8.9124
MV/LV Substation GO***622X |  | 10 kV | _ | LV | 200 kVA :Pole Substation | 0.2 | --> | 0.2 | 0.182 | 0.88 |  | --> | 0.19 | 0 | 0 | 0.192 | 0 |  | --> | C21 ex ROSS CARBERY | Ross Carbery [T41,T42] | DUNMANWAY |  | 51.67 | -9.0156
MV/LV Substation DU***628 |  | 10 kV | _ | LV | 50 kVA :Pole Substation | 0.05 | --> | 0.05 | 0 | 0 | Constrained, otherwise capacity available =41 kVA | --> | 0.048 | 0 | 0.005 | 0.045 | 0 |  | --> | C14 ex CLONAKILTY | Clonakilty [T41,T42] | DUNMANWAY |  | 51.5565 | -8.9041
MV/LV Substation HA***639X |  | 10 kV | _ | LV | 200 kVA :Pole Substation | 0.2 | --> | 0.2 | 0.185 | 0.88 |  | --> | 0.19 | 0 | 0 | 0.192 | 0 |  | --> | C12 ex ROSS CARBERY | Ross Carbery [T41,T42] | DUNMANWAY |  | 51.5669 | -8.9909
MV/LV Substation IN***640X |  | 10 kV | _ | LV | 50 kVA :Pole Substation | 0.05 | --> | 0.05 | 0 | 0 | Constrained, otherwise capacity available =42 kVA | --> | 0.048 | 0 | 0.004 | 0.046 | 0 |  | --> | C14 ex CLONAKILTY | Clonakilty [T41,T42] | DUNMANWAY |  | 51.5986 | -8.8743
MV/LV Substation CA***650 |  | 10 kV | _ | LV | 50 kVA :Pole Substation | 0.05 | --> | 0.05 | 0.025 | 0.88 |  | --> | 0.048 | 0 | 0 | 0.051 | 0 |  | --> | C12 ex ROSS CARBERY | Ross Carbery [T41,T42] | DUNMANWAY |  | 51.5836 | -8.9619
MV/LV Substation O/***662 |  | 10 kV | _ | LV | 100 kVA :Pole Substation | 0.1 | --> | 0.1 | 0.074 | 0.88 |  | --> | 0.095 | 0 | 0 | 0.098 | 0 |  | --> | C12 ex ROSS CARBERY | Ross Carbery [T41,T42] | DUNMANWAY |  | 51.5678 | -8.998
MV/LV Substation TH***664 |  | 10 kV | _ | LV | 100 kVA :Pole Substation | 0.1 | --> | 0.1 | 0.062 | 0.88 |  | --> | 0.095 | 0 | 0.007 | 0.095 | 0 |  | --> | C12 ex ROSS CARBERY | Ross Carbery [T41,T42] | DUNMANWAY |  | 51.575 | -9.0185
MV/LV Substation AR***680X |  | 10 kV | _ | LV | 50 kVA :Pole Substation | 0.05 | --> | 0.05 | 0 | 0 | Constrained, otherwise capacity available =40 kVA | --> | 0.048 | 0 | 0 | 0.049 | 0 |  | --> | C14 ex CLONAKILTY | Clonakilty [T41,T42] | DUNMANWAY |  | 51.5677 | -8.9103
MV/LV Substation RO***692X |  | 10 kV | _ | LV | 100 kVA :Pole Substation | 0.1 | --> | 0.1 | 0.099 | 0.88 |  | --> | 0.095 | 0 | 0 | 0.095 | 0 |  | --> | C12 ex ROSS CARBERY | Ross Carbery [T41,T42] | DUNMANWAY |  | 51.5734 | -9.0302
MV/LV Substation CO***702X |  | 20 kV | _ | LV | 100 kVA :Pole Substation | 0.1 | --> | 0.1 | 0 | 0 |  | --> | 0.095 | 0 | 0 | 0 | 0 | Constrained, otherwise capacity available =108 kW | --> | C11 ex TIMOLEAGUE | Timoleague [T41] | BANDON |  | 51.6456 | -8.7866
MV/LV Substation RE***711X |  | 10 kV | _ | LV | 50 kVA :Pole Substation | 0.05 | --> | 0.05 | 0 | 0 | Constrained, otherwise capacity available =36 kVA | --> | 0.048 | 0 | 0.005 | 0.046 | 0 |  | --> | C15 ex CLONAKILTY | Clonakilty [T41,T42] | DUNMANWAY |  | 51.6253 | -8.8991
MV/LV Substation RE***718 |  | 10 kV | _ | LV | 200 kVA :Pole Substation | 0.2 | --> | 0.2 | 0.184 | 0.88 |  | --> | 0.19 | 0 | 0.006 | 0.188 | 0 |  | --> | C21 ex ROSS CARBERY | Ross Carbery [T41,T42] | DUNMANWAY |  | 51.6262 | -9.0572
MV/LV Substation CE***719X |  | 10 kV | _ | LV | 200 kVA :Building Structure | 0.2 | --> | 0.2 | 0.193 | 0.88 |  | --> | 0.19 | 0 | 0 | 0.191 | 0 |  | --> | C12 ex ROSS CARBERY | Ross Carbery [T41,T42] | DUNMANWAY |  | 51.5759 | -9.0292
MV/LV Substation CL***724 |  | 10 kV | _ | LV | 50 kVA :Pole Substation | 0.05 | --> | 0.05 | 0.036 | 0.88 |  | --> | 0.048 | 0 | 0 | 0.049 | 0 |  | --> | C21 ex ROSS CARBERY | Ross Carbery [T41,T42] | DUNMANWAY |  | 51.6454 | -8.9973
MV/LV Substation CO***731 |  | 10 kV | _ | LV | 50 kVA :Pole Substation | 0.05 | --> | 0.05 | 0.04 | 0.88 |  | --> | 0.048 | 0 | 0 | 0.049 | 0 |  | --> | C21 ex ROSS CARBERY | Ross Carbery [T41,T42] | DUNMANWAY |  | 51.6669 | -9.005
MV/LV Substation LI***733X |  | 10 kV | _ | LV | 50 kVA :Pole Substation | 0.05 | --> | 0.05 | 0.048 | 0.88 |  | --> | 0.048 | 0 | 0 | 0.048 | 0 |  | --> | C12 ex ROSS CARBERY | Ross Carbery [T41,T42] | DUNMANWAY |  | 51.6005 | -8.9704
MV/LV Substation RO***737 |  | 10 kV | _ | LV | 100 kVA :Pole Substation | 0.1 | --> | 0.1 | 0.093 | 0.88 |  | --> | 0.095 | 0 | 0 | 0.096 | 0 |  | --> | C21 ex ROSS CARBERY | Ross Carbery [T41,T42] | DUNMANWAY |  | 51.6657 | -8.9864
MV/LV Substation RO***738 |  | 10 kV | _ | LV | 100 kVA :Pole Substation | 0.1 | --> | 0.1 | 0.089 | 0.88 |  | --> | 0.095 | 0 | 0.004 | 0.094 | 0 |  | --> | C21 ex ROSS CARBERY | Ross Carbery [T41,T42] | DUNMANWAY |  | 51.6695 | -8.99
MV/LV Substation AQ***741X |  | 10 kV | _ | LV | 200 kVA :Pole Substation | 0.2 | --> | 0.2 | 0 | 0 | Constrained, otherwise capacity available =141 kVA | --> | 0.19 | 0 | 0 | 0.198 | 0 |  | --> | C14 ex CLONAKILTY | Clonakilty [T41,T42] | DUNMANWAY |  | 51.6195 | -8.9063
MV/LV Substation CA***751X |  | 10 kV | _ | LV | 100 kVA :Pole Substation | 0.1 | --> | 0.1 | 0.098 | 0.88 |  | --> | 0.095 | 0 | 0 | 0.095 | 0 |  | --> | C21 ex ROSS CARBERY | Ross Carbery [T41,T42] | DUNMANWAY |  | 51.6319 | -9.0075
MV/LV Substation IN***760X |  | 10 kV | _ | LV | 100 kVA :Pole Substation | 0.1 | --> | 0.1 | 0 | 0 | Constrained, otherwise capacity available =98 kVA | --> | 0.095 | 0 | 0 | 0.095 | 0 |  | --> | C14 ex CLONAKILTY | Clonakilty [T41,T42] | DUNMANWAY |  | 51.5972 | -8.8726
MV/LV Substation KI***764 |  | 10 kV | _ | LV | 100 kVA :Pole Substation | 0.1 | --> | 0.1 | 0.079 | 0.88 |  | --> | 0.095 | 0 | 0.005 | 0.094 | 0 |  | --> | C21 ex ROSS CARBERY | Ross Carbery [T41,T42] | DUNMANWAY |  | 51.6604 | -9.0097
MV/LV Substation IN***764X |  | 10 kV | _ | LV | 630 kVA :Building Structure | 0.63 | --> | 0.63 | 0 | 0 | Constrained, otherwise capacity available =458 kVA | --> | 0.598 | 0 | 0 | 0.5 | 0 |  | --> | C14 ex CLONAKILTY | Clonakilty [T41,T42] | DUNMANWAY |  | 51.5974 | -8.862
MV/LV Substation GA***770X |  | 20 kV | _ | LV | 50 kVA :Pole Substation | 0.05 | --> | 0.05 | 0 | 0 | Constrained, otherwise capacity available =40 kVA | --> | 0.048 | 0 | 0 | 0.049 | 0 |  | --> | C13 ex CLONAKILTY | Clonakilty [T41,T42] | DUNMANWAY |  | 51.6323 | -8.8708
MV/LV Substation CL***779X |  | 10 kV | _ | LV | 50 kVA :Pole Substation | 0.05 | --> | 0.05 | 0 | 0 | Constrained, otherwise capacity available =31 kVA | --> | 0.048 | 0 | 0.011 | 0.042 | 0 |  | --> | C14 ex CLONAKILTY | Clonakilty [T41,T42] | DUNMANWAY |  | 51.6135 | -8.895
MV/LV Substation TH***782X |  | 10 kV | _ | LV | 100 kVA :Pole Substation | 0.1 | --> | 0.1 | 0 | 0 | Constrained, otherwise capacity available =88 kVA | --> | 0.095 | 0 | 0.005 | 0.093 | 0 |  | --> | C16 ex CLONAKILTY | Clonakilty [T41,T42] | DUNMANWAY |  | 51.626 | -8.8935
MV/LV Substation FR***784 |  | 10 kV | _ | LV | 100 kVA :Pole Substation | 0.1 | --> | 0.1 | 0.07 | 0.88 |  | --> | 0.095 | 0 | 0.015 | 0.088 | 0 |  | --> | C21 ex ROSS CARBERY | Ross Carbery [T41,T42] | DUNMANWAY |  | 51.6031 | -9.0145
MV/LV Substation TI***786X |  | 20 kV | _ | LV | 200 kVA :Pole Substation | 0.2 | --> | 0.2 | 0 | 0 | Constrained, otherwise capacity available =136 kVA | --> | 0.19 | 0 | 0 | 0 | 0 | Constrained, otherwise capacity available =199 kW | --> | C11 ex TIMOLEAGUE | Timoleague [T41] | BANDON |  | 51.642 | -8.7672
MV/LV Substation VA***787X |  | 10 kV | _ | LV | 400 kVA :Building Structure | 0.4 | --> | 0.4 | 0 | 0 | Constrained, otherwise capacity available =309 kVA | --> | 0.38 | 0 | 0 | 0.392 | 0 |  | --> | C15 ex CLONAKILTY | Clonakilty [T41,T42] | DUNMANWAY |  | 51.6171 | -8.8949
MV/LV Substation CL***788 |  | 10 kV | _ | LV | 200 kVA :Pole Substation | 0.2 | --> | 0.2 | 0 | 0 | Constrained, otherwise capacity available =173 kVA | --> | 0.19 | 0 | 0.014 | 0.183 | 0 |  | --> | C14 ex CLONAKILTY | Clonakilty [T41,T42] | DUNMANWAY |  | 51.6072 | -8.9029
MV/LV Substation LA***789 |  | 10 kV | _ | LV | 50 kVA :Pole Substation | 0.05 | --> | 0.05 | 0 | 0 | Constrained, otherwise capacity available =39 kVA | --> | 0.048 | 0 | 0.01 | 0.042 | 0 |  | --> | C14 ex CLONAKILTY | Clonakilty [T41,T42] | DUNMANWAY |  | 51.6079 | -8.8922
MV/LV Substation RO***793X |  | 10 kV | _ | LV | 50 kVA :Pole Substation | 0.05 | --> | 0.05 | 0.037 | 0.88 |  | --> | 0.048 | 0 | 0 | 0.049 | 0 |  | --> | C21 ex ROSS CARBERY | Ross Carbery [T41,T42] | DUNMANWAY |  | 51.6719 | -8.9887
MV/LV Substation SA***794 |  | 10 kV | _ | LV | 100 kVA :Pole Substation | 0.1 | --> | 0.1 | 0 | 0 | Constrained, otherwise capacity available =86 kVA | --> | 0.095 | 0 | 0.009 | 0.09 | 0 |  | --> | C14 ex CLONAKILTY | Clonakilty [T41,T42] | DUNMANWAY |  | 51.5983 | -8.8715
MV/LV Substation DE***802X |  | 10 kV | _ | LV | 400 kVA :Kiosk Substation | 0.4 | --> | 0.4 | 0 | 0 | Constrained, otherwise capacity available =351 kVA | --> | 0.38 | 0 | 0.043 | 0.355 | 0 |  | --> | C16 ex CLONAKILTY | Clonakilty [T41,T42] | DUNMANWAY |  | 51.6277 | -8.8701
MV/LV Substation MA***803 |  | 10 kV | _ | LV | 50 kVA :Pole Substation | 0.05 | --> | 0.05 | 0 | 0 | Constrained, otherwise capacity available =42 kVA | --> | 0.048 | 0 | 0.015 | 0.038 | 0 |  | --> | C11 ex CLONAKILTY | Clonakilty [T41,T42] | DUNMANWAY |  | 51.6668 | -8.859
MV/LV Substation PA***804X |  | 10 kV | _ | LV | 400 kVA :Kiosk Substation | 0.4 | --> | 0.4 | 0.36 | 0.88 |  | --> | 0.38 | 0 | 0.022 | 0.369 | 0 |  | --> | C12 ex ROSS CARBERY | Ross Carbery [T41,T42] | DUNMANWAY |  | 51.5788 | -9.0298
MV/LV Substation HA***808X |  | 20 kV | _ | LV | 400 kVA :Kiosk Substation | 0.4 | --> | 0.4 | 0 | 0 | Constrained, otherwise capacity available =373 kVA | --> | 0.38 | 0 | 0.009 | 0 | 0 | Constrained, otherwise capacity available =377 kW | --> | C11 ex TIMOLEAGUE | Timoleague [T41] | BANDON |  | 51.6343 | -8.7228
MV/LV Substation PE***826X |  | 10 kV | _ | LV | 400 kVA :Kiosk Substation | 0.4 | --> | 0.4 | 0 | 0 | Constrained, otherwise capacity available =334 kVA | --> | 0.38 | 0 | 0.005 | 0.385 | 0 |  | --> | C16 ex CLONAKILTY | Clonakilty [T41,T42] | DUNMANWAY |  | 51.6227 | -8.89
MV/LV Substation CO***833X |  | 10 kV | _ | LV | 400 kVA :Kiosk Substation | 0.4 | --> | 0.4 | 0.267 | 0.88 |  | --> | 0.38 | 0 | 0.019 | 0.384 | 0 |  | --> | C12 ex ROSS CARBERY | Ross Carbery [T41,T42] | DUNMANWAY |  | 51.5772 | -9.0354
MV/LV Substation MO***835X |  | 10 kV | _ | LV | 50 kVA :Pole Substation | 0.05 | --> | 0.05 | 0 | 0 | Constrained, otherwise capacity available =50 kVA | --> | 0.048 | 0 | 0 | 0.048 | 0 |  | --> | C14 ex CLONAKILTY | Clonakilty [T41,T42] | DUNMANWAY |  | 51.5821 | -8.8891
MV/LV Substation CU***846 |  | 20 kV | _ | LV | 100 kVA :Pole Substation | 0.1 | --> | 0.1 | 0 | 0 | Constrained, otherwise capacity available =74 kVA | --> | 0.095 | 0 | 0 | 0.098 | 0 |  | --> | C13 ex CLONAKILTY | Clonakilty [T41,T42] | DUNMANWAY |  | 51.6148 | -8.7542
MV/LV Substation TA***853X |  | 10 kV | _ | LV | 200 kVA :Kiosk Substation | 0.2 | --> | 0.2 | 0 | 0 | Constrained, otherwise capacity available =184 kVA | --> | 0.19 | 0 | 0 | 0.192 | 0 |  | --> | C15 ex CLONAKILTY | Clonakilty [T41,T42] | DUNMANWAY |  | 51.6211 | -8.9033
MV/LV Substation NE***855X |  | 10 kV | _ | LV | 200 kVA :Pole Substation | 0.2 | --> | 0.2 | 0.176 | 0.88 |  | --> | 0.19 | 0 | 0.009 | 0.187 | 0 |  | --> | C12 ex ROSS CARBERY | Ross Carbery [T41,T42] | DUNMANWAY |  | 51.5766 | -9.0394
MV/LV Substation TE***856X |  | 10 kV | _ | LV | 630 kVA :Building Structure | 0.63 | --> | 0.63 | 0 | 0 | Constrained, otherwise capacity available =594 kVA | --> | 0.598 | 0 | 0 | 0.5 | 0 |  | --> | C11 ex CLONAKILTY | Clonakilty [T41,T42] | DUNMANWAY |  | 51.643 | -8.87
MV/LV Substation GO***860X |  | 10 kV | _ | LV | 200 kVA :Kiosk Substation | 0.2 | --> | 0.2 | 0 | 0 | Constrained, otherwise capacity available =140 kVA | --> | 0.19 | 0 | 0.005 | 0.194 | 0 |  | --> | C14 ex CLONAKILTY | Clonakilty [T41,T42] | DUNMANWAY |  | 51.6177 | -8.9047
MV/LV Substation CL***861X |  | 10 kV | _ | LV | 400 kVA :Kiosk Substation | 0.4 | --> | 0.4 | 0 | 0 | Constrained, otherwise capacity available =360 kVA | --> | 0.38 | 0 | 0 | 0.385 | 0 |  | --> | C15 ex CLONAKILTY | Clonakilty [T41,T42] | DUNMANWAY |  | 51.6167 | -8.9022
MV/LV Substation TA***862 |  | 10 kV | _ | LV | 200 kVA :Pole Substation | 0.2 | --> | 0.2 | 0 | 0 | Constrained, otherwise capacity available =158 kVA | --> | 0.19 | 0 | 0.005 | 0.192 | 0 |  | --> | C16 ex CLONAKILTY | Clonakilty [T41,T42] | DUNMANWAY |  | 51.6292 | -8.887
MV/LV Substation IN***865X |  | 10 kV | _ | LV | 400 kVA :Kiosk Substation | 0.4 | --> | 0.4 | 0 | 0 | Constrained, otherwise capacity available =379 kVA | --> | 0.38 | 0 | 0.01 | 0.375 | 0 |  | --> | C16 ex CLONAKILTY | Clonakilty [T41,T42] | DUNMANWAY |  | 51.6277 | -8.8876
MV/LV Substation CA***868X |  | 10 kV | _ | LV | 400 kVA :Kiosk Substation | 0.4 | --> | 0.4 | 0.373 | 0.88 |  | --> | 0.38 | 0 | 0.01 | 0.376 | 0 |  | --> | C12 ex ROSS CARBERY | Ross Carbery [T41,T42] | DUNMANWAY |  | 51.5746 | -9.04
MV/LV Substation DA***869X |  | 20 kV | _ | LV | 200 kVA :Kiosk Substation | 0.2 | --> | 0.2 | 0 | 0 | Constrained, otherwise capacity available =183 kVA | --> | 0.19 | 0 | 0 | 0.192 | 0 |  | --> | C13 ex CLONAKILTY | Clonakilty [T41,T42] | DUNMANWAY |  | 51.6305 | -8.846
MV/LV Substation MT***874 |  | 10 kV | _ | LV | 100 kVA :Pole Substation | 0.1 | --> | 0.1 | 0 | 0 | Constrained, otherwise capacity available =99 kVA | --> | 0.095 | 0 | 0 | 0.095 | 0 |  | --> | C16 ex CLONAKILTY | Clonakilty [T41,T42] | DUNMANWAY |  | 51.6295 | -8.8763
MV/LV Substation TA***875 |  | 10 kV | _ | LV | 50 kVA :Pole Substation | 0.05 | --> | 0.05 | 0 | 0 | Constrained, otherwise capacity available =40 kVA | --> | 0.048 | 0 | 0 | 0.049 | 0 |  | --> | C15 ex CLONAKILTY | Clonakilty [T41,T42] | DUNMANWAY |  | 51.6334 | -8.8967
MV/LV Substation DU***876X |  | 10 kV | _ | LV | 200 kVA :Kiosk Substation | 0.2 | --> | 0.2 | 0 | 0 | Constrained, otherwise capacity available =94 kVA | --> | 0.19 | 0 | 0.055 | 0.163 | 0 |  | --> | C15 ex CLONAKILTY | Clonakilty [T41,T42] | DUNMANWAY |  | 51.6197 | -8.8905
MV/LV Substation DA***878 |  | 20 kV | _ | LV | 200 kVA :Pole Substation | 0.2 | --> | 0.2 | 0 | 0 | Constrained, otherwise capacity available =156 kVA | --> | 0.19 | 0 | 0.07 | 0.144 | 0 |  | --> | C13 ex CLONAKILTY | Clonakilty [T41,T42] | DUNMANWAY |  | 51.6285 | -8.8492
MV/LV Substation FL***880 |  | 20 kV | _ | LV | 400 kVA :Building Structure | 0.4 | --> | 0.4 | 0 | 0 | Constrained, otherwise capacity available =375 kVA | --> | 0.38 | 0 | 0 | 0 | 0 | Constrained, otherwise capacity available =383 kW | --> | C11 ex TIMOLEAGUE | Timoleague [T41] | BANDON |  | 51.6387 | -8.7693
MV/LV Substation TI***882 |  | 20 kV | _ | LV | 200 kVA :Pole Substation | 0.2 | --> | 0.2 | 0 | 0 | Constrained, otherwise capacity available =53 kVA | --> | 0.19 | 0 | 0.016 | 0 | 0 | Constrained, otherwise capacity available =197 kW | --> | C11 ex TIMOLEAGUE | Timoleague [T41] | BANDON |  | 51.6453 | -8.7691
MV/LV Substation LE***883 |  | 20 kV | _ | LV | 50 kVA :Pole Substation | 0.05 | --> | 0.05 | 0 | 0 | Constrained, otherwise capacity available =31 kVA | --> | 0.048 | 0 | 0 | 0 | 0 | Constrained, otherwise capacity available =50 kW | --> | C11 ex TIMOLEAGUE | Timoleague [T41] | BANDON |  | 51.6396 | -8.7815
MV/LV Substation CO***885 |  | 20 kV | _ | LV | 200 kVA :Pole Substation | 0.2 | --> | 0.2 | 0 | 0 | Constrained, otherwise capacity available =120 kVA | --> | 0.19 | 0 | 0.01 | 0 | 0 | Constrained, otherwise capacity available =193 kW | --> | C11 ex TIMOLEAGUE | Timoleague [T41] | BANDON |  | 51.6341 | -8.7102
MV/LV Substation SH***887 |  | 10 kV | _ | LV | 100 kVA :Pole Substation | 0.1 | --> | 0.1 | 0 | 0 | Constrained, otherwise capacity available =89 kVA | --> | 0.095 | 0 | 0.004 | 0.094 | 0 |  | --> | C11 ex CLONAKILTY | Clonakilty [T41,T42] | DUNMANWAY |  | 51.6472 | -8.8782
MV/LV Substation LI***888 |  | 10 kV | _ | LV | 50 kVA :Pole Substation | 0.05 | --> | 0.05 | 0 | 0 | Constrained, otherwise capacity available =47 kVA | --> | 0.048 | 0 | 0 | 0.048 | 0 |  | --> | C11 ex CLONAKILTY | Clonakilty [T41,T42] | DUNMANWAY |  | 51.6541 | -8.85
MV/LV Substation BA***890 |  | 10 kV | _ | LV | 50 kVA :Pole Substation | 0.05 | --> | 0.05 | 0 | 0 | Constrained, otherwise capacity available =16 kVA | --> | 0.048 | 0 | 0 | 0.052 | 0 |  | --> | C11 ex CLONAKILTY | Clonakilty [T41,T42] | DUNMANWAY |  | 51.6713 | -8.8556
MV/LV Substation CL***890X |  | 10 kV | _ | LV | 400 kVA :Kiosk Substation | 0.4 | --> | 0.4 | 0 | 0 | Constrained, otherwise capacity available =272 kVA | --> | 0.38 | 0 | 0 | 0.397 | 0 |  | --> | C15 ex CLONAKILTY | Clonakilty [T41,T42] | DUNMANWAY |  | 51.6221 | -8.8882
MV/LV Substation TH***892 |  | 10 kV | _ | LV | 100 kVA :Pole Substation | 0.1 | --> | 0.1 | 0.061 | 0.88 |  | --> | 0.095 | 0 | 0.005 | 0.096 | 0 |  | --> | C12 ex ROSS CARBERY | Ross Carbery [T41,T42] | DUNMANWAY |  | 51.5821 | -9.0294
MV/LV Substation BA***903X |  | 10 kV | _ | LV | 100 kVA :Pole Substation | 0.1 | --> | 0.1 | 0 | 0 | Constrained, otherwise capacity available =99 kVA | --> | 0.095 | 0 | 0 | 0.095 | 0 |  | --> | C11 ex CLONAKILTY | Clonakilty [T41,T42] | DUNMANWAY |  | 51.674 | -8.858
MV/LV Substation IN***915 |  | 10 kV | _ | LV | 200 kVA :Pole Substation | 0.2 | --> | 0.2 | 0 | 0 | Constrained, otherwise capacity available =178 kVA | --> | 0.19 | 0 | 0.009 | 0.186 | 0 |  | --> | C14 ex CLONAKILTY | Clonakilty [T41,T42] | DUNMANWAY |  | 51.5978 | -8.8631
MV/LV Substation SH***916X |  | 10 kV | _ | LV | 100 kVA :Pole Substation | 0.1 | --> | 0.1 | 0 | 0 | Constrained, otherwise capacity available =77 kVA | --> | 0.095 | 0 | 0 | 0.098 | 0 |  | --> | C11 ex CLONAKILTY | Clonakilty [T41,T42] | DUNMANWAY |  | 51.6469 | -8.8825
MV/LV Substation SP***918X |  | 10 kV | _ | LV | 50 kVA :Pole Substation | 0.05 | --> | 0.05 | 0 | 0 | Constrained, otherwise capacity available =46 kVA | --> | 0.048 | 0 | 0 | 0.048 | 0 |  | --> | C16 ex CLONAKILTY | Clonakilty [T41,T42] | DUNMANWAY |  | 51.6264 | -8.8821
MV/LV Substation GA***921 |  | 20 kV | _ | LV | 100 kVA :Pole Substation | 0.1 | --> | 0.1 | 0 | 0 | Constrained, otherwise capacity available =67 kVA | --> | 0.095 | 0 | 0.025 | 0.081 | 0 |  | --> | C13 ex CLONAKILTY | Clonakilty [T41,T42] | DUNMANWAY |  | 51.6326 | -8.8637
MV/LV Substation SA***925X |  | 10 kV | _ | LV | 100 kVA :Pole Substation | 0.1 | --> | 0.1 | 0.086 | 0.88 |  | --> | 0.095 | 0 | 0.01 | 0.09 | 0 |  | --> | C12 ex ROSS CARBERY | Ross Carbery [T41,T42] | DUNMANWAY |  | 51.5679 | -8.9997
MV/LV Substation GE***927X |  | 10 kV | _ | LV | 50 kVA :Pole Substation | 0.05 | --> | 0.05 | 0.049 | 0.88 |  | --> | 0.048 | 0 | 0 | 0.048 | 0 |  | --> | C21 ex ROSS CARBERY | Ross Carbery [T41,T42] | DUNMANWAY |  | 51.6572 | -8.9733
MV/LV Substation GA***932X |  | 10 kV | _ | LV | 50 kVA :Pole Substation | 0.05 | --> | 0.05 | 0 | 0 | Constrained, otherwise capacity available =25 kVA | --> | 0.048 | 0 | 0 | 0.051 | 0 |  | --> | C11 ex CLONAKILTY | Clonakilty [T41,T42] | DUNMANWAY |  | 51.6512 | -8.9149
MV/LV Substation LA***933X |  | 10 kV | _ | LV | 400 kVA :Kiosk Substation | 0.4 | --> | 0.4 | 0 | 0 | Constrained, otherwise capacity available =330 kVA | --> | 0.38 | 0 | 0.057 | 0.347 | 0 |  | --> | C14 ex CLONAKILTY | Clonakilty [T41,T42] | DUNMANWAY |  | 51.6164 | -8.9045
MV/LV Substation CL***934X |  | 20 kV | _ | LV | 200 kVA :Kiosk Substation | 0.2 | --> | 0.2 | 0 | 0 | Constrained, otherwise capacity available =165 kVA | --> | 0.19 | 0 | 0.019 | 0 | 0 | Constrained, otherwise capacity available =181 kW | --> | C11 ex TIMOLEAGUE | Timoleague [T41] | BANDON |  | 51.6294 | -8.7007
MV/LV Substation GA***946 |  | 10 kV | _ | LV | 50 kVA :Pole Substation | 0.05 | --> | 0.05 | 0.041 | 0.88 |  | --> | 0.048 | 0 | 0 | 0.049 | 0 |  | --> | C12 ex ROSS CARBERY | Ross Carbery [T41,T42] | DUNMANWAY |  | 51.59 | -8.9704
MV/LV Substation WA***958X |  | 10 kV | _ | LV | 200 kVA :Kiosk Substation | 0.2 | --> | 0.2 | 0 | 0 | Constrained, otherwise capacity available =178 kVA | --> | 0.19 | 0 | 0.005 | 0.189 | 0 |  | --> | C15 ex CLONAKILTY | Clonakilty [T41,T42] | DUNMANWAY |  | 51.6231 | -8.8994
MV/LV Substation BA***969X |  | 10 kV | _ | LV | 200 kVA :Pole Substation | 0.2 | --> | 0.2 | 0.169 | 0.88 |  | --> | 0.19 | 0 | 0.006 | 0.19 | 0 |  | --> | C21 ex ROSS CARBERY | Ross Carbery [T41,T42] | DUNMANWAY |  | 51.6755 | -9.0264
MV/LV Substation GU***980X |  | 10 kV | _ | LV | 50 kVA :Pole Substation | 0.05 | --> | 0.05 | 0 | 0 | Constrained, otherwise capacity available =47 kVA | --> | 0.048 | 0 | 0 | 0.048 | 0 |  | --> | C16 ex CLONAKILTY | Clonakilty [T41,T42] | DUNMANWAY |  | 51.6374 | -8.871
MV/LV Substation DU***984X |  | 10 kV | _ | LV | 630 kVA :Building Structure | 0.63 | --> | 0.63 | 0 | 0 | Constrained, otherwise capacity available =486 kVA | --> | 0.598 | 0 | 0 | 0.5 | 0 |  | --> | C15 ex CLONAKILTY | Clonakilty [T41,T42] | DUNMANWAY |  | 51.6213 | -8.9046
MV/LV Substation CO***996 |  | 10 kV | _ | LV | 400 kVA :Building Structure | 0.4 | --> | 0.4 | 0 | 0 | Constrained, otherwise capacity available =399 kVA | --> | 0.38 | 0 | 0 | 0.38 | 0 |  | --> | C11 ex CLONAKILTY | Clonakilty [T41,T42] | DUNMANWAY |  | 51.6494 | -8.862
MV/LV Substation GR***997 |  | 10 kV | _ | LV | 630 kVA :Kiosk Substation | 0.63 | --> | 0.63 | 0 | 0 | Constrained, otherwise capacity available =485 kVA | --> | 0.598 | 0 | 0.005 | 0.5 | 0 |  | --> | C11 ex CLONAKILTY | Clonakilty [T41,T42] | DUNMANWAY |  | 51.6452 | -8.8701
MV/LV Substation CR***999X |  | 10 kV | _ | LV | 200 kVA :Kiosk Substation | 0.2 | --> | 0.2 | 0.176 | 0.88 |  | --> | 0.19 | 0 | 0 | 0.193 | 0 |  | --> | C12 ex ROSS CARBERY | Ross Carbery [T41,T42] | DUNMANWAY |  | 51.5678 | -9.0049
MV/LV Substation OW***014 |  | 20 kV | _ | LV | 50 kVA :Pole Substation | 0.05 | --> | 0.05 | 0 | 0 | Constrained, otherwise capacity available =50 kVA | --> | 0.048 | 0 | 0 | 0.048 | 0 |  | --> | E12 ex WHITECHURCH | Whitechurch [T421,T422] | KILBARRY |  | 52.0399 | -8.4273
MV/LV Substation RA***031 |  | 20 kV | _ | LV | 100 kVA :Pole Substation | 0.1 | --> | 0.1 | 0 | 0 | Constrained, otherwise capacity available =86 kVA | --> | 0.095 | 0 | 0 | 0.097 | 0 |  | --> | E11 ex WHITECHURCH | Whitechurch [T421,T422] | KILBARRY |  | 52.0143 | -8.5943
MV/LV Substation DR***031X |  | 20 kV | _ | LV | 50 kVA :Pole Substation | 0.05 | --> | 0.05 | 0 | 0 | Constrained, otherwise capacity available =46 kVA | --> | 0.048 | 0 | 0.01 | 0.041 | 0 |  | --> | E11 ex WHITECHURCH | Whitechurch [T421,T422] | KILBARRY |  | 51.9902 | -8.539
MV/LV Substation AH***034Z |  | 20 kV | _ | LV | 50 kVA :Pole Substation | 0.05 | --> | 0.05 | 0 | 0 | Constrained, otherwise capacity available =47 kVA | --> | 0.048 | 0 | 0 | 0.048 | 0 |  | --> | E11 ex WHITECHURCH | Whitechurch [T421,T422] | KILBARRY |  | 52.0307 | -8.6926
MV/LV Substation BL***037Y |  | 10 kV | _ | LV | 200 kVA :Kiosk Substation | 0.2 | --> | 0.2 | 0 | 0 | Constrained, otherwise capacity available =200 kVA | --> | 0.19 | 0 | 0 | 0.19 | 0 |  | --> | E15 ex WHITECHURCH | Whitechurch [T421,T422] | KILBARRY |  | 51.9323 | -8.5704
MV/LV Substation CO***060 |  | 20 kV | _ | LV | 50 kVA :Pole Substation | 0.05 | --> | 0.05 | 0 | 0 | Constrained, otherwise capacity available =30 kVA | --> | 0.048 | 0 | 0 | 0.05 | 0 |  | --> | E15 ex WHITECHURCH | Whitechurch [T421,T422] | KILBARRY |  | 51.9512 | -8.5452
MV/LV Substation SH***060Z |  | 20 kV | _ | LV | 50 kVA :Pole Substation | 0.05 | --> | 0.05 | 0 | 0 | Constrained, otherwise capacity available =50 kVA | --> | 0.048 | 0 | 0 | 0.048 | 0 |  | --> | E11 ex WHITECHURCH | Whitechurch [T421,T422] | KILBARRY |  | 52.0475 | -8.726
MV/LV Substation RY***074 |  | 20 kV | _ | LV | 50 kVA :Pole Substation | 0.05 | --> | 0.05 | 0 | 0 | Constrained, otherwise capacity available =50 kVA | --> | 0.048 | 0 | 0 | 0.048 | 0 |  | --> | E11 ex WHITECHURCH | Whitechurch [T421,T422] | KILBARRY |  | 51.9912 | -8.535
MV/LV Substation RO***103Z |  | 20 kV | _ | LV | 50 kVA :Pole Substation | 0.05 | --> | 0.05 | 0 | 0 | Constrained, otherwise capacity available =42 kVA | --> | 0.048 | 0 | 0.04 | 0.019 | 0 |  | --> | E11 ex WHITECHURCH | Whitechurch [T421,T422] | KILBARRY |  | 52.0402 | -8.6226
MV/LV Substation BA***109Z |  | 20 kV | _ | LV | 50 kVA :Pole Substation | 0.05 | --> | 0.05 | 0 | 0 | Constrained, otherwise capacity available =40 kVA | --> | 0.048 | 0 | 0.005 | 0.045 | 0 |  | --> | E11 ex WHITECHURCH | Whitechurch [T421,T422] | KILBARRY |  | 52.0581 | -8.6243
MV/LV Substation CA***110 |  | 20 kV | _ | LV | 50 kVA :Pole Substation | 0.05 | --> | 0.05 | 0 | 0 | Constrained, otherwise capacity available =42 kVA | --> | 0.048 | 0 | 0 | 0.049 | 0 |  | --> | E21 ex WHITECHURCH | Whitechurch [T421,T422] | KILBARRY |  | 51.9874 | -8.4739
MV/LV Substation BO***125 |  | 20 kV | _ | LV | 50 kVA :Pole Substation | 0.05 | --> | 0.05 | 0 | 0 | Constrained, otherwise capacity available =48 kVA | --> | 0.048 | 0 | 0 | 0.048 | 0 |  | --> | E11 ex WHITECHURCH | Whitechurch [T421,T422] | KILBARRY |  | 52.0444 | -8.5663
MV/LV Substation BA***137Z |  | 20 kV | _ | LV | 50 kVA :Pole Substation | 0.05 | --> | 0.05 | 0 | 0 | Constrained, otherwise capacity available =42 kVA | --> | 0.048 | 0 | 0.021 | 0.033 | 0 |  | --> | E11 ex WHITECHURCH | Whitechurch [T421,T422] | KILBARRY |  | 52.0659 | -8.6131
MV/LV Substation AT***146Z |  | 20 kV | _ | LV | 50 kVA :Pole Substation | 0.05 | --> | 0.05 | 0 | 0 | Constrained, otherwise capacity available =38 kVA | --> | 0.048 | 0 | 0.005 | 0.046 | 0 |  | --> | E11 ex WHITECHURCH | Whitechurch [T421,T422] | KILBARRY |  | 52.0686 | -8.6374
MV/LV Substation TO***147 |  | 20 kV | _ | LV | 50 kVA :Pole Substation | 0.05 | --> | 0.05 | 0 | 0 | Constrained, otherwise capacity available =20 kVA | --> | 0.048 | 0 | 0.016 | 0.04 | 0 |  | --> | E18 ex WHITECHURCH | Whitechurch [T421,T422] | KILBARRY |  | 51.9839 | -8.5148
MV/LV Substation MO***149Y |  | 10 kV | _ | LV | 200 kVA :Kiosk Substation | 0.2 | --> | 0.2 | 0 | 0 | Constrained, otherwise capacity available =75 kVA | --> | 0.19 | 0 | 0.069 | 0.155 | 0 |  | --> | E15 ex WHITECHURCH | Whitechurch [T421,T422] | KILBARRY |  | 51.9375 | -8.5647
MV/LV Substation CO***154 |  | 20 kV | _ | LV | 50 kVA :Pole Substation | 0.05 | --> | 0.05 | 0 | 0 | Constrained, otherwise capacity available =45 kVA | --> | 0.048 | 0 | 0 | 0.048 | 0 |  | --> | E21 ex WHITECHURCH | Whitechurch [T421,T422] | KILBARRY |  | 51.9856 | -8.4716
MV/LV Substation ST***165 |  | 20 kV | _ | LV | 50 kVA :Pole Substation | 0.05 | --> | 0.05 | 0 | 0 | Constrained, otherwise capacity available =32 kVA | --> | 0.048 | 0 | 0.05 | 0.013 | 0 |  | --> | E15 ex WHITECHURCH | Whitechurch [T421,T422] | KILBARRY |  | 51.9509 | -8.5525
MV/LV Substation BA***166 |  | 20 kV | _ | LV | 100 kVA :Pole Substation | 0.1 | --> | 0.1 | 0 | 0 | Constrained, otherwise capacity available =97 kVA | --> | 0.095 | 0 | 0.006 | 0.091 | 0 |  | --> | E16 ex WHITECHURCH | Whitechurch [T421,T422] | KILBARRY |  | 51.9512 | -8.4685
MV/LV Substation CO***169 |  | 20 kV | _ | LV | 50 kVA :Pole Substation | 0.05 | --> | 0.05 | 0 | 0 | Constrained, otherwise capacity available =34 kVA | --> | 0.048 | 0 | 0 | 0.05 | 0 |  | --> | E15 ex WHITECHURCH | Whitechurch [T421,T422] | KILBARRY |  | 51.9477 | -8.546
MV/LV Substation CO***193Y |  | 20 kV | _ | LV | 50 kVA :Pole Substation | 0.05 | --> | 0.05 | 0 | 0 | Constrained, otherwise capacity available =47 kVA | --> | 0.048 | 0 | 0 | 0.048 | 0 |  | --> | E21 ex WHITECHURCH | Whitechurch [T421,T422] | KILBARRY |  | 51.9796 | -8.4341
MV/LV Substation OW***194Z |  | 20 kV | _ | LV | 50 kVA :Pole Substation | 0.05 | --> | 0.05 | 0 | 0 | Constrained, otherwise capacity available =30 kVA | --> | 0.048 | 0 | 0.01 | 0.043 | 0 |  | --> | E12 ex WHITECHURCH | Whitechurch [T421,T422] | KILBARRY |  | 52.0398 | -8.4253
MV/LV Substation EX***208X |  | 20 kV | _ | LV | 200 kVA :Pole Substation | 0.2 | --> | 0.2 | 0 | 0 | Constrained, otherwise capacity available =183 kVA | --> | 0.19 | 0 | 0 | 0.192 | 0 |  | --> | E15 ex WHITECHURCH | Whitechurch [T421,T422] | KILBARRY |  | 51.9424 | -8.5315
MV/LV Substation FA***208Z |  | 20 kV | _ | LV | 50 kVA :Pole Substation | 0.05 | --> | 0.05 | 0 | 0 | Constrained, otherwise capacity available =29 kVA | --> | 0.048 | 0 | 0 | 0.05 | 0 |  | --> | E15 ex WHITECHURCH | Whitechurch [T421,T422] | KILBARRY |  | 51.9791 | -8.521
MV/LV Substation CA***217Z |  | 20 kV | _ | LV | 400 kVA :Kiosk Substation | 0.4 | --> | 0.4 | 0 | 0 | Constrained, otherwise capacity available =311 kVA | --> | 0.38 | 0 | 0.045 | 0.359 | 0 |  | --> | E21 ex WHITECHURCH | Whitechurch [T421,T422] | KILBARRY |  | 51.9891 | -8.4752
MV/LV Substation CA***233X |  | 20 kV | _ | LV | 100 kVA :Pole Substation | 0.1 | --> | 0.1 | 0 | 0 | Constrained, otherwise capacity available =56 kVA | --> | 0.095 | 0 | 0.034 | 0.076 | 0 |  | --> | E21 ex WHITECHURCH | Whitechurch [T421,T422] | KILBARRY |  | 51.9861 | -8.4799
MV/LV Substation HA***239Z |  | 20 kV | _ | LV | 50 kVA :Pole Substation | 0.05 | --> | 0.05 | 0 | 0 | Constrained, otherwise capacity available =35 kVA | --> | 0.048 | 0 | 0.03 | 0.027 | 0 |  | --> | E11 ex WHITECHURCH | Whitechurch [T421,T422] | KILBARRY |  | 52.0163 | -8.589
MV/LV Substation PI***240Y |  | 20 kV | _ | LV | 50 kVA :Pole Substation | 0.05 | --> | 0.05 | 0 | 0 | Constrained, otherwise capacity available =42 kVA | --> | 0.048 | 0 | 0 | 0.049 | 0 |  | --> | E21 ex WHITECHURCH | Whitechurch [T421,T422] | KILBARRY |  | 51.9524 | -8.4529
MV/LV Substation RI***259 |  | 20 kV | _ | LV | 50 kVA :Pole Substation | 0.05 | --> | 0.05 | 0 | 0 | Constrained, otherwise capacity available =33 kVA | --> | 0.048 | 0 | 0 | 0.05 | 0 |  | --> | E15 ex WHITECHURCH | Whitechurch [T421,T422] | KILBARRY |  | 51.9543 | -8.5356
MV/LV Substation BL***272Z |  | 20 kV | _ | LV | 1000 kVA :Kiosk Substation | 1 | --> | 1 | 0 | 0 | Constrained, otherwise capacity available =899 kVA | --> | 0.95 | 0 | 0 | 0.5 | 0 |  | --> | E15 ex WHITECHURCH | Whitechurch [T421,T422] | KILBARRY |  | 51.936 | -8.5443
MV/LV Substation CA***276 |  | 20 kV | _ | LV | 200 kVA :Pole Substation | 0.2 | --> | 0.2 | 0 | 0 | Constrained, otherwise capacity available =129 kVA | --> | 0.19 | 0 | 0 | 0.2 | 0 |  | --> | E12 ex WHITECHURCH | Whitechurch [T421,T422] | KILBARRY |  | 52.0836 | -8.4696
MV/LV Substation BR***296Z |  | 10 kV | _ | LV | 100 kVA :Pole Substation | 0.1 | --> | 0.1 | 0 | 0 | Constrained, otherwise capacity available =59 kVA | --> | 0.095 | 0 | 0.028 | 0.08 | 0 |  | --> | E15 ex WHITECHURCH | Whitechurch [T421,T422] | KILBARRY |  | 51.9386 | -8.5699
MV/LV Substation CO***322Y |  | 20 kV | _ | LV | 50 kVA :Pole Substation | 0.05 | --> | 0.05 | 0 | 0 | Constrained, otherwise capacity available =48 kVA | --> | 0.048 | 0 | 0 | 0.048 | 0 |  | --> | E16 ex WHITECHURCH | Whitechurch [T421,T422] | KILBARRY |  | 51.9434 | -8.4649
MV/LV Substation OW***322Z |  | 20 kV | _ | LV | 50 kVA :Pole Substation | 0.05 | --> | 0.05 | 0 | 0 | Constrained, otherwise capacity available =50 kVA | --> | 0.048 | 0 | 0 | 0.048 | 0 |  | --> | E12 ex WHITECHURCH | Whitechurch [T421,T422] | KILBARRY |  | 52.0403 | -8.4192
MV/LV Substation KI***331 |  | 20 kV | _ | LV | 50 kVA :Pole Substation | 0.05 | --> | 0.05 | 0 | 0 | Constrained, otherwise capacity available =28 kVA | --> | 0.048 | 0 | 0 | 0.05 | 0 |  | --> | E12 ex WHITECHURCH | Whitechurch [T421,T422] | KILBARRY |  | 52.0036 | -8.455
MV/LV Substation LI***331Z |  | 20 kV | _ | LV | 200 kVA :Pole Substation | 0.2 | --> | 0.2 | 0 | 0 | Constrained, otherwise capacity available =199 kVA | --> | 0.19 | 0 | 0 | 0.19 | 0 |  | --> | E11 ex WHITECHURCH | Whitechurch [T421,T422] | KILBARRY |  | 52.0301 | -8.6071
MV/LV Substation KI***333 |  | 20 kV | _ | LV | 50 kVA :Pole Substation | 0.05 | --> | 0.05 | 0 | 0 | Constrained, otherwise capacity available =33 kVA | --> | 0.048 | 0 | 0 | 0.05 | 0 |  | --> | E12 ex WHITECHURCH | Whitechurch [T421,T422] | KILBARRY |  | 52.0038 | -8.4499
MV/LV Substation CA***371Z |  | 20 kV | _ | LV | 400 kVA :Kiosk Substation | 0.4 | --> | 0.4 | 0 | 0 | Constrained, otherwise capacity available =343 kVA | --> | 0.38 | 0 | 0.029 | 0.366 | 0 |  | --> | E15 ex WHITECHURCH | Whitechurch [T421,T422] | KILBARRY |  | 51.9791 | -8.5105
MV/LV Substation WH***374Z |  | 20 kV | _ | LV | 50 kVA :Pole Substation | 0.05 | --> | 0.05 | 0 | 0 | Constrained, otherwise capacity available =47 kVA | --> | 0.048 | 0 | 0.005 | 0.044 | 0 |  | --> | E16 ex WHITECHURCH | Whitechurch [T421,T422] | KILBARRY |  | 51.9782 | -8.5044
MV/LV Substation TO***380Z |  | 20 kV | _ | LV | 100 kVA :Pole Substation | 0.1 | --> | 0.1 | 0 | 0 | Constrained, otherwise capacity available =100 kVA | --> | 0.095 | 0 | 0 | 0.095 | 0 |  | --> | E12 ex WHITECHURCH | Whitechurch [T421,T422] | KILBARRY |  | 51.9836 | -8.5108
MV/LV Substation CO***382Y |  | 20 kV | _ | LV | 50 kVA :Pole Substation | 0.05 | --> | 0.05 | 0 | 0 | Constrained, otherwise capacity available =38 kVA | --> | 0.048 | 0 | 0 | 0.049 | 0 |  | --> | E21 ex WHITECHURCH | Whitechurch [T421,T422] | KILBARRY |  | 51.9623 | -8.4405
MV/LV Substation CA***388Y |  | 10 kV | _ | LV | 200 kVA :Kiosk Substation | 0.2 | --> | 0.2 | 0 | 0 | Constrained, otherwise capacity available =141 kVA | --> | 0.19 | 0 | 0.009 | 0.191 | 0 |  | --> | E15 ex WHITECHURCH | Whitechurch [T421,T422] | KILBARRY |  | 51.9357 | -8.5684
MV/LV Substation BO***398 |  | 20 kV | _ | LV | 200 kVA :Pole Substation | 0.2 | --> | 0.2 | 0 | 0 | Constrained, otherwise capacity available =200 kVA | --> | 0.19 | 0 | 0 | 0.19 | 0 |  | --> | E11 ex WHITECHURCH | Whitechurch [T421,T422] | KILBARRY |  | 52.0596 | -8.5316
MV/LV Substation RY***4006 |  | 20 kV | _ | LV | 50 kVA :Pole Substation | 0.05 | --> | 0.05 | 0 | 0 | Constrained, otherwise capacity available =26 kVA | --> | 0.048 | 0 | 0 | 0.051 | 0 |  | --> | E12 ex WHITECHURCH | Whitechurch [T421,T422] | KILBARRY |  | 51.9936 | -8.5084
MV/LV Substation TR***4020 |  | 20 kV | _ | LV | 400 kVA :Building Structure | 0.4 | --> | 0.4 | 0 | 0 | Constrained, otherwise capacity available =382 kVA | --> | 0.38 | 0 | 0 | 0.382 | 0 |  | --> | E21 ex WHITECHURCH | Whitechurch [T421,T422] | KILBARRY |  | 51.952 | -8.4657
MV/LV Substation WH***4028 |  | 20 kV | _ | LV | 200 kVA :Kiosk Substation | 0.2 | --> | 0.2 | 0 | 0 | Constrained, otherwise capacity available =196 kVA | --> | 0.19 | 0 | 0 | 0.191 | 0 |  | --> | E18 ex WHITECHURCH | Whitechurch [T421,T422] | KILBARRY |  | 51.984 | -8.5335
MV/LV Substation SC***4049 |  | 20 kV | _ | LV | 50 kVA :Pole Substation | 0.05 | --> | 0.05 | 0 | 0 | Constrained, otherwise capacity available =27 kVA | --> | 0.048 | 0 | 0 | 0.05 | 0 |  | --> | E12 ex WHITECHURCH | Whitechurch [T421,T422] | KILBARRY |  | 52.0086 | -8.4141
MV/LV Substation LI***405 |  | 20 kV | _ | LV | 50 kVA :Pole Substation | 0.05 | --> | 0.05 | 0 | 0 | Constrained, otherwise capacity available =24 kVA | --> | 0.048 | 0 | 0.004 | 0.048 | 0 |  | --> | E15 ex WHITECHURCH | Whitechurch [T421,T422] | KILBARRY |  | 51.9675 | -8.5229
MV/LV Substation HO***4065 |  | 20 kV | _ | LV | 50 kVA :Pole Substation | 0.05 | --> | 0.05 | 0 | 0 | Constrained, otherwise capacity available =50 kVA | --> | 0.048 | 0 | 0 | 0 | 0 | Constrained, otherwise capacity available =48 kW | --> | E17 ex WHITECHURCH |  |  |  | 51.9834 | -8.5104
MV/LV Substation KI***4072 |  | 20 kV | _ | LV | 50 kVA :Pole Substation | 0.05 | --> | 0.05 | 0 | 0 | Constrained, otherwise capacity available =48 kVA | --> | 0.048 | 0 | 0 | 0.048 | 0 |  | --> | E15 ex WHITECHURCH | Whitechurch [T421,T422] | KILBARRY |  | 51.9614 | -8.5306
MV/LV Substation GA***4076 |  | 20 kV | _ | LV | 50 kVA :Pole Substation | 0.05 | --> | 0.05 | 0 | 0 | Constrained, otherwise capacity available =50 kVA | --> | 0.048 | 0 | 0 | 0.048 | 0 |  | --> | E11 ex WHITECHURCH | Whitechurch [T421,T422] | KILBARRY |  | 52.068 | -8.6321
MV/LV Substation LI***4086 |  | 20 kV | _ | LV | 50 kVA :Pole Substation | 0.05 | --> | 0.05 | 0 | 0 | Constrained, otherwise capacity available =50 kVA | --> | 0.048 | 0 | 0 | 0.048 | 0 |  | --> | E15 ex WHITECHURCH | Whitechurch [T421,T422] | KILBARRY |  | 51.9702 | -8.5283
MV/LV Substation GL***410Z |  | 20 kV | _ | LV | 50 kVA :Pole Substation | 0.05 | --> | 0.05 | 0 | 0 | Constrained, otherwise capacity available =32 kVA | --> | 0.048 | 0 | 0.006 | 0.046 | 0 |  | --> | E12 ex WHITECHURCH | Whitechurch [T421,T422] | KILBARRY |  | 52.0509 | -8.4184
MV/LV Substation BL***4122 |  | 20 kV | _ | LV | 630 kVA :Building Structure | 0.63 | --> | 0.63 | 0 | 0 | Constrained, otherwise capacity available =134 kVA | --> | 0.598 | 0 | 0 | 0.5 | 0 |  | --> | E15 ex WHITECHURCH | Whitechurch [T421,T422] | KILBARRY |  | 51.9375 | -8.5454
MV/LV Substation CL***4124 |  | 10 kV | _ | LV | 400 kVA :Kiosk Substation | 0.4 | --> | 0.4 | 0 | 0 | Constrained, otherwise capacity available =400 kVA | --> | 0.38 | 0 | 0 | 0.38 | 0 |  | --> | E15 ex WHITECHURCH | Whitechurch [T421,T422] | KILBARRY |  | 51.9374 | -8.5664
MV/LV Substation CL***4125 |  | 10 kV | _ | LV | 400 kVA :Kiosk Substation | 0.4 | --> | 0.4 | 0 | 0 | Constrained, otherwise capacity available =358 kVA | --> | 0.38 | 0 | 0 | 0.386 | 0 |  | --> | E15 ex WHITECHURCH | Whitechurch [T421,T422] | KILBARRY |  | 51.9364 | -8.5659
MV/LV Substation BA***4156 |  | 20 kV | _ | LV | 50 kVA :Pole Substation | 0.05 | --> | 0.05 | 0 | 0 | Constrained, otherwise capacity available =50 kVA | --> | 0.048 | 0 | 0 | 0.048 | 0 |  | --> | E18 ex WHITECHURCH | Whitechurch [T421,T422] | KILBARRY |  | 51.9813 | -8.5703
MV/LV Substation BL***4162 |  | 20 kV | _ | LV | 630 kVA :Building Structure | 0.63 | --> | 0.63 | 0 | 0 | Constrained, otherwise capacity available =578 kVA | --> | 0.598 | 0 | 0 | 0.5 | 0 |  | --> | E15 ex WHITECHURCH | Whitechurch [T421,T422] | KILBARRY |  | 51.9406 | -8.5489
MV/LV Substation BL***4169 |  | 20 kV | _ | LV | 630 kVA :Building Structure | 0.63 | --> | 0.63 | 0 | 0 | Constrained, otherwise capacity available =480 kVA | --> | 0.598 | 0 | 0 | 0.5 | 0 |  | --> | E15 ex WHITECHURCH | Whitechurch [T421,T422] | KILBARRY |  | 51.9411 | -8.5508
MV/LV Substation BL***4173 |  | 20 kV | _ | LV | 630 kVA :Building Structure | 0.63 | --> | 0.63 | 0 | 0 | Constrained, otherwise capacity available =580 kVA | --> | 0.598 | 0 | 0 | 0.5 | 0 |  | --> | E15 ex WHITECHURCH | Whitechurch [T421,T422] | KILBARRY |  | 51.9367 | -8.5471
MV/LV Substation VI***4187 |  | 20 kV | _ | LV | 400 kVA :Kiosk Substation | 0.4 | --> | 0.4 | 0 | 0 | Constrained, otherwise capacity available =379 kVA | --> | 0.38 | 0 | 0 | 0.383 | 0 |  | --> | E15 ex WHITECHURCH | Whitechurch [T421,T422] | KILBARRY |  | 51.9813 | -8.5131
MV/LV Substation BL***4188 |  | 20 kV | _ | LV | 630 kVA :Building Structure | 0.63 | --> | 0.63 | 0 | 0 | Constrained, otherwise capacity available =630 kVA | --> | 0.598 | 0 | 0 | 0.5 | 0 |  | --> | E15 ex WHITECHURCH | Whitechurch [T421,T422] | KILBARRY |  | 51.9375 | -8.5478
MV/LV Substation BA***4193 |  | 20 kV | _ | LV | 50 kVA :Pole Substation | 0.05 | --> | 0.05 | 0 | 0 | Constrained, otherwise capacity available =50 kVA | --> | 0.048 | 0 | 0 | 0.048 | 0 |  | --> | E11 ex WHITECHURCH | Whitechurch [T421,T422] | KILBARRY |  | 52.0549 | -8.6188
MV/LV Substation BL***4194 |  | 20 kV | _ | LV | 630 kVA :Building Structure | 0.63 | --> | 0.63 | 0 | 0 | Constrained, otherwise capacity available =606 kVA | --> | 0.598 | 0 | 0 | 0.5 | 0 |  | --> | E15 ex WHITECHURCH | Whitechurch [T421,T422] | KILBARRY |  | 51.9399 | -8.5482
MV/LV Substation B8***419Z |  | 20 kV | _ | LV | 630 kVA :Building Structure | 0.63 | --> | 0.63 | 0 | 0 | Constrained, otherwise capacity available =576 kVA | --> | 0.598 | 0 | 0.02 | 0.5 | 0 |  | --> | E15 ex WHITECHURCH | Whitechurch [T421,T422] | KILBARRY |  | 51.9368 | -8.5463
MV/LV Substation TE***4226 |  | 20 kV | _ | LV | 200 kVA :Pole Substation | 0.2 | --> | 0.2 | 0 | 0 | Constrained, otherwise capacity available =200 kVA | --> | 0.19 | 0 | 0 | 0.19 | 0 |  | --> | E21 ex WHITECHURCH | Whitechurch [T421,T422] | KILBARRY |  | 51.9719 | -8.4357
MV/LV Substation DR***440Z |  | 20 kV | _ | LV | 200 kVA :Kiosk Substation | 0.2 | --> | 0.2 | 0 | 0 | Constrained, otherwise capacity available =122 kVA | --> | 0.19 | 0 | 0.034 | 0.175 | 0 |  | --> | E11 ex WHITECHURCH | Whitechurch [T421,T422] | KILBARRY |  | 52.0446 | -8.7253
MV/LV Substation CO***441 |  | 20 kV | _ | LV | 50 kVA :Pole Substation | 0.05 | --> | 0.05 | 0 | 0 | Constrained, otherwise capacity available =37 kVA | --> | 0.048 | 0 | 0.009 | 0.042 | 0 |  | --> | E15 ex WHITECHURCH | Whitechurch [T421,T422] | KILBARRY |  | 51.9488 | -8.5482
MV/LV Substation BL***443 |  | 20 kV | _ | LV | 50 kVA :Pole Substation | 0.05 | --> | 0.05 | 0 | 0 | Constrained, otherwise capacity available =33 kVA | --> | 0.048 | 0 | 0.005 | 0.046 | 0 |  | --> | E15 ex WHITECHURCH | Whitechurch [T421,T422] | KILBARRY |  | 51.9453 | -8.5576
MV/LV Substation BO***457Z |  | 20 kV | _ | LV | 50 kVA :Pole Substation | 0.05 | --> | 0.05 | 0 | 0 | Constrained, otherwise capacity available =50 kVA | --> | 0.048 | 0 | 0 | 0.048 | 0 |  | --> | E11 ex WHITECHURCH | Whitechurch [T421,T422] | KILBARRY |  | 52.0438 | -8.7258
MV/LV Substation AN***460Z |  | 20 kV | _ | LV | 200 kVA :Kiosk Substation | 0.2 | --> | 0.2 | 0 | 0 | Constrained, otherwise capacity available =160 kVA | --> | 0.19 | 0 | 0.009 | 0.189 | 0 |  | --> | E11 ex WHITECHURCH | Whitechurch [T421,T422] | KILBARRY |  | 52.0477 | -8.7301
MV/LV Substation CL***461Z |  | 20 kV | _ | LV | 200 kVA :Kiosk Substation | 0.2 | --> | 0.2 | 0 | 0 | Constrained, otherwise capacity available =164 kVA | --> | 0.19 | 0 | 0.022 | 0.179 | 0 |  | --> | E11 ex WHITECHURCH | Whitechurch [T421,T422] | KILBARRY |  | 52.0444 | -8.7214
MV/LV Substation LA***463Z |  | 20 kV | _ | LV | 400 kVA :Kiosk Substation | 0.4 | --> | 0.4 | 0 | 0 | Constrained, otherwise capacity available =347 kVA | --> | 0.38 | 0 | 0.015 | 0.376 | 0 |  | --> | E15 ex WHITECHURCH | Whitechurch [T421,T422] | KILBARRY |  | 51.9815 | -8.5162
MV/LV Substation TM***464Y |  | 20 kV | _ | LV | 630 kVA :Building Structure | 0.63 | --> | 0.63 | 0 | 0 | Constrained, otherwise capacity available =630 kVA | --> | 0.598 | 0 | 0 | 0.5 | 0 |  | --> | E21 ex WHITECHURCH | Whitechurch [T421,T422] | KILBARRY |  | 51.9714 | -8.4355
MV/LV Substation BA***464Z |  | 20 kV | _ | LV | 400 kVA :Kiosk Substation | 0.4 | --> | 0.4 | 0 | 0 | Constrained, otherwise capacity available =308 kVA | --> | 0.38 | 0 | 0.022 | 0.376 | 0 |  | --> | E18 ex WHITECHURCH | Whitechurch [T421,T422] | KILBARRY |  | 51.9826 | -8.5185
MV/LV Substation CA***486Z |  | 20 kV | _ | LV | 400 kVA :Kiosk Substation | 0.4 | --> | 0.4 | 0 | 0 | Constrained, otherwise capacity available =310 kVA | --> | 0.38 | 0 | 0.025 | 0.374 | 0 |  | --> | E15 ex WHITECHURCH | Whitechurch [T421,T422] | KILBARRY |  | 51.983 | -8.5109
MV/LV Substation CO***488Z |  | 20 kV | _ | LV | 630 kVA :Building Structure | 0.63 | --> | 0.63 | 0 | 0 | Constrained, otherwise capacity available =598 kVA | --> | 0.598 | 0 | 0 | 0.5 | 0 |  | --> | E12 ex WHITECHURCH | Whitechurch [T421,T422] | KILBARRY |  | 52.0492 | -8.4717
MV/LV Substation CO***496Y |  | 20 kV | _ | LV | 50 kVA :Pole Substation | 0.05 | --> | 0.05 | 0 | 0 | Constrained, otherwise capacity available =31 kVA | --> | 0.048 | 0 | 0.027 | 0.03 | 0 |  | --> | E21 ex WHITECHURCH | Whitechurch [T421,T422] | KILBARRY |  | 51.9731 | -8.4569
MV/LV Substation TE***499Y |  | 20 kV | _ | LV | 50 kVA :Pole Substation | 0.05 | --> | 0.05 | 0 | 0 | Constrained, otherwise capacity available =50 kVA | --> | 0.048 | 0 | 0 | 0.048 | 0 |  | --> | E21 ex WHITECHURCH | Whitechurch [T421,T422] | KILBARRY |  | 51.9724 | -8.4409
MV/LV Substation RA***500 |  | 20 kV | _ | LV | 50 kVA :Pole Substation | 0.05 | --> | 0.05 | 0 | 0 | Constrained, otherwise capacity available =50 kVA | --> | 0.048 | 0 | 0 | 0.048 | 0 |  | --> | E11 ex WHITECHURCH | Whitechurch [T421,T422] | KILBARRY |  | 52.0148 | -8.5973
MV/LV Substation RA***501 |  | 20 kV | _ | LV | 200 kVA :Kiosk Substation | 0.2 | --> | 0.2 | 0 | 0 | Constrained, otherwise capacity available =173 kVA | --> | 0.19 | 0 | 0 | 0.194 | 0 |  | --> | E11 ex WHITECHURCH | Whitechurch [T421,T422] | KILBARRY |  | 52.0143 | -8.5974
MV/LV Substation CO***502Y |  | 20 kV | _ | LV | 50 kVA :Pole Substation | 0.05 | --> | 0.05 | 0 | 0 | Constrained, otherwise capacity available =36 kVA | --> | 0.048 | 0 | 0 | 0.049 | 0 |  | --> | E21 ex WHITECHURCH | Whitechurch [T421,T422] | KILBARRY |  | 51.9794 | -8.4495
MV/LV Substation TR***511Y |  | 20 kV | _ | LV | 630 kVA :Building Structure | 0.63 | --> | 0.63 | 0 | 0 | Constrained, otherwise capacity available =619 kVA | --> | 0.598 | 0 | 0 | 0.5 | 0 |  | --> | E21 ex WHITECHURCH | Whitechurch [T421,T422] | KILBARRY |  | 51.952 | -8.445
MV/LV Substation BA***512Y |  | 20 kV | _ | LV | 400 kVA :Building Structure | 0.4 | --> | 0.4 | 0 | 0 | Constrained, otherwise capacity available =400 kVA | --> | 0.38 | 0 | 0 | 0.38 | 0 |  | --> | E16 ex WHITECHURCH | Whitechurch [T421,T422] | KILBARRY |  | 51.9526 | -8.4669
MV/LV Substation HA***513Y |  | 20 kV | _ | LV | 100 kVA :Pole Substation | 0.1 | --> | 0.1 | 0 | 0 | Constrained, otherwise capacity available =70 kVA | --> | 0.095 | 0 | 0.015 | 0.088 | 0 |  | --> | E16 ex WHITECHURCH | Whitechurch [T421,T422] | KILBARRY |  | 51.9594 | -8.4753
MV/LV Substation KN***515 |  | 20 kV | _ | LV | 50 kVA :Pole Substation | 0.05 | --> | 0.05 | 0 | 0 | Constrained, otherwise capacity available =37 kVA | --> | 0.048 | 0 | 0.035 | 0.023 | 0 |  | --> | E16 ex WHITECHURCH | Whitechurch [T421,T422] | KILBARRY |  | 51.9764 | -8.4847
MV/LV Substation CO***516Y |  | 20 kV | _ | LV | 100 kVA :Pole Substation | 0.1 | --> | 0.1 | 0 | 0 | Constrained, otherwise capacity available =75 kVA | --> | 0.095 | 0 | 0.005 | 0.095 | 0 |  | --> | E16 ex WHITECHURCH | Whitechurch [T421,T422] | KILBARRY |  | 51.9723 | -8.4709
MV/LV Substation AR***539 |  | 20 kV | _ | LV | 50 kVA :Pole Substation | 0.05 | --> | 0.05 | 0 | 0 | Constrained, otherwise capacity available =32 kVA | --> | 0.048 | 0 | 0 | 0.05 | 0 |  | --> | E12 ex WHITECHURCH | Whitechurch [T421,T422] | KILBARRY |  | 51.9999 | -8.4842
MV/LV Substation CA***540 |  | 20 kV | _ | LV | 400 kVA :Kiosk Substation | 0.4 | --> | 0.4 | 0 | 0 | Constrained, otherwise capacity available =309 kVA | --> | 0.38 | 0 | 0.038 | 0.364 | 0 |  | --> | E21 ex WHITECHURCH | Whitechurch [T421,T422] | KILBARRY |  | 51.9895 | -8.4773
MV/LV Substation CA***542 |  | 20 kV | _ | LV | 50 kVA :Pole Substation | 0.05 | --> | 0.05 | 0 | 0 | Constrained, otherwise capacity available =43 kVA | --> | 0.048 | 0 | 0 | 0.048 | 0 |  | --> | E21 ex WHITECHURCH | Whitechurch [T421,T422] | KILBARRY |  | 51.986 | -8.469
MV/LV Substation CA***543 |  | 20 kV | _ | LV | 100 kVA :Pole Substation | 0.1 | --> | 0.1 | 0 | 0 | Constrained, otherwise capacity available =69 kVA | --> | 0.095 | 0 | 0 | 0.099 | 0 |  | --> | E21 ex WHITECHURCH | Whitechurch [T421,T422] | KILBARRY |  | 51.9844 | -8.4691
MV/LV Substation CO***544Y |  | 20 kV | _ | LV | 100 kVA :Pole Substation | 0.1 | --> | 0.1 | 0 | 0 | Constrained, otherwise capacity available =84 kVA | --> | 0.095 | 0 | 0.005 | 0.094 | 0 |  | --> | E15 ex WHITECHURCH | Whitechurch [T421,T422] | KILBARRY |  | 51.9458 | -8.5448
MV/LV Substation SU***577Y |  | 20 kV | _ | LV | 100 kVA :Pole Substation | 0.1 | --> | 0.1 | 0 | 0 | Constrained, otherwise capacity available =67 kVA | --> | 0.095 | 0 | 0.016 | 0.021 | 0 | Constrained, otherwise capacity available =88 kW | --> | E21 ex CURRALEIGH | Curraleigh [T421,T422] | KILBARRY |  | 51.9365 | -8.5837
MV/LV Substation GR***584 |  | 20 kV | _ | LV | 50 kVA :Pole Substation | 0.05 | --> | 0.05 | 0 | 0 | Constrained, otherwise capacity available =46 kVA | --> | 0.048 | 0 | 0 | 0.048 | 0 |  | --> | E12 ex WHITECHURCH | Whitechurch [T421,T422] | KILBARRY |  | 52.0444 | -8.4351
MV/LV Substation KN***590X |  | 20 kV | _ | LV | 50 kVA :Pole Substation | 0.05 | --> | 0.05 | 0 | 0 | Constrained, otherwise capacity available =47 kVA | --> | 0.048 | 0 | 0.005 | 0.044 | 0 |  | --> | E15 ex WHITECHURCH | Whitechurch [T421,T422] | KILBARRY |  | 51.9439 | -8.571
MV/LV Substation CO***605 |  | 20 kV | _ | LV | 50 kVA :Pole Substation | 0.05 | --> | 0.05 | 0 | 0 | Constrained, otherwise capacity available =41 kVA | --> | 0.048 | 0 | 0.027 | 0.029 | 0 |  | --> | E12 ex WHITECHURCH | Whitechurch [T421,T422] | KILBARRY |  | 52.0642 | -8.5048
MV/LV Substation KN***608 |  | 20 kV | _ | LV | 50 kVA :Pole Substation | 0.05 | --> | 0.05 | 0 | 0 | Constrained, otherwise capacity available =40 kVA | --> | 0.048 | 0 | 0.003 | 0.047 | 0 |  | --> | E12 ex WHITECHURCH | Whitechurch [T421,T422] | KILBARRY |  | 52.0701 | -8.4831
MV/LV Substation GL***613 |  | 20 kV | _ | LV | 400 kVA :Kiosk Substation | 0.4 | --> | 0.4 | 0 | 0 | Constrained, otherwise capacity available =252 kVA | --> | 0.38 | 0 | 0.043 | 0.368 | 0 |  | --> | E12 ex WHITECHURCH | Whitechurch [T421,T422] | KILBARRY |  | 52.0453 | -8.4252
MV/LV Substation PR***749Y |  | 20 kV | _ | LV | 400 kVA :Building Structure | 0.4 | --> | 0.4 | 0 | 0 | Constrained, otherwise capacity available =302 kVA | --> | 0.38 | 0 | 0 | 0.393 | 0 |  | --> | E21 ex WHITECHURCH | Whitechurch [T421,T422] | KILBARRY |  | 51.953 | -8.4417
MV/LV Substation QU***795Y |  | 20 kV | _ | LV | 50 kVA :Building Structure | 0.05 | --> | 0.05 | 0 | 0 | Constrained, otherwise capacity available =43 kVA | --> | 0.048 | 0 | 0 | 0.048 | 0 |  | --> | E21 ex WHITECHURCH | Whitechurch [T421,T422] | KILBARRY |  | 51.9727 | -8.4388
MV/LV Substation KI***928Y |  | 20 kV | _ | LV | 50 kVA :Pole Substation | 0.05 | --> | 0.05 | 0 | 0 | Constrained, otherwise capacity available =37 kVA | --> | 0.048 | 0 | 0.015 | 0.021 | 0 | Constrained, otherwise capacity available =38 kW | --> | E21 ex CURRALEIGH | Curraleigh [T421,T422] | KILBARRY |  | 51.9431 | -8.5973
MV/LV Substation CO***944Y |  | 20 kV | _ | LV | 50 kVA :Pole Substation | 0.05 | --> | 0.05 | 0 | 0 | Constrained, otherwise capacity available =47 kVA | --> | 0.048 | 0 | 0 | 0.048 | 0 |  | --> | E12 ex WHITECHURCH | Whitechurch [T421,T422] | KILBARRY |  | 52.0523 | -8.4185
MV/LV Substation TH***955Y |  | 20 kV | _ | LV | 50 kVA :Pole Substation | 0.05 | --> | 0.05 | 0 | 0 | Constrained, otherwise capacity available =24 kVA | --> | 0.048 | 0 | 0.015 | 0.04 | 0 |  | --> | E16 ex WHITECHURCH | Whitechurch [T421,T422] | KILBARRY |  | 51.9813 | -8.5103
MV/LV Substation AT***969Y |  | 20 kV | _ | LV | 50 kVA :Pole Substation | 0.05 | --> | 0.05 | 0 | 0 | Constrained, otherwise capacity available =40 kVA | --> | 0.048 | 0 | 0.011 | 0.041 | 0 |  | --> | E11 ex WHITECHURCH | Whitechurch [T421,T422] | KILBARRY |  | 52.0452 | -8.6788
MV/LV Substation EU***995Y |  | 20 kV | _ | LV | 630 kVA :Building Structure | 0.63 | --> | 0.63 | 0 | 0 | Constrained, otherwise capacity available =615 kVA | --> | 0.598 | 0 | 0 | 0.5 | 0 |  | --> | E11 ex WHITECHURCH | Whitechurch [T421,T422] | KILBARRY |  | 52.0652 | -8.6943
MV/LV Substation RA***001 |  | 10 kV | _ | LV | 400 kVA :Kiosk Substation | 0.4 | --> | 0.4 | 0 | 0 | Constrained, otherwise capacity available =135 kVA | --> | 0.38 | 0 | 0.01 | 0 | 0 | Constrained, otherwise capacity available =407 kW | --> | E12 ex HARTNETTS CROSS |  |  |  | 51.9046 | -8.9555
MV/LV Substation ST***001Y |  | 20 kV | _ | LV | 100 kVA :Pole Substation | 0.1 | --> | 0.1 | 0.051 | 18.78 |  | --> | 0.095 | 0 | 0.005 | 0.098 | 0 |  | --> | E14 ex HARTNETTS CROSS | Hartnetts Cross [T121,T422] | MACROOM |  | 51.9422 | -9.1583
MV/LV Substation TH***002 |  | 10 kV | _ | LV | 200 kVA :Pole Substation | 0.2 | --> | 0.2 | 0 | 0 |  | --> | 0.19 | 0 | 0.016 | 0 | 0 | Constrained, otherwise capacity available =205 kW | --> | E12 ex HARTNETTS CROSS |  |  |  | 51.905 | -8.9643
MV/LV Substation GU***003 |  | 10 kV | _ | LV | 200 kVA :Pole Substation | 0.2 | --> | 0.2 | 0 | 0 | Constrained, otherwise capacity available =107 kVA | --> | 0.19 | 0 | 0.023 | 0 | 0 | Constrained, otherwise capacity available =185 kW | --> | E12 ex HARTNETTS CROSS |  |  |  | 51.9052 | -8.9731
MV/LV Substation BA***003Y |  | 20 kV | _ | LV | 100 kVA :Pole Substation | 0.1 | --> | 0.1 | 0.069 | 18.78 |  | --> | 0.095 | 0 | 0 | 0.099 | 0 |  | --> | E13 ex HARTNETTS CROSS | Hartnetts Cross [T121,T422] | HARTNETTS CROSS |  | 51.8502 | -9.2335
MV/LV Substation TH***005 |  | 20 kV | _ | LV | 400 kVA :Kiosk Substation | 0.4 | --> | 0.4 | 0 | 0 | Constrained, otherwise capacity available =383 kVA | --> | 0.38 | 0 | 0 | 0 | 0 | Constrained, otherwise capacity available =382 kW | --> | E11 ex MACROOM | Macroom [T422] | MACROOM |  | 51.8977 | -8.8627
MV/LV Substation CO***012 |  | 10 kV | _ | LV | 200 kVA :Pole Substation | 0.2 | --> | 0.2 | 0 | 0 | Constrained, otherwise capacity available =182 kVA | --> | 0.19 | 0 | 0 | 0 | 0 | Constrained, otherwise capacity available =192 kW | --> | E12 ex HARTNETTS CROSS |  |  |  | 51.9035 | -8.9525
MV/LV Substation BA***015 |  | 20 kV | _ | LV | 100 kVA :Pole Substation | 0.1 | --> | 0.1 | 0.096 | 18.78 |  | --> | 0.095 | 0 | 0 | 0.096 | 0 |  | --> | E13 ex HARTNETTS CROSS | Hartnetts Cross [T121,T422] | HARTNETTS CROSS |  | 51.8565 | -9.2323
MV/LV Substation T ***016 |  | 20 kV | _ | LV | 400 kVA :Building Structure | 0.4 | --> | 0.4 | 0.243 | 18.78 |  | --> | 0.38 | 0 | 0 | 0.401 | 0 |  | --> | E17 ex HARTNETTS CROSS | Hartnetts Cross [T121,T422] | HARTNETTS CROSS |  | 51.983 | -9.1433
MV/LV Substation RO***016Y |  | 20 kV | _ | LV | 200 kVA :Pole Substation | 0.2 | --> | 0.2 | 0 | 0 | Constrained, otherwise capacity available =167 kVA | --> | 0.19 | 0 | 0 | 0 | 0 | Constrained, otherwise capacity available =194 kW | --> | E11 ex MACROOM | Macroom [T422] | MACROOM |  | 51.9208 | -8.821
MV/LV Substation PU***017 |  | 10 kV | _ | LV | 200 kVA :Pole Substation | 0.2 | --> | 0.2 | 0 | 0 | Constrained, otherwise capacity available =118 kVA | --> | 0.19 | 0 | 0 | 0 | 0 | Constrained, otherwise capacity available =201 kW | --> | E12 ex HARTNETTS CROSS |  |  |  | 51.9018 | -8.9686
MV/LV Substation OA***018 |  | 10 kV | _ | LV | 400 kVA :Kiosk Substation | 0.4 | --> | 0.4 | 0 | 0 | Constrained, otherwise capacity available =308 kVA | --> | 0.38 | 0 | 0.024 | 0 | 0 | Constrained, otherwise capacity available =374 kW | --> | E12 ex HARTNETTS CROSS |  |  |  | 51.9036 | -8.9514
MV/LV Substation MA***022 |  | 10 kV | _ | LV | 200 kVA :Pole Substation | 0.2 | --> | 0.2 | 0 | 0 | Constrained, otherwise capacity available =35 kVA | --> | 0.19 | 0 | 0.037 | 0 | 0 | Constrained, otherwise capacity available =184 kW | --> | E12 ex HARTNETTS CROSS |  |  |  | 51.9077 | -8.9801
MV/LV Substation CU***026Y |  | 20 kV | _ | LV | 400 kVA :Building Structure | 0.4 | --> | 0.4 | 0.33 | 18.78 |  | --> | 0.38 | 0 | 0 | 0.389 | 0 |  | --> | E14 ex HARTNETTS CROSS | Hartnetts Cross [T121,T422] | MACROOM |  | 51.9426 | -9.1561
MV/LV Substation KN***031Y |  | 20 kV | _ | LV | 200 kVA :Pole Substation | 0.2 | --> | 0.2 | 0 | 0 | Constrained, otherwise capacity available =171 kVA | --> | 0.19 | 0 | 0.005 | 0 | 0 | Constrained, otherwise capacity available =190 kW | --> | E11 ex MACROOM | Macroom [T422] | MACROOM |  | 51.9788 | -8.8334
MV/LV Substation DU***040Y |  | 20 kV | _ | LV | 200 kVA :Pole Substation | 0.2 | --> | 0.2 | 0 | 0 | Constrained, otherwise capacity available =195 kVA | --> | 0.19 | 0 | 0 | 0 | 0 | Constrained, otherwise capacity available =191 kW | --> | E11 ex MACROOM | Macroom [T422] | MACROOM |  | 51.9432 | -8.7646
MV/LV Substation KN***045Y |  | 20 kV | _ | LV | 50 kVA :Pole Substation | 0.05 | --> | 0.05 | 0.05 | 18.78 |  | --> | 0.048 | 0 | 0 | 0.048 | 0 |  | --> | E18 ex HARTNETTS CROSS | Hartnetts Cross [T121,T422] | MACROOM |  | 51.9726 | -9.0281
MV/LV Substation TH***058 |  | 20 kV | _ | LV | 50 kVA :Pole Substation | 0.05 | --> | 0.05 | 0.039 | 18.78 |  | --> | 0.048 | 0 | 0 | 0.049 | 0 |  | --> | E17 ex HARTNETTS CROSS | Hartnetts Cross [T121,T422] | HARTNETTS CROSS |  | 51.896 | -8.968
MV/LV Substation SU***061Y |  | 10 kV | _ | LV | 200 kVA :Kiosk Substation | 0.2 | --> | 0.2 | 0 | 0 | Constrained, otherwise capacity available =162 kVA | --> | 0.19 | 0 | 0.01 | 0 | 0 | Constrained, otherwise capacity available =188 kW | --> | E12 ex HARTNETTS CROSS |  |  |  | 51.9051 | -8.9759
MV/LV Substation IN***067Y |  | 20 kV | _ | LV | 100 kVA :Pole Substation | 0.1 | --> | 0.1 | 0.086 | 18.78 |  | --> | 0.095 | 0 | 0.01 | 0.089 | 0 |  | --> | E13 ex HARTNETTS CROSS | Hartnetts Cross [T121,T422] | HARTNETTS CROSS |  | 51.839 | -9.126
MV/LV Substation CA***071Y |  | 10 kV | _ | LV | 50 kVA :Pole Substation | 0.05 | --> | 0.05 | 0 | 0 | Constrained, otherwise capacity available =48 kVA | --> | 0.048 | 0 | 0 | 0 | 0 | Constrained, otherwise capacity available =48 kW | --> | E12 ex HARTNETTS CROSS |  |  |  | 51.9005 | -8.9779
MV/LV Substation GL***072 |  | 10 kV | _ | LV | 200 kVA :Pole Substation | 0.2 | --> | 0.2 | 0.178 | 18.78 |  | --> | 0.19 | 0 | 0.01 | 0.186 | 0 |  | --> | E11 ex HARTNETTS CROSS | Hartnetts Cross [T121,T422] | HARTNETTS CROSS |  | 51.9071 | -8.9696
MV/LV Substation GL***072Y |  | 10 kV | _ | LV | 200 kVA :Kiosk Substation | 0.2 | --> | 0.2 | 0.172 | 18.78 |  | --> | 0.19 | 0 | 0.004 | 0.191 | 0 |  | --> | E11 ex HARTNETTS CROSS | Hartnetts Cross [T121,T422] | HARTNETTS CROSS |  | 51.9079 | -8.9756
MV/LV Substation MI***073Y |  | 10 kV | _ | LV | 200 kVA :Kiosk Substation | 0.2 | --> | 0.2 | 0.16 | 18.78 |  | --> | 0.19 | 0 | 0.01 | 0.188 | 0 |  | --> | E11 ex HARTNETTS CROSS | Hartnetts Cross [T121,T422] | HARTNETTS CROSS |  | 51.907 | -8.9765
MV/LV Substation TU***077Y |  | 20 kV | _ | LV | 100 kVA :Pole Substation | 0.1 | --> | 0.1 | 0 | 0 | Constrained, otherwise capacity available =97 kVA | --> | 0.095 | 0 | 0 | 0 | 0 | Constrained, otherwise capacity available =95 kW | --> | E11 ex MACROOM | Macroom [T422] | MACROOM |  | 51.9404 | -8.7587
MV/LV Substation TH***079Y |  | 20 kV | _ | LV | 400 kVA :Building Structure | 0.4 | --> | 0.4 | 0.328 | 18.78 |  | --> | 0.38 | 0 | 0.11 | 0.299 | 0 |  | --> | E14 ex HARTNETTS CROSS | Hartnetts Cross [T121,T422] | MACROOM |  | 51.9443 | -9.1597
MV/LV Substation GR***081 |  | 20 kV | _ | LV | 50 kVA :Pole Substation | 0.05 | --> | 0.05 | 0.048 | 18.78 |  | --> | 0.048 | 0 | 0 | 0.048 | 0 |  | --> | E13 ex HARTNETTS CROSS | Hartnetts Cross [T121,T422] | HARTNETTS CROSS |  | 51.8442 | -9.1671
MV/LV Substation GL***098Y |  | 10 kV | _ | LV | 200 kVA :Kiosk Substation | 0.2 | --> | 0.2 | 0.163 | 18.78 |  | --> | 0.19 | 0 | 0.025 | 0.176 | 0 |  | --> | E11 ex HARTNETTS CROSS | Hartnetts Cross [T121,T422] | HARTNETTS CROSS |  | 51.91 | -8.9776
MV/LV Substation BA***099 |  | 20 kV | _ | LV | 200 kVA :Pole Substation | 0.2 | --> | 0.2 | 0.166 | 18.78 |  | --> | 0.19 | 0 | 0 | 0.195 | 0 |  | --> | E22 ex HARTNETTS CROSS | Hartnetts Cross [T121,T422] | MACROOM |  | 51.8888 | -8.9482
MV/LV Substation GL***099Y |  | 10 kV | _ | LV | 200 kVA :Kiosk Substation | 0.2 | --> | 0.2 | 0.183 | 18.78 |  | --> | 0.19 | 0 | 0.026 | 0.173 | 0 |  | --> | E11 ex HARTNETTS CROSS | Hartnetts Cross [T121,T422] | HARTNETTS CROSS |  | 51.9095 | -8.9755
MV/LV Substation OS***100 |  | 20 kV | _ | LV | 630 kVA :Building Structure | 0.63 | --> | 0.63 | 0.5 | 18.78 |  | --> | 0.598 | 0 | 0 | 0.5 | 0 |  | --> | E14 ex HARTNETTS CROSS | Hartnetts Cross [T121,T422] | MACROOM |  | 51.9426 | -9.1592
MV/LV Substation MI***103 |  | 20 kV | _ | LV | 50 kVA :Pole Substation | 0.05 | --> | 0.05 | 0.046 | 18.78 |  | --> | 0.048 | 0 | 0 | 0.048 | 0 |  | --> | E13 ex HARTNETTS CROSS | Hartnetts Cross [T121,T422] | HARTNETTS CROSS |  | 51.8665 | -9.0365
MV/LV Substation CA***109Y |  | 20 kV | _ | LV | 50 kVA :Pole Substation | 0.05 | --> | 0.05 | 0.048 | 18.78 |  | --> | 0.048 | 0 | 0 | 0.048 | 0 |  | --> | E14 ex HARTNETTS CROSS | Hartnetts Cross [T121,T422] | MACROOM |  | 51.9018 | -9.0831
MV/LV Substation EA***111Y |  | 10 kV | _ | LV | 100 kVA :Pole Substation | 0.1 | --> | 0.1 | 0.097 | 18.78 |  | --> | 0.095 | 0 | 0 | 0.095 | 0 |  | --> | E11 ex HARTNETTS CROSS | Hartnetts Cross [T121,T422] | HARTNETTS CROSS |  | 51.9024 | -8.9434
MV/LV Substation PR***115Y |  | 20 kV | _ | LV | 200 kVA :Pole Substation | 0.2 | --> | 0.2 | 0.2 | 18.78 |  | --> | 0.19 | 0 | 0.14 | 0.086 | 0 |  | --> | E14 ex HARTNETTS CROSS | Hartnetts Cross [T121,T422] | MACROOM |  | 51.9069 | -9.0698
MV/LV Substation MA***116 |  | 10 kV | _ | LV | 200 kVA :Pole Substation | 0.2 | --> | 0.2 | 0 | 0 | Constrained, otherwise capacity available =194 kVA | --> | 0.19 | 0 | 0 | 0 | 0 | Constrained, otherwise capacity available =191 kW | --> | E12 ex HARTNETTS CROSS |  |  |  | 51.905 | -8.9847
MV/LV Substation FA***117Y |  | 10 kV | _ | LV | 100 kVA :Pole Substation | 0.1 | --> | 0.1 | 0.075 | 18.78 |  | --> | 0.095 | 0 | 0.004 | 0.096 | 0 |  | --> | E11 ex HARTNETTS CROSS | Hartnetts Cross [T121,T422] | HARTNETTS CROSS |  | 51.9099 | -8.9663
MV/LV Substation MA***118Y |  | 10 kV | _ | LV | 200 kVA :Kiosk Substation | 0.2 | --> | 0.2 | 0.148 | 18.78 |  | --> | 0.19 | 0 | 0 | 0.197 | 0 |  | --> | E11 ex HARTNETTS CROSS | Hartnetts Cross [T121,T422] | HARTNETTS CROSS |  | 51.9072 | -8.9682
MV/LV Substation CO***121Y |  | 10 kV | _ | LV | 100 kVA :Pole Substation | 0.1 | --> | 0.1 | 0 | 0 | Constrained, otherwise capacity available =82 kVA | --> | 0.095 | 0 | 0.006 | 0 | 0 | Constrained, otherwise capacity available =93 kW | --> | E12 ex HARTNETTS CROSS |  |  |  | 51.9074 | -8.9833
MV/LV Substation KY***122 |  | 20 kV | _ | LV | 50 kVA :Pole Substation | 0.05 | --> | 0.05 | 0.039 | 18.78 |  | --> | 0.048 | 0 | 0 | 0.049 | 0 |  | --> | E14 ex HARTNETTS CROSS | Hartnetts Cross [T121,T422] | MACROOM |  | 51.8899 | -9.0547
MV/LV Substation AG***133 |  | 20 kV | _ | LV | 50 kVA :Pole Substation | 0.05 | --> | 0.05 | 0 | 0 | Constrained, otherwise capacity available =45 kVA | --> | 0.048 | 0 | 0 | 0 | 0 | Constrained, otherwise capacity available =48 kW | --> | E11 ex MACROOM | Macroom [T422] | MACROOM |  | 51.9469 | -8.8073
MV/LV Substation CO***147Y |  | 20 kV | _ | LV | 50 kVA :Pole Substation | 0.05 | --> | 0.05 | 0.044 | 18.78 |  | --> | 0.048 | 0 | 0 | 0.048 | 0 |  | --> | E17 ex HARTNETTS CROSS | Hartnetts Cross [T121,T422] | HARTNETTS CROSS |  | 51.9053 | -8.9922
MV/LV Substation HO***157Y |  | 10 kV | _ | LV | 200 kVA :Kiosk Substation | 0.2 | --> | 0.2 | 0.193 | 18.78 |  | --> | 0.19 | 0 | 0 | 0.191 | 0 |  | --> | E11 ex HARTNETTS CROSS | Hartnetts Cross [T121,T422] | HARTNETTS CROSS |  | 51.9061 | -8.968
MV/LV Substation TH***169 |  | 10 kV | _ | LV | 200 kVA :Pole Substation | 0.2 | --> | 0.2 | 0.092 | 18.78 |  | --> | 0.19 | 0 | 0.013 | 0.195 | 0 |  | --> | E11 ex HARTNETTS CROSS | Hartnetts Cross [T121,T422] | HARTNETTS CROSS |  | 51.9046 | -8.9465
MV/LV Substation CU***169Y |  | 20 kV | _ | LV | 100 kVA :Pole Substation | 0.1 | --> | 0.1 | 0.09 | 18.78 |  | --> | 0.095 | 0 | 0.01 | 0.089 | 0 |  | --> | E17 ex HARTNETTS CROSS | Hartnetts Cross [T121,T422] | HARTNETTS CROSS |  | 51.9461 | -9.1662
MV/LV Substation CA***181Y |  | 10 kV | _ | LV | 200 kVA :Kiosk Substation | 0.2 | --> | 0.2 | 0 | 0 | Constrained, otherwise capacity available =180 kVA | --> | 0.19 | 0 | 0.019 | 0 | 0 | Constrained, otherwise capacity available =179 kW | --> | E12 ex HARTNETTS CROSS |  |  |  | 51.9052 | -8.9847
MV/LV Substation MA***202Y |  | 10 kV | _ | LV | 50 kVA :Pole Substation | 0.05 | --> | 0.05 | 0.043 | 18.78 |  | --> | 0.048 | 0 | 0 | 0.048 | 0 |  | --> | E11 ex HARTNETTS CROSS | Hartnetts Cross [T121,T422] | HARTNETTS CROSS |  | 51.9103 | -8.9602
MV/LV Substation BO***212Y |  | 10 kV | _ | LV | 630 kVA :Building Structure | 0.63 | --> | 0.63 | 0.5 | 18.78 |  | --> | 0.598 | 0 | 0.06 | 0.5 | 0 |  | --> | E11 ex HARTNETTS CROSS | Hartnetts Cross [T121,T422] | HARTNETTS CROSS |  | 51.9065 | -8.9492
MV/LV Substation BA***232 |  | 20 kV | _ | LV | 100 kVA :Pole Substation | 0.1 | --> | 0.1 | 0.097 | 18.78 |  | --> | 0.095 | 0 | 0 | 0.095 | 0 |  | --> | E13 ex HARTNETTS CROSS | Hartnetts Cross [T121,T422] | HARTNETTS CROSS |  | 51.8713 | -9.2452
MV/LV Substation RO***236Y |  | 20 kV | _ | LV | 50 kVA :Pole Substation | 0.05 | --> | 0.05 | 0.048 | 18.78 |  | --> | 0.048 | 0 | 0.005 | 0.044 | 0 |  | --> | E13 ex HARTNETTS CROSS | Hartnetts Cross [T121,T422] | HARTNETTS CROSS |  | 51.843 | -8.9845
MV/LV Substation CA***239Y |  | 20 kV | _ | LV | 50 kVA :Pole Substation | 0.05 | --> | 0.05 | 0.048 | 18.78 |  | --> | 0.048 | 0 | 0 | 0.048 | 0 |  | --> | E14 ex HARTNETTS CROSS | Hartnetts Cross [T121,T422] | MACROOM |  | 51.9116 | -9.1111
MV/LV Substation GL***241 |  | 20 kV | _ | LV | 50 kVA :Pole Substation | 0.05 | --> | 0.05 | 0 | 0 | Constrained, otherwise capacity available =39 kVA | --> | 0.048 | 0 | 0 | 0 | 0 | Constrained, otherwise capacity available =49 kW | --> | E11 ex MACROOM | Macroom [T422] | MACROOM |  | 51.8982 | -8.8508
MV/LV Substation BA***244 |  | 20 kV | _ | LV | 200 kVA :Pole Substation | 0.2 | --> | 0.2 | 0.153 | 18.78 |  | --> | 0.19 | 0 | 0.017 | 0.184 | 0 |  | --> | E13 ex HARTNETTS CROSS | Hartnetts Cross [T121,T422] | HARTNETTS CROSS |  | 51.8489 | -9.2358
MV/LV Substation LI***248 |  | 20 kV | _ | LV | 100 kVA :Pole Substation | 0.1 | --> | 0.1 | 0 | 0 | Constrained, otherwise capacity available =44 kVA | --> | 0.095 | 0 | 0.011 | 0.094 | 0 |  | --> | E14 ex BEALNABLATH | Bealnablath [T421] | BANDON |  | 51.8521 | -8.8709
MV/LV Substation KI***249 |  | 20 kV | _ | LV | 100 kVA :Pole Substation | 0.1 | --> | 0.1 | 0 | 0 | Constrained, otherwise capacity available =79 kVA | --> | 0.095 | 0 | 0.01 | 0.09 | 0 |  | --> | E14 ex BEALNABLATH | Bealnablath [T421] | BANDON |  | 51.8425 | -8.8822
MV/LV Substation RY***249Y |  | 20 kV | _ | LV | 50 kVA :Pole Substation | 0.05 | --> | 0.05 | 0 | 0 | Constrained, otherwise capacity available =41 kVA | --> | 0.048 | 0 | 0 | 0 | 0 | Constrained, otherwise capacity available =49 kW | --> | E11 ex MACROOM | Macroom [T422] | MACROOM |  | 51.9775 | -8.8318
MV/LV Substation UM***258 |  | 20 kV | _ | LV | 100 kVA :Pole Substation | 0.1 | --> | 0.1 | 0 | 0 | Constrained, otherwise capacity available =90 kVA | --> | 0.095 | 0 | 0 | 0 | 0 | Constrained, otherwise capacity available =96 kW | --> | E12 ex MACROOM | Macroom [T422] | MACROOM |  | 51.9153 | -8.9157
MV/LV Substation FL***260Y |  | 20 kV | _ | LV | 400 kVA :Building Structure | 0.4 | --> | 0.4 | 0.333 | 18.78 |  | --> | 0.38 | 0 | 0.1 | 0.31 | 0 |  | --> | E17 ex HARTNETTS CROSS | Hartnetts Cross [T121,T422] | HARTNETTS CROSS |  | 51.9454 | -9.1599
MV/LV Substation CO***262 |  | 20 kV | _ | LV | 50 kVA :Pole Substation | 0.05 | --> | 0.05 | 0 | 0 | Constrained, otherwise capacity available =50 kVA | --> | 0.048 | 0 | 0 | 0 | 0 | Constrained, otherwise capacity available =48 kW | --> | E11 ex MACROOM | Macroom [T422] | MACROOM |  | 51.9166 | -8.802
MV/LV Substation CO***264 |  | 20 kV | _ | LV | 400 kVA :Building Structure | 0.4 | --> | 0.4 | 0 | 0 | Constrained, otherwise capacity available =397 kVA | --> | 0.38 | 0 | 0 | 0 | 0 | Constrained, otherwise capacity available =380 kW | --> | E11 ex MACROOM | Macroom [T422] | MACROOM |  | 51.912 | -8.8289
MV/LV Substation OL***265 |  | 10 kV | _ | LV | 100 kVA :Pole Substation | 0.1 | --> | 0.1 | 0.088 | 18.78 |  | --> | 0.095 | 0 | 0 | 0.097 | 0 |  | --> | E18 ex HARTNETTS CROSS | Hartnetts Cross [T121,T422] | MACROOM |  | 51.9226 | -8.989
MV/LV Substation GO***269 |  | 20 kV | _ | LV | 50 kVA :Pole Substation | 0.05 | --> | 0.05 | 0.043 | 18.78 |  | --> | 0.048 | 0 | 0.005 | 0.045 | 0 |  | --> | E18 ex HARTNETTS CROSS | Hartnetts Cross [T121,T422] | MACROOM |  | 51.934 | -9.0348
MV/LV Substation CA***279Y |  | 20 kV | _ | LV | 50 kVA :Pole Substation | 0.05 | --> | 0.05 | 0.045 | 18.78 |  | --> | 0.048 | 0 | 0 | 0.048 | 0 |  | --> | E18 ex HARTNETTS CROSS | Hartnetts Cross [T121,T422] | MACROOM |  | 51.9631 | -9.0256
MV/LV Substation RE***280 |  | 20 kV | _ | LV | 400 kVA :Building Structure | 0.4 | --> | 0.4 | 0 | 0 | Constrained, otherwise capacity available =350 kVA | --> | 0.38 | 0 | 0 | 0 | 0 | Constrained, otherwise capacity available =387 kW | --> | E11 ex MACROOM | Macroom [T422] | MACROOM |  | 51.9424 | -8.7563
MV/LV Substation CU***301Y |  | 20 kV | _ | LV | 100 kVA :Pole Substation | 0.1 | --> | 0.1 | 0.092 | 18.78 |  | --> | 0.095 | 0 | 0 | 0.096 | 0 |  | --> | E14 ex HARTNETTS CROSS | Hartnetts Cross [T121,T422] | MACROOM |  | 51.9364 | -9.1423
MV/LV Substation OL***307Y |  | 20 kV | _ | LV | 50 kVA :Pole Substation | 0.05 | --> | 0.05 | 0.049 | 18.78 |  | --> | 0.048 | 0 | 0 | 0.048 | 0 |  | --> | E14 ex HARTNETTS CROSS | Hartnetts Cross [T121,T422] | MACROOM |  | 51.901 | -9.1454
MV/LV Substation CY***311Y |  | 20 kV | _ | LV | 200 kVA :Building Structure | 0.2 | --> | 0.2 | 0.044 | 18.78 |  | --> | 0.19 | 0 | 0.236 | 0.035 | 0 |  | --> | E19 ex HARTNETTS CROSS | Hartnetts Cross [T121,T422] | HARTNETTS CROSS |  | 51.8904 | -8.9431
MV/LV Substation TH***312Y |  | 10 kV | _ | LV | 200 kVA :Kiosk Substation | 0.2 | --> | 0.2 | 0.157 | 18.78 |  | --> | 0.19 | 0 | 0.03 | 0.174 | 0 |  | --> | E11 ex HARTNETTS CROSS | Hartnetts Cross [T121,T422] | HARTNETTS CROSS |  | 51.91 | -8.9782
MV/LV Substation SL***325 |  | 10 kV | _ | LV | 100 kVA :Pole Substation | 0.1 | --> | 0.1 | 0 | 0 | Constrained, otherwise capacity available =81 kVA | --> | 0.095 | 0 | 0.015 | 0 | 0 | Constrained, otherwise capacity available =86 kW | --> | E12 ex HARTNETTS CROSS |  |  |  | 51.8999 | -8.9642
MV/LV Substation RU***327 |  | 20 kV | _ | LV | 50 kVA :Pole Substation | 0.05 | --> | 0.05 | 0 | 0 | Constrained, otherwise capacity available =38 kVA | --> | 0.048 | 0 | 0.01 | 0 | 0 | Constrained, otherwise capacity available =42 kW | --> | E12 ex MACROOM | Macroom [T422] | MACROOM |  | 51.932 | -8.904
MV/LV Substation DR***331 |  | 20 kV | _ | LV | 50 kVA :Pole Substation | 0.05 | --> | 0.05 | 0 | 0 | Constrained, otherwise capacity available =43 kVA | --> | 0.048 | 0 | 0.049 | 0 | 0 | Constrained, otherwise capacity available =12 kW | --> | E11 ex MACROOM | Macroom [T422] | MACROOM |  | 51.9281 | -8.7551
MV/LV Substation BA***333Y |  | 20 kV | _ | LV | 200 kVA :Kiosk Substation | 0.2 | --> | 0.2 | 0 | 0 | Constrained, otherwise capacity available =172 kVA | --> | 0.19 | 0 | 0.014 | 0 | 0 | Constrained, otherwise capacity available =183 kW | --> | E12 ex MACROOM | Macroom [T422] | MACROOM |  | 51.9769 | -8.9247
MV/LV Substation BA***341 |  | 20 kV | _ | LV | 100 kVA :Pole Substation | 0.1 | --> | 0.1 | 0.065 | 18.78 |  | --> | 0.095 | 0 | 0.025 | 0.081 | 0 |  | --> | E13 ex HARTNETTS CROSS | Hartnetts Cross [T121,T422] | HARTNETTS CROSS |  | 51.8513 | -9.232
MV/LV Substation CO***343 |  | 20 kV | _ | LV | 100 kVA :Pole Substation | 0.1 | --> | 0.1 | 0.092 | 18.78 |  | --> | 0.095 | 0 | 0.011 | 0.088 | 0 |  | --> | E17 ex HARTNETTS CROSS | Hartnetts Cross [T121,T422] | HARTNETTS CROSS |  | 51.9271 | -9.222
MV/LV Substation WO***347 |  | 20 kV | _ | LV | 50 kVA :Pole Substation | 0.05 | --> | 0.05 | 0 | 0 | Constrained, otherwise capacity available =39 kVA | --> | 0.048 | 0 | 0 | 0 | 0 | Constrained, otherwise capacity available =49 kW | --> | E11 ex MACROOM | Macroom [T422] | MACROOM |  | 51.9469 | -8.8241
MV/LV Substation RO***350 |  | 20 kV | _ | LV | 50 kVA :Pole Substation | 0.05 | --> | 0.05 | 0.046 | 18.78 |  | --> | 0.048 | 0 | 0 | 0.048 | 0 |  | --> | E13 ex HARTNETTS CROSS | Hartnetts Cross [T121,T422] | HARTNETTS CROSS |  | 51.846 | -8.9815
MV/LV Substation KI***357 |  | 20 kV | _ | LV | 200 kVA :Pole Substation | 0.2 | --> | 0.2 | 0.174 | 18.78 |  | --> | 0.19 | 0 | 0 | 0.194 | 0 |  | --> | E14 ex HARTNETTS CROSS | Hartnetts Cross [T121,T422] | MACROOM |  | 51.9002 | -9.0833
MV/LV Substation BA***359 |  | 20 kV | _ | LV | 50 kVA :Pole Substation | 0.05 | --> | 0.05 | 0.037 | 18.78 |  | --> | 0.048 | 0 | 0 | 0.049 | 0 |  | --> | E18 ex HARTNETTS CROSS | Hartnetts Cross [T121,T422] | MACROOM |  | 51.9189 | -8.9486
MV/LV Substation AG***359Y |  | 20 kV | _ | LV | 50 kVA :Pole Substation | 0.05 | --> | 0.05 | 0 | 0 | Constrained, otherwise capacity available =46 kVA | --> | 0.048 | 0 | 0 | 0 | 0 | Constrained, otherwise capacity available =48 kW | --> | E11 ex MACROOM | Macroom [T422] | MACROOM |  | 51.9468 | -8.8059
MV/LV Substation 4 ***367Y |  | 10 kV | _ | LV | 400 kVA :Kiosk Substation | 0.4 | --> | 0.4 | 0 | 0 | Constrained, otherwise capacity available =206 kVA | --> | 0.38 | 0 | 0.011 | 0 | 0 | Constrained, otherwise capacity available =392 kW | --> | E12 ex HARTNETTS CROSS |  |  |  | 51.9063 | -8.9545
MV/LV Substation CH***368 |  | 20 kV | _ | LV | 100 kVA :Pole Substation | 0.1 | --> | 0.1 | 0 | 0 | Constrained, otherwise capacity available =55 kVA | --> | 0.095 | 0 | 0.006 | 0.096 | 0 |  | --> | E14 ex BEALNABLATH | Bealnablath [T421] | BANDON |  | 51.866 | -8.8889
MV/LV Substation CO***382Y |  | 20 kV | _ | LV | 100 kVA :Pole Substation | 0.1 | --> | 0.1 | 0.083 | 18.78 |  | --> | 0.095 | 0 | 0.004 | 0.094 | 0 |  | --> | E13 ex HARTNETTS CROSS | Hartnetts Cross [T121,T422] | HARTNETTS CROSS |  | 51.844 | -9.1193
MV/LV Substation TH***383Y |  | 10 kV | _ | LV | 200 kVA :Kiosk Substation | 0.2 | --> | 0.2 | 0.174 | 18.78 |  | --> | 0.19 | 0 | 0.022 | 0.177 | 0 |  | --> | E11 ex HARTNETTS CROSS | Hartnetts Cross [T121,T422] | HARTNETTS CROSS |  | 51.9122 | -8.965
MV/LV Substation LY***384Y |  | 20 kV | _ | LV | 400 kVA :Building Structure | 0.4 | --> | 0.4 | 0.2 | 18.78 |  | --> | 0.38 | 0 | 0.2 | 0.246 | 0 |  | --> | E14 ex HARTNETTS CROSS | Hartnetts Cross [T121,T422] | MACROOM |  | 51.9372 | -9.1447
MV/LV Substation RO***388Y |  | 10 kV | _ | LV | 200 kVA :Kiosk Substation | 0.2 | --> | 0.2 | 0.133 | 18.78 |  | --> | 0.19 | 0 | 0.036 | 0.172 | 0 |  | --> | E11 ex HARTNETTS CROSS | Hartnetts Cross [T121,T422] | HARTNETTS CROSS |  | 51.9126 | -8.9803
MV/LV Substation VI***4008 |  | 20 kV | _ | LV | 630 kVA :Kiosk Substation | 0.63 | --> | 0.63 | 0 | 0 | Constrained, otherwise capacity available =562 kVA | --> | 0.598 | 0 | 0.043 | 0 | 0 | Constrained, otherwise capacity available =576 kW | --> | E11 ex MACROOM | Macroom [T422] | MACROOM |  | 51.9111 | -8.7896
MV/LV Substation SH***4054 |  | 20 kV | _ | LV | 50 kVA :Pole Substation | 0.05 | --> | 0.05 | 0 | 0 | Constrained, otherwise capacity available =50 kVA | --> | 0.048 | 0 | 0 | 0 | 0 | Constrained, otherwise capacity available =48 kW | --> | E12 ex MACROOM | Macroom [T422] | MACROOM |  | 51.9153 | -8.9174
MV/LV Substation TW***4057 |  | 20 kV | _ | LV | 50 kVA :Pole Substation | 0.05 | --> | 0.05 | 0.045 | 18.78 |  | --> | 0.048 | 0 | 0 | 0.048 | 0 |  | --> | E14 ex HARTNETTS CROSS | Hartnetts Cross [T121,T422] | MACROOM |  | 51.8989 | -9.1434
MV/LV Substation CL***4059 |  | 20 kV | _ | LV | 50 kVA :Pole Substation | 0.05 | --> | 0.05 | 0 | 0 | Constrained, otherwise capacity available =50 kVA | --> | 0.048 | 0 | 0 | 0.048 | 0 |  | --> | E18 ex BEALNABLATH | Bealnablath [T421] | BANDON |  | 51.8389 | -8.8727
MV/LV Substation OA***405Y |  | 10 kV | _ | LV | 400 kVA :Kiosk Substation | 0.4 | --> | 0.4 | 0.24 | 18.78 |  | --> | 0.38 | 0 | 0.037 | 0.374 | 0 |  | --> | E11 ex HARTNETTS CROSS | Hartnetts Cross [T121,T422] | HARTNETTS CROSS |  | 51.9094 | -8.9638
MV/LV Substation BA***4068 |  | 20 kV | _ | LV | 50 kVA :Pole Substation | 0.05 | --> | 0.05 | 0.05 | 18.78 |  | --> | 0.048 | 0 | 0 | 0.048 | 0 |  | --> | E14 ex HARTNETTS CROSS | Hartnetts Cross [T121,T422] | MACROOM |  | 51.8974 | -9.0704
MV/LV Substation GL***4089 |  | 10 kV | _ | LV | 100 kVA :Pole Substation | 0.1 | --> | 0.1 | 0.085 | 18.78 |  | --> | 0.095 | 0 | 0 | 0.097 | 0 |  | --> | E18 ex HARTNETTS CROSS | Hartnetts Cross [T121,T422] | MACROOM |  | 51.9229 | -8.9933
MV/LV Substation VO***4094 |  | 20 kV | _ | LV | 50 kVA :Pole Substation | 0.05 | --> | 0.05 | 0 | 0 | Constrained, otherwise capacity available =36 kVA | --> | 0.048 | 0 | 0 | 0 | 0 | Constrained, otherwise capacity available =49 kW | --> | E11 ex MACROOM | Macroom [T422] | MACROOM |  | 51.9114 | -8.7752
MV/LV Substation LE***412 |  | 20 kV | _ | LV | 50 kVA :Pole Substation | 0.05 | --> | 0.05 | 0 | 0 | Constrained, otherwise capacity available =44 kVA | --> | 0.048 | 0 | 0.011 | 0 | 0 | Constrained, otherwise capacity available =40 kW | --> | E12 ex MACROOM | Macroom [T422] | MACROOM |  | 51.9381 | -8.8724
MV/LV Substation AL***4133 |  | 10 kV | _ | LV | 200 kVA :Kiosk Substation | 0.2 | --> | 0.2 | 0 | 0 | Constrained, otherwise capacity available =131 kVA | --> | 0.19 | 0 | 0 | 0 | 0 | Constrained, otherwise capacity available =199 kW | --> | E12 ex HARTNETTS CROSS |  |  |  | 51.903 | -8.9535
MV/LV Substation KE***4135 |  | 20 kV | _ | LV | 100 kVA :Pole Substation | 0.1 | --> | 0.1 | 0.1 | 18.78 |  | --> | 0.095 | 0 | 0 | 0.095 | 0 |  | --> | E18 ex HARTNETTS CROSS | Hartnetts Cross [T121,T422] | MACROOM |  | 51.9351 | -9.0489
MV/LV Substation RE***4137 |  | 20 kV | _ | LV | 50 kVA :Pole Substation | 0.05 | --> | 0.05 | 0.05 | 18.78 |  | --> | 0.048 | 0 | 0 | 0.048 | 0 |  | --> | E14 ex HARTNETTS CROSS | Hartnetts Cross [T121,T422] | MACROOM |  | 51.9007 | -9.1623
MV/LV Substation FO***4160 |  | 20 kV | _ | LV | 400 kVA :Building Structure | 0.4 | --> | 0.4 | 0.316 | 18.78 |  | --> | 0.38 | 0 | 0 | 0.391 | 0 |  | --> | E17 ex HARTNETTS CROSS | Hartnetts Cross [T121,T422] | HARTNETTS CROSS |  | 51.9459 | -9.1606
MV/LV Substation BR***4165 |  | 20 kV | _ | LV | 50 kVA :Pole Substation | 0.05 | --> | 0.05 | 0.048 | 18.78 |  | --> | 0.048 | 0 | 0 | 0.048 | 0 |  | --> | E14 ex HARTNETTS CROSS | Hartnetts Cross [T121,T422] | MACROOM |  | 51.8952 | -9.0308
MV/LV Substation CL***417Y |  | 20 kV | _ | LV | 630 kVA :Kiosk Substation | 0.63 | --> | 0.63 | 0.5 | 18.78 |  | --> | 0.598 | 0 | 0.018 | 0.5 | 0 |  | --> | E14 ex HARTNETTS CROSS | Hartnetts Cross [T121,T422] | MACROOM |  | 51.9399 | -9.1543
MV/LV Substation IR***4203 |  | 20 kV | _ | LV | 100 kVA :Pole Substation | 0.1 | --> | 0.1 | 0.086 | 18.78 |  | --> | 0.095 | 0 | 0 | 0.097 | 0 |  | --> | E14 ex HARTNETTS CROSS | Hartnetts Cross [T121,T422] | MACROOM |  | 51.9311 | -9.1441
MV/LV Substation DR***422Y |  | 20 kV | _ | LV | 50 kVA :Pole Substation | 0.05 | --> | 0.05 | 0 | 0 | Constrained, otherwise capacity available =33 kVA | --> | 0.048 | 0 | 0 | 0 | 0 | Constrained, otherwise capacity available =50 kW | --> | E11 ex MACROOM | Macroom [T422] | MACROOM |  | 51.9665 | -8.7898
MV/LV Substation SH***423 |  | 20 kV | _ | LV | 50 kVA :Pole Substation | 0.05 | --> | 0.05 | 0 | 0 | Constrained, otherwise capacity available =28 kVA | --> | 0.048 | 0 | 0 | 0 | 0 | Constrained, otherwise capacity available =50 kW | --> | E12 ex MACROOM | Macroom [T422] | MACROOM |  | 51.929 | -8.9167
MV/LV Substation RY***4235 |  | 20 kV | _ | LV | 50 kVA :Pole Substation | 0.05 | --> | 0.05 | 0 | 0 | Constrained, otherwise capacity available =37 kVA | --> | 0.048 | 0 | 0 | 0 | 0 | Constrained, otherwise capacity available =49 kW | --> | E11 ex MACROOM | Macroom [T422] | MACROOM |  | 51.9836 | -8.8412
MV/LV Substation KI***4237 |  | 20 kV | _ | LV | 400 kVA :Building Structure | 0.4 | --> | 0.4 | 0.4 | 18.78 |  | --> | 0.38 | 0 | 0 | 0.38 | 0 |  | --> | E17 ex HARTNETTS CROSS | Hartnetts Cross [T121,T422] | HARTNETTS CROSS |  | 51.9154 | -9.0177
MV/LV Substation ME***4246 |  | 10 kV | _ | LV | 400 kVA :Kiosk Substation | 0.4 | --> | 0.4 | 0.323 | 18.78 |  | --> | 0.38 | 0 | 0.042 | 0.359 | 0 |  | --> | E11 ex HARTNETTS CROSS | Hartnetts Cross [T121,T422] | HARTNETTS CROSS |  | 51.9086 | -8.9655
MV/LV Substation MU***4256 |  | 10 kV | _ | LV | 400 kVA :Kiosk Substation | 0.4 | --> | 0.4 | 0 | 0 | Constrained, otherwise capacity available =374 kVA | --> | 0.38 | 0 | 0.098 | 0 | 0 | Constrained, otherwise capacity available =311 kW | --> | E12 ex HARTNETTS CROSS |  |  |  | 51.9019 | -8.9505
MV/LV Substation KI***4266 |  | 20 kV | _ | LV | 50 kVA :Pole Substation | 0.05 | --> | 0.05 | 0.05 | 18.78 |  | --> | 0.048 | 0 | 0 | 0.048 | 0 |  | --> | E13 ex HARTNETTS CROSS | Hartnetts Cross [T121,T422] | HARTNETTS CROSS |  | 51.8566 | -9.054
MV/LV Substation CO***4271 |  | 20 kV | _ | LV | 50 kVA :Pole Substation | 0.05 | --> | 0.05 | 0.032 | 18.78 |  | --> | 0.048 | 0 | 0 | 0.05 | 0 |  | --> | E18 ex HARTNETTS CROSS | Hartnetts Cross [T121,T422] | MACROOM |  | 51.9123 | -8.953
MV/LV Substation TE***4277 |  | 20 kV | _ | LV | 50 kVA :Pole Substation | 0.05 | --> | 0.05 | 0.05 | 18.78 |  | --> | 0.048 | 0 | 0 | 0.048 | 0 |  | --> | E18 ex HARTNETTS CROSS | Hartnetts Cross [T121,T422] | MACROOM |  | 51.916 | -8.9811
MV/LV Substation TO***4280 |  | 20 kV | _ | LV | 50 kVA :Pole Substation | 0.05 | --> | 0.05 | 0.047 | 18.78 |  | --> | 0.048 | 0 | 0 | 0.048 | 0 |  | --> | E14 ex HARTNETTS CROSS | Hartnetts Cross [T121,T422] | MACROOM |  | 51.9346 | -9.1277
MV/LV Substation UM***4281 |  | 10 kV | _ | LV | 50 kVA :Pole Substation | 0.05 | --> | 0.05 | 0.05 | 18.78 |  | --> | 0.048 | 0 | 0 | 0.048 | 0 |  | --> | E11 ex HARTNETTS CROSS | Hartnetts Cross [T121,T422] | HARTNETTS CROSS |  | 51.9027 | -8.9412
MV/LV Substation IM***4298 |  | 10 kV | _ | LV | 400 kVA :Kiosk Substation | 0.4 | --> | 0.4 | 0.345 | 18.78 |  | --> | 0.38 | 0 | 0.032 | 0.364 | 0 |  | --> | E11 ex HARTNETTS CROSS | Hartnetts Cross [T121,T422] | HARTNETTS CROSS |  | 51.9131 | -8.9833
MV/LV Substation CA***4304 |  | 20 kV | _ | LV | 50 kVA :Pole Substation | 0.05 | --> | 0.05 | 0.05 | 18.78 |  | --> | 0.048 | 0 | 0 | 0.048 | 0 |  | --> | E18 ex HARTNETTS CROSS | Hartnetts Cross [T121,T422] | MACROOM |  | 52.0062 | -9.0779
MV/LV Substation AR***4305 |  | 20 kV | _ | LV | 50 kVA :Pole Substation | 0.05 | --> | 0.05 | 0.05 | 18.78 |  | --> | 0.048 | 0 | 0 | 0.048 | 0 |  | --> | E18 ex HARTNETTS CROSS | Hartnetts Cross [T121,T422] | MACROOM |  | 51.9247 | -8.9909
MV/LV Substation TO***4308 |  | 20 kV | _ | LV | 50 kVA :Pole Substation | 0.05 | --> | 0.05 | 0.05 | 18.78 |  | --> | 0.048 | 0 | 0 | 0.048 | 0 |  | --> | E17 ex HARTNETTS CROSS | Hartnetts Cross [T121,T422] | HARTNETTS CROSS |  | 51.9363 | -9.1155
MV/LV Substation DU***4319 |  | 10 kV | _ | LV | 630 kVA :Kiosk Substation | 0.63 | --> | 0.63 | 0 | 0 | Constrained, otherwise capacity available =598 kVA | --> | 0.598 | 0 | 0 | 0 | 0 | Constrained, otherwise capacity available =603 kW | --> | E12 ex HARTNETTS CROSS |  |  |  | 51.9039 | -8.9584
MV/LV Substation DU***431Y |  | 10 kV | _ | LV | 100 kVA :Kiosk Substation | 0.1 | --> | 0.1 | 0 | 0 | Constrained, otherwise capacity available =41 kVA | --> | 0.095 | 0 | 0.004 | 0 | 0 | Constrained, otherwise capacity available =100 kW | --> | E12 ex HARTNETTS CROSS |  |  |  | 51.9057 | -8.9531
MV/LV Substation CA***4331 |  | 20 kV | _ | LV | 200 kVA :Kiosk Substation | 0.2 | --> | 0.2 | 0.2 | 18.78 |  | --> | 0.19 | 0 | 0 | 0.19 | 0 |  | --> | E18 ex HARTNETTS CROSS | Hartnetts Cross [T121,T422] | MACROOM |  | 52.0057 | -9.0792
MV/LV Substation MA***4332 |  | 10 kV | _ | LV | 630 kVA :Building Structure | 0.63 | --> | 0.63 | 0.5 | 18.78 |  | --> | 0.598 | 0 | 0 | 0.5 | 0 |  | --> | E11 ex HARTNETTS CROSS | Hartnetts Cross [T121,T422] | HARTNETTS CROSS |  | 51.9046 | -8.9458
MV/LV Substation KI***4350 |  | 20 kV | _ | LV | 50 kVA :Pole Substation | 0.05 | --> | 0.05 | 0 | 0 | Constrained, otherwise capacity available =50 kVA | --> | 0.048 | 0 | 0 | 0 | 0 | Constrained, otherwise capacity available =48 kW | --> | E11 ex MACROOM | Macroom [T422] | MACROOM |  | 51.9356 | -8.7643
MV/LV Substation GU***4351 |  | 10 kV | _ | LV | 630 kVA :Kiosk Substation | 0.63 | --> | 0.63 | 0 | 0 | Constrained, otherwise capacity available =613 kVA | --> | 0.598 | 0 | 0 | 0 | 0 | Constrained, otherwise capacity available =601 kW | --> | E12 ex HARTNETTS CROSS |  |  |  | 51.9041 | -8.9719
MV/LV Substation BA***436 |  | 20 kV | _ | LV | 50 kVA :Pole Substation | 0.05 | --> | 0.05 | 0 | 0 | Constrained, otherwise capacity available =43 kVA | --> | 0.048 | 0 | 0 | 0 | 0 | Constrained, otherwise capacity available =48 kW | --> | E12 ex MACROOM | Macroom [T422] | MACROOM |  | 51.9525 | -8.9547
MV/LV Substation KN***4385 |  | 20 kV | _ | LV | 200 kVA :Pole Substation | 0.2 | --> | 0.2 | 0 | 0 | Constrained, otherwise capacity available =167 kVA | --> | 0.19 | 0 | 0 | 0 | 0 | Constrained, otherwise capacity available =194 kW | --> | E11 ex MACROOM | Macroom [T422] | MACROOM |  | 51.9075 | -8.7909
MV/LV Substation BA***4393 |  | 20 kV | _ | LV | 100 kVA :Pole Substation | 0.1 | --> | 0.1 | 0.1 | 18.78 |  | --> | 0.095 | 0 | 0 | 0.095 | 0 |  | --> | E18 ex HARTNETTS CROSS | Hartnetts Cross [T121,T422] | MACROOM |  | 51.9425 | -9.0168
MV/LV Substation MA***4402 |  | 10 kV | _ | LV | 50 kVA :Pole Substation | 0.05 | --> | 0.05 | 0.05 | 18.78 |  | --> | 0.048 | 0 | 0 | 0.048 | 0 |  | --> | E11 ex HARTNETTS CROSS | Hartnetts Cross [T121,T422] | HARTNETTS CROSS |  | 51.9073 | -8.9522
MV/LV Substation AB***441Y |  | 20 kV | _ | LV | 50 kVA :Pole Substation | 0.05 | --> | 0.05 | 0 | 0 | Constrained, otherwise capacity available =43 kVA | --> | 0.048 | 0 | 0 | 0 | 0 | Constrained, otherwise capacity available =48 kW | --> | E11 ex MACROOM | Macroom [T422] | MACROOM |  | 51.9416 | -8.8027
MV/LV Substation MA***448X |  | 10 kV | _ | LV | 50 kVA :Pole Substation | 0.05 | --> | 0.05 | 0 | 0 | Constrained, otherwise capacity available =50 kVA | --> | 0.048 | 0 | 0 | 0 | 0 | Constrained, otherwise capacity available =48 kW | --> | E12 ex HARTNETTS CROSS |  |  |  | 51.9063 | -8.9819
MV/LV Substation CA***455 |  | 20 kV | _ | LV | 50 kVA :Pole Substation | 0.05 | --> | 0.05 | 0 | 0 | Constrained, otherwise capacity available =47 kVA | --> | 0.048 | 0 | 0 | 0 | 0 | Constrained, otherwise capacity available =48 kW | --> | E11 ex MACROOM | Macroom [T422] | MACROOM |  | 51.9019 | -8.8776
MV/LV Substation CO***471Y |  | 20 kV | _ | LV | 50 kVA :Pole Substation | 0.05 | --> | 0.05 | 0.048 | 18.78 |  | --> | 0.048 | 0 | 0 | 0.048 | 0 |  | --> | E17 ex HARTNETTS CROSS | Hartnetts Cross [T121,T422] | HARTNETTS CROSS |  | 51.9049 | -9.0032
MV/LV Substation CH***476Y |  | 10 kV | _ | LV | 400 kVA :Kiosk Substation | 0.4 | --> | 0.4 | 0 | 0 | Constrained, otherwise capacity available =384 kVA | --> | 0.38 | 0 | 0 | 0 | 0 | Constrained, otherwise capacity available =382 kW | --> | E12 ex HARTNETTS CROSS |  |  |  | 51.903 | -8.9551
MV/LV Substation CL***481Y |  | 20 kV | _ | LV | 50 kVA :Pole Substation | 0.05 | --> | 0.05 | 0.046 | 18.78 |  | --> | 0.048 | 0 | 0.006 | 0.044 | 0 |  | --> | E14 ex HARTNETTS CROSS | Hartnetts Cross [T121,T422] | MACROOM |  | 51.9085 | -9.142
MV/LV Substation GL***491 |  | 20 kV | _ | LV | 200 kVA :Pole Substation | 0.2 | --> | 0.2 | 0 | 0 | Constrained, otherwise capacity available =131 kVA | --> | 0.19 | 0 | 0.016 | 0 | 0 | Constrained, otherwise capacity available =187 kW | --> | E11 ex MACROOM | Macroom [T422] | MACROOM |  | 51.913 | -8.7915
MV/LV Substation CL***494 |  | 20 kV | _ | LV | 200 kVA :Pole Substation | 0.2 | --> | 0.2 | 0 | 0 | Constrained, otherwise capacity available =142 kVA | --> | 0.19 | 0 | 0 | 0 | 0 | Constrained, otherwise capacity available =198 kW | --> | E11 ex MACROOM | Macroom [T422] | MACROOM |  | 51.9093 | -8.7751
MV/LV Substation CL***497 |  | 20 kV | _ | LV | 200 kVA :Pole Substation | 0.2 | --> | 0.2 | 0 | 0 | Constrained, otherwise capacity available =130 kVA | --> | 0.19 | 0 | 0.016 | 0 | 0 | Constrained, otherwise capacity available =188 kW | --> | E11 ex MACROOM | Macroom [T422] | MACROOM |  | 51.9082 | -8.7831
MV/LV Substation LA***498 |  | 20 kV | _ | LV | 50 kVA :Pole Substation | 0.05 | --> | 0.05 | 0 | 0 | Constrained, otherwise capacity available =42 kVA | --> | 0.048 | 0 | 0 | 0 | 0 | Constrained, otherwise capacity available =49 kW | --> | E11 ex MACROOM | Macroom [T422] | MACROOM |  | 51.9043 | -8.79
MV/LV Substation TH***501Y |  | 10 kV | _ | LV | 400 kVA :Kiosk Substation | 0.4 | --> | 0.4 | 0 | 0 | Constrained, otherwise capacity available =322 kVA | --> | 0.38 | 0 | 0 | 0 | 0 | Constrained, otherwise capacity available =391 kW | --> | E12 ex HARTNETTS CROSS |  |  |  | 51.9038 | -8.9614
MV/LV Substation CO***503 |  | 20 kV | _ | LV | 200 kVA :Pole Substation | 0.2 | --> | 0.2 | 0 | 0 | Constrained, otherwise capacity available =41 kVA | --> | 0.19 | 0 | 0.002 | 0 | 0 | Constrained, otherwise capacity available =209 kW | --> | E11 ex MACROOM | Macroom [T422] | MACROOM |  | 51.91 | -8.7886
MV/LV Substation BA***508 |  | 20 kV | _ | LV | 50 kVA :Pole Substation | 0.05 | --> | 0.05 | 0 | 0 | Constrained, otherwise capacity available =46 kVA | --> | 0.048 | 0 | 0.028 | 0 | 0 | Constrained, otherwise capacity available =27 kW | --> | E11 ex MACROOM | Macroom [T422] | MACROOM |  | 51.933 | -8.7778
MV/LV Substation CO***510Y |  | 20 kV | _ | LV | 50 kVA :Pole Substation | 0.05 | --> | 0.05 | 0 | 0 | Constrained, otherwise capacity available =50 kVA | --> | 0.048 | 0 | 0 | 0 | 0 | Constrained, otherwise capacity available =48 kW | --> | E11 ex MACROOM | Macroom [T422] | MACROOM |  | 51.9052 | -8.8539
MV/LV Substation CO***523X |  | 20 kV | _ | LV | 100 kVA :Pole Substation | 0.1 | --> | 0.1 | 0.062 | 18.78 |  | --> | 0.095 | 0 | 0 | 0.1 | 0 |  | --> | E18 ex HARTNETTS CROSS | Hartnetts Cross [T121,T422] | MACROOM |  | 51.8918 | -8.9385
MV/LV Substation SH***524X |  | 20 kV | _ | LV | 50 kVA :Pole Substation | 0.05 | --> | 0.05 | 0 | 0 | Constrained, otherwise capacity available =48 kVA | --> | 0.048 | 0 | 0 | 0.048 | 0 |  | --> | E14 ex BEALNABLATH | Bealnablath [T421] | BANDON |  | 51.8692 | -8.8443
MV/LV Substation IV***526X |  | 20 kV | _ | LV | 100 kVA :Pole Substation | 0.1 | --> | 0.1 | 0 | 0 | Constrained, otherwise capacity available =100 kVA | --> | 0.095 | 0 | 0 | 0 | 0 | Constrained, otherwise capacity available =95 kW | --> | E12 ex MACROOM | Macroom [T422] | MACROOM |  | 51.9353 | -8.9746
MV/LV Substation AG***527 |  | 20 kV | _ | LV | 200 kVA :Pole Substation | 0.2 | --> | 0.2 | 0 | 0 | Constrained, otherwise capacity available =144 kVA | --> | 0.19 | 0 | 0.05 | 0 | 0 | Constrained, otherwise capacity available =160 kW | --> | E11 ex MACROOM | Macroom [T422] | MACROOM |  | 51.9449 | -8.8071
MV/LV Substation WA***531Y |  | 20 kV | _ | LV | 100 kVA :Pole Substation | 0.1 | --> | 0.1 | 0 | 0 | Constrained, otherwise capacity available =59 kVA | --> | 0.095 | 0 | 0 | 0.1 | 0 |  | --> | E14 ex BEALNABLATH | Bealnablath [T421] | BANDON |  | 51.8618 | -8.8392
MV/LV Substation DR***534 |  | 20 kV | _ | LV | 50 kVA :Pole Substation | 0.05 | --> | 0.05 | 0 | 0 | Constrained, otherwise capacity available =40 kVA | --> | 0.048 | 0 | 0 | 0 | 0 | Constrained, otherwise capacity available =49 kW | --> | E11 ex MACROOM | Macroom [T422] | MACROOM |  | 51.968 | -8.7938
MV/LV Substation KI***536Y |  | 20 kV | _ | LV | 100 kVA :Pole Substation | 0.1 | --> | 0.1 | 0.096 | 18.78 |  | --> | 0.095 | 0 | 0 | 0.096 | 0 |  | --> | E14 ex HARTNETTS CROSS | Hartnetts Cross [T121,T422] | MACROOM |  | 51.9067 | -9.0765
MV/LV Substation RY***538 |  | 20 kV | _ | LV | 200 kVA :Pole Substation | 0.2 | --> | 0.2 | 0 | 0 | Constrained, otherwise capacity available =171 kVA | --> | 0.19 | 0 | 0.011 | 0 | 0 | Constrained, otherwise capacity available =186 kW | --> | E11 ex MACROOM | Macroom [T422] | MACROOM |  | 51.9782 | -8.8356
MV/LV Substation BR***538Y |  | 20 kV | _ | LV | 100 kVA :Pole Substation | 0.1 | --> | 0.1 | 0 | 0 | Constrained, otherwise capacity available =96 kVA | --> | 0.095 | 0 | 0.01 | 0 | 0 | Constrained, otherwise capacity available =88 kW | --> | E11 ex MACROOM | Macroom [T422] | MACROOM |  | 51.9796 | -8.8373
MV/LV Substation LI***543X |  | 10 kV | _ | LV | 200 kVA :Kiosk Substation | 0.2 | --> | 0.2 | 0.163 | 18.78 |  | --> | 0.19 | 0 | 0.011 | 0.187 | 0 |  | --> | E11 ex HARTNETTS CROSS | Hartnetts Cross [T121,T422] | HARTNETTS CROSS |  | 51.9115 | -8.9822
MV/LV Substation RY***545 |  | 20 kV | _ | LV | 50 kVA :Pole Substation | 0.05 | --> | 0.05 | 0 | 0 | Constrained, otherwise capacity available =42 kVA | --> | 0.048 | 0 | 0 | 0 | 0 | Constrained, otherwise capacity available =49 kW | --> | E11 ex MACROOM | Macroom [T422] | MACROOM |  | 51.9866 | -8.8482
MV/LV Substation MA***554Y |  | 10 kV | _ | LV | 400 kVA :Kiosk Substation | 0.4 | --> | 0.4 | 0 | 0 | Constrained, otherwise capacity available =377 kVA | --> | 0.38 | 0 | 0 | 0 | 0 | Constrained, otherwise capacity available =383 kW | --> | E12 ex HARTNETTS CROSS |  |  |  | 51.9061 | -8.9555
MV/LV Substation IN***564 |  | 20 kV | _ | LV | 200 kVA :Pole Substation | 0.2 | --> | 0.2 | 0.146 | 18.78 |  | --> | 0.19 | 0 | 0.005 | 0.194 | 0 |  | --> | E13 ex HARTNETTS CROSS | Hartnetts Cross [T121,T422] | HARTNETTS CROSS |  | 51.8425 | -9.1281
MV/LV Substation DR***580X |  | 20 kV | _ | LV | 50 kVA :Pole Substation | 0.05 | --> | 0.05 | 0 | 0 | Constrained, otherwise capacity available =30 kVA | --> | 0.048 | 0 | 0 | 0 | 0 | Constrained, otherwise capacity available =50 kW | --> | E12 ex MACROOM | Macroom [T422] | MACROOM |  | 51.9325 | -8.9642
MV/LV Substation CA***621 |  | 20 kV | _ | LV | 200 kVA :Pole Substation | 0.2 | --> | 0.2 | 0.181 | 18.78 |  | --> | 0.19 | 0 | 0 | 0.193 | 0 |  | --> | E13 ex HARTNETTS CROSS | Hartnetts Cross [T121,T422] | HARTNETTS CROSS |  | 51.8436 | -9.1228
MV/LV Substation KI***626 |  | 20 kV | _ | LV | 50 kVA :Pole Substation | 0.05 | --> | 0.05 | 0.035 | 18.78 |  | --> | 0.048 | 0 | 0.005 | 0.046 | 0 |  | --> | E14 ex HARTNETTS CROSS | Hartnetts Cross [T121,T422] | MACROOM |  | 51.9024 | -9.0802
MV/LV Substation CA***629 |  | 20 kV | _ | LV | 50 kVA :Pole Substation | 0.05 | --> | 0.05 | 0.048 | 18.78 |  | --> | 0.048 | 0 | 0 | 0.048 | 0 |  | --> | E14 ex HARTNETTS CROSS | Hartnetts Cross [T121,T422] | MACROOM |  | 51.9093 | -9.1033
MV/LV Substation DR***629X |  | 20 kV | _ | LV | 50 kVA :Pole Substation | 0.05 | --> | 0.05 | 0.041 | 18.78 |  | --> | 0.048 | 0 | 0.025 | 0.03 | 0 |  | --> | E14 ex HARTNETTS CROSS | Hartnetts Cross [T121,T422] | MACROOM |  | 51.8892 | -9.0361
MV/LV Substation MI***650 |  | 10 kV | _ | LV | 200 kVA :Kiosk Substation | 0.2 | --> | 0.2 | 0.155 | 18.78 |  | --> | 0.19 | 0 | 0.025 | 0.178 | 0 |  | --> | E11 ex HARTNETTS CROSS | Hartnetts Cross [T121,T422] | HARTNETTS CROSS |  | 51.9095 | -8.9815
MV/LV Substation KI***666 |  | 20 kV | _ | LV | 50 kVA :Pole Substation | 0.05 | --> | 0.05 | 0 | 0 | Constrained, otherwise capacity available =48 kVA | --> | 0.048 | 0 | 0 | 0 | 0 | Constrained, otherwise capacity available =48 kW | --> | E12 ex MACROOM | Macroom [T422] | MACROOM |  | 51.9376 | -8.9771
MV/LV Substation MO***672X |  | 20 kV | _ | LV | 200 kVA :Pole Substation | 0.2 | --> | 0.2 | 0 | 0 | Constrained, otherwise capacity available =130 kVA | --> | 0.19 | 0 | 0 | 0 | 0 | Constrained, otherwise capacity available =199 kW | --> | E11 ex MACROOM | Macroom [T422] | MACROOM |  | 51.9311 | -8.7683
MV/LV Substation CL***676 |  | 20 kV | _ | LV | 200 kVA :Pole Substation | 0.2 | --> | 0.2 | 0.146 | 18.78 |  | --> | 0.19 | 0 | 0.009 | 0.191 | 0 |  | --> | E18 ex HARTNETTS CROSS | Hartnetts Cross [T121,T422] | MACROOM |  | 51.9296 | -9.0226
MV/LV Substation CL***677 |  | 20 kV | _ | LV | 200 kVA :Pole Substation | 0.2 | --> | 0.2 | 0.167 | 18.78 |  | --> | 0.19 | 0 | 0.005 | 0.191 | 0 |  | --> | E18 ex HARTNETTS CROSS | Hartnetts Cross [T121,T422] | MACROOM |  | 51.9317 | -9.0239
MV/LV Substation MA***679X |  | 20 kV | _ | LV | 200 kVA :Pole Substation | 0.2 | --> | 0.2 | 0.158 | 18.78 |  | --> | 0.19 | 0 | 0.05 | 0.159 | 0 |  | --> | E17 ex HARTNETTS CROSS | Hartnetts Cross [T121,T422] | HARTNETTS CROSS |  | 51.9324 | -9.2203
MV/LV Substation CO***682X |  | 20 kV | _ | LV | 100 kVA :Pole Substation | 0.1 | --> | 0.1 | 0.091 | 18.78 |  | --> | 0.095 | 0 | 0 | 0.096 | 0 |  | --> | E19 ex HARTNETTS CROSS | Hartnetts Cross [T121,T422] | HARTNETTS CROSS |  | 51.8929 | -8.9442
MV/LV Substation CO***683 |  | 20 kV | _ | LV | 50 kVA :Pole Substation | 0.05 | --> | 0.05 | 0.047 | 18.78 |  | --> | 0.048 | 0 | 0 | 0.048 | 0 |  | --> | E17 ex HARTNETTS CROSS | Hartnetts Cross [T121,T422] | HARTNETTS CROSS |  | 51.9254 | -9.0497
MV/LV Substation B/***692 |  | 20 kV | _ | LV | 200 kVA :Pole Substation | 0.2 | --> | 0.2 | 0.158 | 18.78 |  | --> | 0.19 | 0 | 0 | 0.196 | 0 |  | --> | E18 ex HARTNETTS CROSS | Hartnetts Cross [T121,T422] | MACROOM |  | 51.9365 | -9.0475
MV/LV Substation GR***706X |  | 20 kV | _ | LV | 100 kVA :Pole Substation | 0.1 | --> | 0.1 | 0.1 | 18.78 |  | --> | 0.095 | 0 | 0 | 0.095 | 0 |  | --> | E14 ex HARTNETTS CROSS | Hartnetts Cross [T121,T422] | MACROOM |  | 51.9015 | -9.1532
MV/LV Substation RE***714X |  | 20 kV | _ | LV | 100 kVA :Pole Substation | 0.1 | --> | 0.1 | 0.099 | 18.78 |  | --> | 0.095 | 0 | 0 | 0.095 | 0 |  | --> | E14 ex HARTNETTS CROSS | Hartnetts Cross [T121,T422] | MACROOM |  | 51.9039 | -9.1623
MV/LV Substation KI***723X |  | 10 kV | _ | LV | 200 kVA :Pole Substation | 0.2 | --> | 0.2 | 0.146 | 18.78 |  | --> | 0.19 | 0 | 0.014 | 0.187 | 0 |  | --> | E11 ex HARTNETTS CROSS | Hartnetts Cross [T121,T422] | HARTNETTS CROSS |  | 51.9116 | -8.9694
MV/LV Substation CA***725X |  | 20 kV | _ | LV | 50 kVA :Pole Substation | 0.05 | --> | 0.05 | 0 | 0 | Constrained, otherwise capacity available =48 kVA | --> | 0.048 | 0 | 0 | 0 | 0 | Constrained, otherwise capacity available =48 kW | --> | E12 ex MACROOM | Macroom [T422] | MACROOM |  | 51.9938 | -8.8963
MV/LV Substation TE***726 |  | 10 kV | _ | LV | 200 kVA :Building Structure | 0.2 | --> | 0.2 | 0.12 | 18.78 |  | --> | 0.19 | 0 | 0 | 0.201 | 0 |  | --> | E11 ex HARTNETTS CROSS | Hartnetts Cross [T121,T422] | HARTNETTS CROSS |  | 51.9062 | -8.957
MV/LV Substation CA***730 |  | 20 kV | _ | LV | 50 kVA :Pole Substation | 0.05 | --> | 0.05 | 0.036 | 18.78 |  | --> | 0.048 | 0 | 0.005 | 0.046 | 0 |  | --> | E18 ex HARTNETTS CROSS | Hartnetts Cross [T121,T422] | MACROOM |  | 51.979 | -9.0374
MV/LV Substation GO***730X |  | 10 kV | _ | LV | 200 kVA :Pole Substation | 0.2 | --> | 0.2 | 0 | 0 | Constrained, otherwise capacity available =183 kVA | --> | 0.19 | 0 | 0 | 0 | 0 | Constrained, otherwise capacity available =192 kW | --> | E12 ex HARTNETTS CROSS |  |  |  | 51.9076 | -8.9804
MV/LV Substation CA***743 |  | 20 kV | _ | LV | 50 kVA :Pole Substation | 0.05 | --> | 0.05 | 0.05 | 18.78 |  | --> | 0.048 | 0 | 0 | 0.048 | 0 |  | --> | E18 ex HARTNETTS CROSS | Hartnetts Cross [T121,T422] | MACROOM |  | 52.0074 | -9.0701
MV/LV Substation FI***768X |  | 20 kV | _ | LV | 400 kVA :Building Structure | 0.4 | --> | 0.4 | 0.301 | 18.78 |  | --> | 0.38 | 0 | 0 | 0.39 | 0 |  | --> | E14 ex HARTNETTS CROSS | Hartnetts Cross [T121,T422] | MACROOM |  | 51.9421 | -9.1565
MV/LV Substation KI***778 |  | 20 kV | _ | LV | 100 kVA :Pole Substation | 0.1 | --> | 0.1 | 0.076 | 18.78 |  | --> | 0.095 | 0 | 0 | 0.098 | 0 |  | --> | E14 ex HARTNETTS CROSS | Hartnetts Cross [T121,T422] | MACROOM |  | 51.8998 | -9.0819
MV/LV Substation MU***781X |  | 20 kV | _ | LV | 100 kVA :Pole Substation | 0.1 | --> | 0.1 | 0.099 | 18.78 |  | --> | 0.095 | 0 | 0 | 0.095 | 0 |  | --> | E18 ex HARTNETTS CROSS | Hartnetts Cross [T121,T422] | MACROOM |  | 51.9234 | -8.9941
MV/LV Substation BA***786X |  | 20 kV | _ | LV | 50 kVA :Pole Substation | 0.05 | --> | 0.05 | 0.039 | 18.78 |  | --> | 0.048 | 0 | 0 | 0.049 | 0 |  | --> | E14 ex HARTNETTS CROSS | Hartnetts Cross [T121,T422] | MACROOM |  | 51.9351 | -9.1354
MV/LV Substation CA***789X |  | 20 kV | _ | LV | 50 kVA :Pole Substation | 0.05 | --> | 0.05 | 0.042 | 18.78 |  | --> | 0.048 | 0 | 0 | 0.048 | 0 |  | --> | E13 ex HARTNETTS CROSS | Hartnetts Cross [T121,T422] | HARTNETTS CROSS |  | 51.8761 | -9.246
MV/LV Substation IN***799X |  | 20 kV | _ | LV | 200 kVA :Pole Substation | 0.2 | --> | 0.2 | 0.157 | 18.78 |  | --> | 0.19 | 0 | 0 | 0.196 | 0 |  | --> | E13 ex HARTNETTS CROSS | Hartnetts Cross [T121,T422] | HARTNETTS CROSS |  | 51.8414 | -9.1285
MV/LV Substation RA***803 |  | 20 kV | _ | LV | 50 kVA :Pole Substation | 0.05 | --> | 0.05 | 0.045 | 18.78 |  | --> | 0.048 | 0 | 0 | 0.048 | 0 |  | --> | E14 ex HARTNETTS CROSS | Hartnetts Cross [T121,T422] | MACROOM |  | 51.9185 | -9.1212
MV/LV Substation SA***818X |  | 20 kV | _ | LV | 100 kVA :Pole Substation | 0.1 | --> | 0.1 | 0 | 0 | Constrained, otherwise capacity available =84 kVA | --> | 0.095 | 0 | 0 | 0 | 0 | Constrained, otherwise capacity available =97 kW | --> | E11 ex MACROOM | Macroom [T422] | MACROOM |  | 51.8974 | -8.8624
MV/LV Substation PA***835X |  | 20 kV | _ | LV | 100 kVA :Pole Substation | 0.1 | --> | 0.1 | 0.069 | 18.78 |  | --> | 0.095 | 0 | 0 | 0.099 | 0 |  | --> | E14 ex HARTNETTS CROSS | Hartnetts Cross [T121,T422] | MACROOM |  | 51.8786 | -9.0426
MV/LV Substation MA***840X |  | 10 kV | _ | LV | 400 kVA :Kiosk Substation | 0.4 | --> | 0.4 | 0 | 0 | Constrained, otherwise capacity available =167 kVA | --> | 0.38 | 0 | 0.027 | 0 | 0 | Constrained, otherwise capacity available =390 kW | --> | E12 ex HARTNETTS CROSS |  |  |  | 51.9048 | -8.9605
MV/LV Substation KY***842X |  | 20 kV | _ | LV | 50 kVA :Pole Substation | 0.05 | --> | 0.05 | 0.04 | 18.78 |  | --> | 0.048 | 0 | 0.015 | 0.038 | 0 |  | --> | E14 ex HARTNETTS CROSS | Hartnetts Cross [T121,T422] | MACROOM |  | 51.8924 | -9.0628
MV/LV Substation CL***843X |  | 20 kV | _ | LV | 100 kVA :Pole Substation | 0.1 | --> | 0.1 | 0.094 | 18.78 |  | --> | 0.095 | 0 | 0 | 0.096 | 0 |  | --> | E18 ex HARTNETTS CROSS | Hartnetts Cross [T121,T422] | MACROOM |  | 51.9307 | -9.0205
MV/LV Substation BA***846 |  | 20 kV | _ | LV | 200 kVA :Pole Substation | 0.2 | --> | 0.2 | 0.179 | 18.78 |  | --> | 0.19 | 0 | 0.02 | 0.178 | 0 |  | --> | E14 ex HARTNETTS CROSS | Hartnetts Cross [T121,T422] | MACROOM |  | 51.9378 | -9.15
MV/LV Substation FL***851 |  | 20 kV | _ | LV | 100 kVA :Pole Substation | 0.1 | --> | 0.1 | 0.033 | 18.78 |  | --> | 0.095 | 0 | 0.005 | 0.1 | 0 |  | --> | E14 ex HARTNETTS CROSS | Hartnetts Cross [T121,T422] | MACROOM |  | 51.9401 | -9.1582
MV/LV Substation CL***851X |  | 20 kV | _ | LV | 50 kVA :Pole Substation | 0.05 | --> | 0.05 | 0.046 | 18.78 |  | --> | 0.048 | 0 | 0 | 0.048 | 0 |  | --> | E14 ex HARTNETTS CROSS | Hartnetts Cross [T121,T422] | MACROOM |  | 51.9103 | -9.1249
MV/LV Substation CA***853 |  | 20 kV | _ | LV | 50 kVA :Pole Substation | 0.05 | --> | 0.05 | 0.049 | 18.78 |  | --> | 0.048 | 0 | 0 | 0.048 | 0 |  | --> | E17 ex HARTNETTS CROSS | Hartnetts Cross [T121,T422] | HARTNETTS CROSS |  | 51.9523 | -9.163
MV/LV Substation TH***862 |  | 20 kV | _ | LV | 200 kVA :Pole Substation | 0.2 | --> | 0.2 | 0.143 | 18.78 |  | --> | 0.19 | 0 | 0.01 | 0.19 | 0 |  | --> | E17 ex HARTNETTS CROSS | Hartnetts Cross [T121,T422] | HARTNETTS CROSS |  | 51.9462 | -9.1702
MV/LV Substation CO***874 |  | 20 kV | _ | LV | 50 kVA :Pole Substation | 0.05 | --> | 0.05 | 0.034 | 18.78 |  | --> | 0.048 | 0 | 0.01 | 0.042 | 0 |  | --> | E17 ex HARTNETTS CROSS | Hartnetts Cross [T121,T422] | HARTNETTS CROSS |  | 51.9284 | -9.216
MV/LV Substation TE***876X |  | 20 kV | _ | LV | 50 kVA :Pole Substation | 0.05 | --> | 0.05 | 0.036 | 18.78 |  | --> | 0.048 | 0 | 0.01 | 0.042 | 0 |  | --> | E14 ex HARTNETTS CROSS | Hartnetts Cross [T121,T422] | MACROOM |  | 51.8806 | -9.0243
MV/LV Substation CE***881X |  | 20 kV | _ | LV | 400 kVA :Building Structure | 0.4 | --> | 0.4 | 0.251 | 18.78 |  | --> | 0.38 | 0 | 0 | 0.4 | 0 |  | --> | E18 ex HARTNETTS CROSS | Hartnetts Cross [T121,T422] | MACROOM |  | 52.0156 | -9.0644
MV/LV Substation LI***884X |  | 20 kV | _ | LV | 200 kVA :Pole Substation | 0.2 | --> | 0.2 | 0 | 0 | Constrained, otherwise capacity available =110 kVA | --> | 0.19 | 0 | 0 | 0.202 | 0 |  | --> | E14 ex BEALNABLATH | Bealnablath [T421] | BANDON |  | 51.8514 | -8.865
MV/LV Substation MA***897 |  | 20 kV | _ | LV | 50 kVA :Pole Substation | 0.05 | --> | 0.05 | 0.035 | 18.78 |  | --> | 0.048 | 0 | 0.009 | 0.043 | 0 |  | --> | E18 ex HARTNETTS CROSS | Hartnetts Cross [T121,T422] | MACROOM |  | 51.8932 | -8.9383
MV/LV Substation RA***907 |  | 20 kV | _ | LV | 100 kVA :Pole Substation | 0.1 | --> | 0.1 | 0.097 | 18.78 |  | --> | 0.095 | 0 | 0 | 0.095 | 0 |  | --> | E14 ex HARTNETTS CROSS | Hartnetts Cross [T121,T422] | MACROOM |  | 51.8898 | -9.0014
MV/LV Substation CO***911X |  | 20 kV | _ | LV | 100 kVA :Pole Substation | 0.1 | --> | 0.1 | 0.095 | 18.78 |  | --> | 0.095 | 0 | 0.01 | 0.088 | 0 |  | --> | E14 ex HARTNETTS CROSS | Hartnetts Cross [T121,T422] | MACROOM |  | 51.9202 | -9.1628
MV/LV Substation BA***925X |  | 10 kV | _ | LV | 400 kVA :Kiosk Substation | 0.4 | --> | 0.4 | 0.228 | 18.78 |  | --> | 0.38 | 0 | 0.03 | 0.381 | 0 |  | --> | E11 ex HARTNETTS CROSS | Hartnetts Cross [T121,T422] | HARTNETTS CROSS |  | 51.9063 | -8.9588
MV/LV Substation TE***942 |  | 20 kV | _ | LV | 200 kVA :Pole Substation | 0.2 | --> | 0.2 | 0.152 | 18.78 |  | --> | 0.19 | 0 | 0.009 | 0.19 | 0 |  | --> | E13 ex HARTNETTS CROSS | Hartnetts Cross [T121,T422] | HARTNETTS CROSS |  | 51.8386 | -8.9894
MV/LV Substation EU***956X |  | 20 kV | _ | LV | 400 kVA :Building Structure | 0.4 | --> | 0.4 | 0.245 | 18.78 |  | --> | 0.38 | 0 | 0.05 | 0.364 | 0 |  | --> | E14 ex HARTNETTS CROSS | Hartnetts Cross [T121,T422] | MACROOM |  | 51.9417 | -9.1558
MV/LV Substation TO***967 |  | 20 kV | _ | LV | 50 kVA :Pole Substation | 0.05 | --> | 0.05 | 0.041 | 18.78 |  | --> | 0.048 | 0 | 0 | 0.049 | 0 |  | --> | E13 ex HARTNETTS CROSS | Hartnetts Cross [T121,T422] | HARTNETTS CROSS |  | 51.8697 | -8.9697
MV/LV Substation FL***981X |  | 20 kV | _ | LV | 200 kVA :Kiosk Substation | 0.2 | --> | 0.2 | 0.179 | 18.78 |  | --> | 0.19 | 0 | 0 | 0.193 | 0 |  | --> | E14 ex HARTNETTS CROSS | Hartnetts Cross [T121,T422] | MACROOM |  | 51.9402 | -9.1561
MV/LV Substation DR***991X |  | 20 kV | _ | LV | 100 kVA :Pole Substation | 0.1 | --> | 0.1 | 0 | 0 | Constrained, otherwise capacity available =79 kVA | --> | 0.095 | 0 | 0.03 | 0 | 0 | Constrained, otherwise capacity available =76 kW | --> | E12 ex MACROOM | Macroom [T422] | MACROOM |  | 51.9309 | -8.9658
MV/LV Substation BM***998X |  | 20 kV | _ | LV | 400 kVA :Kiosk Substation | 0.4 | --> | 0.4 | 0.294 | 18.78 |  | --> | 0.38 | 0 | 0.03 | 0.372 | 0 |  | --> | E14 ex HARTNETTS CROSS | Hartnetts Cross [T121,T422] | MACROOM |  | 51.936 | -9.1466
MV/LV Substation BM***999X |  | 20 kV | _ | LV | 400 kVA :Kiosk Substation | 0.4 | --> | 0.4 | 0.34 | 18.78 |  | --> | 0.38 | 0 | 0.01 | 0.381 | 0 |  | --> | E14 ex HARTNETTS CROSS | Hartnetts Cross [T121,T422] | MACROOM |  | 51.9372 | -9.1442
MV/LV Substation CH***003 |  | 10 kV | _ | LV | 400 kVA :Kiosk Substation | 0.4 | --> | 0.4 | 0.278 | 3.27 |  | --> | 0.38 | 0 | 0.038 | 0.368 | 0 |  | --> | C11 ex LLOYD | Lloyd [T41,T42] | NAVAN |  | 53.7321 | -6.8769
MV/LV Substation TH***004Y |  | 10 kV | _ | LV | 400 kVA :Kiosk Substation | 0.4 | --> | 0.4 | 0.276 | 1.4 |  | --> | 0.38 | 0 | 0.007 | 0.392 | 0 |  | --> | C14 ex KELLS | Kells [T41,T42] | NAVAN |  | 53.7324 | -6.8721
MV/LV Substation BE***006Y |  | 10 kV | _ | LV | 100 kVA :Pole Substation | 0.1 | --> | 0.1 | 0.066 | 1.4 |  | --> | 0.095 | 0 | 0.028 | 0.079 | 0 |  | --> | C23 ex KELLS | Kells [T41,T42] | NAVAN |  | 53.7182 | -6.8722
MV/LV Substation HE***010 |  | 10 kV | _ | LV | 200 kVA :Pole Substation | 0.2 | --> | 0.2 | 0.139 | 1.4 |  | --> | 0.19 | 0 | 0.003 | 0.196 | 0 |  | --> | C23 ex KELLS | Kells [T41,T42] | NAVAN |  | 53.7258 | -6.8744
MV/LV Substation CA***011 |  | 10 kV | _ | LV | 200 kVA :Pole Substation | 0.2 | --> | 0.2 | 0.082 | 3.27 |  | --> | 0.19 | 0 | 0.004 | 0.203 | 0 |  | --> | C11 ex LLOYD | Lloyd [T41,T42] | NAVAN |  | 53.7291 | -6.8771
MV/LV Substation HE***013Y |  | 10 kV | _ | LV | 200 kVA :Kiosk Substation | 0.2 | --> | 0.2 | 0.188 | 1.4 |  | --> | 0.19 | 0 | 0.003 | 0.189 | 0 |  | --> | C25 ex KELLS | Kells [T41,T42] | NAVAN |  | 53.7266 | -6.869
MV/LV Substation CO***019 |  | 10 kV | _ | LV | 400 kVA :Kiosk Substation | 0.4 | --> | 0.4 | 0.322 | 3.27 |  | --> | 0.38 | 0 | 0.009 | 0.384 | 0 |  | --> | C11 ex LLOYD | Lloyd [T41,T42] | NAVAN |  | 53.731 | -6.8786
MV/LV Substation CL***021Y |  | 10 kV | _ | LV | 100 kVA :Pole Substation | 0.1 | --> | 0.1 | 0 | 0 | Constrained, otherwise capacity available =55 kVA | --> | 0.095 | 0 | 0 | 0 | 0 | Constrained, otherwise capacity available =101 kW | --> | C17 ex ATHBOY | Athboy [T42] | NAVAN |  | 53.7167 | -7.0622
MV/LV Substation DR***022 |  | 10 kV | _ | LV | 50 kVA :Pole Substation | 0.05 | --> | 0.05 | 0.031 | 1.4 |  | --> | 0.048 | 0 | 0.01 | 0.043 | 0 |  | --> | C25 ex KELLS | Kells [T41,T42] | NAVAN |  | 53.7261 | -6.8672
MV/LV Substation KI***024Y |  | 10 kV | _ | LV | 50 kVA :Pole Substation | 0.05 | --> | 0.05 | 0.046 | 1.4 |  | --> | 0.048 | 0 | 0 | 0.048 | 0 |  | --> | C26 ex KELLS | Kells [T41,T42] | NAVAN |  | 53.7114 | -6.8259
MV/LV Substation FA***025 |  | 10 kV | _ | LV | 400 kVA :Kiosk Substation | 0.4 | --> | 0.4 | 0.004 | 1.4 |  | --> | 0.38 | 0 | 0.018 | 0.417 | 0 |  | --> | C23 ex KELLS | Kells [T41,T42] | NAVAN |  | 53.7248 | -6.8787
MV/LV Substation CI***026 |  | 10 kV | _ | LV | 200 kVA :Pole Substation | 0.2 | --> | 0.2 | 0.084 | 3.27 |  | --> | 0.19 | 0 | 0 | 0.205 | 0 |  | --> | C12 ex LLOYD | Lloyd [T41,T42] | NAVAN |  | 53.7288 | -6.8846
MV/LV Substation GA***028 |  | 10 kV | _ | LV | 100 kVA :Pole Substation | 0.1 | --> | 0.1 | 0.074 | 1.4 |  | --> | 0.095 | 0 | 0.016 | 0.087 | 0 |  | --> | C23 ex KELLS | Kells [T41,T42] | NAVAN |  | 53.7212 | -6.8784
MV/LV Substation OR***029 |  | 10 kV | _ | LV | 200 kVA :Pole Substation | 0.2 | --> | 0.2 | 0.113 | 3.27 |  | --> | 0.19 | 0 | 0.005 | 0.198 | 0 |  | --> | C12 ex LLOYD | Lloyd [T41,T42] | NAVAN |  | 53.7283 | -6.8848
MV/LV Substation RO***032 |  | 10 kV | _ | LV | 200 kVA :Kiosk Substation | 0.2 | --> | 0.2 | 0.133 | 1.4 |  | --> | 0.19 | 0 | 0.025 | 0.18 | 0 |  | --> | C23 ex KELLS | Kells [T41,T42] | NAVAN |  | 53.7175 | -6.8788
MV/LV Substation SO***033 |  | 10 kV | _ | LV | 630 kVA :Building Structure | 0.63 | --> | 0.63 | 0.5 | 3.27 |  | --> | 0.598 | 0 | 0 | 0.5 | 0 |  | --> | C12 ex LLOYD | Lloyd [T41,T42] | NAVAN |  | 53.7288 | -6.8879
MV/LV Substation HE***035 |  | 10 kV | _ | LV | 400 kVA :Kiosk Substation | 0.4 | --> | 0.4 | 0.33 | 1.4 |  | --> | 0.38 | 0 | 0.083 | 0.328 | 0 |  | --> | C25 ex KELLS | Kells [T41,T42] | NAVAN |  | 53.7284 | -6.8708
MV/LV Substation SY***039 |  | 10 kV | _ | LV | 200 kVA :Kiosk Substation | 0.2 | --> | 0.2 | 0.075 | 1.4 |  | --> | 0.19 | 0 | 0.064 | 0.159 | 0 |  | --> | C23 ex KELLS | Kells [T41,T42] | NAVAN |  | 53.7163 | -6.8768
MV/LV Substation KE***040 |  | 10 kV | _ | LV | 400 kVA :Kiosk Substation | 0.4 | --> | 0.4 | 0.217 | 1.4 |  | --> | 0.38 | 0 | 0.01 | 0.397 | 0 |  | --> | C25 ex KELLS | Kells [T41,T42] | NAVAN |  | 53.7288 | -6.8745
MV/LV Substation RO***043 |  | 10 kV | _ | LV | 50 kVA :Pole Substation | 0.05 | --> | 0.05 | 0 | 0.68 |  | --> | 0.048 | 0 | 0.006 | 0 | 0 | Constrained, otherwise capacity available =53 kW | --> | C24 ex MULLAGH | Mullagh [T44] | MEATH HILL |  | 53.8106 | -6.9362
MV/LV Substation TO***043Y |  | 10 kV | _ | LV | 200 kVA :Kiosk Substation | 0.2 | --> | 0.2 | 0.153 | 3.27 |  | --> | 0.19 | 0 | 0.007 | 0.191 | 0 |  | --> | C12 ex LLOYD | Lloyd [T41,T42] | NAVAN |  | 53.7272 | -6.8881
MV/LV Substation MO***046 |  | 10 kV | _ | LV | 50 kVA :Pole Substation | 0.05 | --> | 0.05 | 0.039 | 0.68 |  | --> | 0.048 | 0 | 0 | 0 | 0 | Constrained, otherwise capacity available =49 kW | --> | C24 ex MULLAGH | Mullagh [T44] | MEATH HILL |  | 53.7819 | -6.8738
MV/LV Substation SW***047 |  | 10 kV | _ | LV | 200 kVA :Pole Substation | 0.2 | --> | 0.2 | 0.131 | 1.4 |  | --> | 0.19 | 0 | 0.006 | 0.195 | 0 |  | --> | C23 ex KELLS | Kells [T41,T42] | NAVAN |  | 53.7246 | -6.8734
MV/LV Substation KI***064Y |  | 10 kV | _ | LV | 200 kVA :Kiosk Substation | 0.2 | --> | 0.2 | 0.144 | 0.68 |  | --> | 0.19 | 0 | 0 | 0 | 0 | Constrained, otherwise capacity available =198 kW | --> | C24 ex MULLAGH | Mullagh [T44] | MEATH HILL |  | 53.8114 | -6.9509
MV/LV Substation MU***065Y |  | 10 kV | _ | LV | 100 kVA :Pole Substation | 0.1 | --> | 0.1 | 0.059 | 0.68 |  | --> | 0.095 | 0 | 0 | 0 | 0 | Constrained, otherwise capacity available =100 kW | --> | C24 ex MULLAGH | Mullagh [T44] | MEATH HILL |  | 53.8086 | -6.9381
MV/LV Substation ST***067Y |  | 10 kV | _ | LV | 100 kVA :Pole Substation | 0.1 | --> | 0.1 | 0.1 | 0.68 |  | --> | 0.095 | 0 | 0 | 0 | 0 | Constrained, otherwise capacity available =95 kW | --> | C24 ex MULLAGH | Mullagh [T44] | MEATH HILL |  | 53.8105 | -6.9374
MV/LV Substation TO***069Y |  | 10 kV | _ | LV | 200 kVA :Kiosk Substation | 0.2 | --> | 0.2 | 0.143 | 1.4 |  | --> | 0.19 | 0 | 0.013 | 0.188 | 0 |  | --> | C23 ex KELLS | Kells [T41,T42] | NAVAN |  | 53.7168 | -6.8838
MV/LV Substation KE***075Y |  | 10 kV | _ | LV | 400 kVA :Kiosk Substation | 0.4 | --> | 0.4 | 0.162 | 1.4 |  | --> | 0.38 | 0 | 0 | 0.411 | 0 |  | --> | C25 ex KELLS | Kells [T41,T42] | NAVAN |  | 53.7273 | -6.8743
MV/LV Substation TH***078Y |  | 10 kV | _ | LV | 200 kVA :Kiosk Substation | 0.2 | --> | 0.2 | 0 | 0 | Constrained, otherwise capacity available =157 kVA | --> | 0.19 | 0 | 0 | 0 | 0 | Constrained, otherwise capacity available =196 kW | --> | C17 ex ATHBOY | Athboy [T42] | NAVAN |  | 53.714 | -7.0169
MV/LV Substation EX***079Y |  | 10 kV | _ | LV | 630 kVA :Building Structure | 0.63 | --> | 0.63 | 0.463 | 3.27 |  | --> | 0.598 | 0 | 0.014 | 0.5 | 0 |  | --> | C12 ex LLOYD | Lloyd [T41,T42] | NAVAN |  | 53.7297 | -6.8827
MV/LV Substation FA***081Y |  | 10 kV | _ | LV | 400 kVA :Kiosk Substation | 0.4 | --> | 0.4 | 0.257 | 0.68 |  | --> | 0.38 | 0 | 0.013 | 0 | 0 | Constrained, otherwise capacity available =389 kW | --> | C24 ex MULLAGH | Mullagh [T44] | MEATH HILL |  | 53.813 | -6.9449
MV/LV Substation KI***086X |  | 10 kV | _ | LV | 50 kVA :Pole Substation | 0.05 | --> | 0.05 | 0 | 0 | Constrained, otherwise capacity available =37 kVA | --> | 0.048 | 0 | 0 | 0 | 0 | Constrained, otherwise capacity available =49 kW | --> | C17 ex ATHBOY | Athboy [T42] | NAVAN |  | 53.6844 | -6.9964
MV/LV Substation GL***098Y |  | 10 kV | _ | LV | 200 kVA :Kiosk Substation | 0.2 | --> | 0.2 | 0.153 | 0.68 |  | --> | 0.19 | 0 | 0.013 | 0 | 0 | Constrained, otherwise capacity available =187 kW | --> | C24 ex MULLAGH | Mullagh [T44] | MEATH HILL |  | 53.8102 | -6.942
MV/LV Substation CA***103X |  | 10 kV | _ | LV | 100 kVA :Pole Substation | 0.1 | --> | 0.1 | 0 | 0 | Constrained, otherwise capacity available =85 kVA | --> | 0.095 | 0 | 0 | 0 | 0 | Constrained, otherwise capacity available =97 kW | --> | C17 ex ATHBOY | Athboy [T42] | NAVAN |  | 53.7063 | -7.0106
MV/LV Substation MI***104Y |  | 10 kV | _ | LV | 200 kVA :Pole Substation | 0.2 | --> | 0.2 | 0.169 | 3.27 |  | --> | 0.19 | 0 | 0 | 0.194 | 0 |  | --> | C12 ex LLOYD | Lloyd [T41,T42] | NAVAN |  | 53.724 | -6.8834
MV/LV Substation EN***106Y |  | 10 kV | _ | LV | 400 kVA :Building Structure | 0.4 | --> | 0.4 | 0.381 | 3.27 |  | --> | 0.38 | 0 | 0 | 0.383 | 0 |  | --> | C11 ex LLOYD | Lloyd [T41,T42] | NAVAN |  | 53.7391 | -6.9081
MV/LV Substation RA***114Y |  | 10 kV | _ | LV | 100 kVA :Pole Substation | 0.1 | --> | 0.1 | 0.077 | 3.27 |  | --> | 0.095 | 0 | 0 | 0.098 | 0 |  | --> | C11 ex LLOYD | Lloyd [T41,T42] | NAVAN |  | 53.7418 | -6.9247
MV/LV Substation CR***121X |  | 10 kV | _ | LV | 100 kVA :Pole Substation | 0.1 | --> | 0.1 | 0 | 0 | Constrained, otherwise capacity available =97 kVA | --> | 0.095 | 0 | 0.049 | 0 | 0 | Constrained, otherwise capacity available =59 kW | --> | C17 ex ATHBOY | Athboy [T42] | NAVAN |  | 53.7051 | -7.0269
MV/LV Substation RA***122X |  | 10 kV | _ | LV | 1000 kVA :Kiosk Substation | 1 | --> | 1 | 0 | 0 | Constrained, otherwise capacity available =957 kVA | --> | 0.95 | 0 | 0 | 0 | 0 | Constrained, otherwise capacity available =956 kW | --> | C17 ex ATHBOY | Athboy [T42] | NAVAN |  | 53.7125 | -7.0218
MV/LV Substation CR***124X |  | 10 kV | _ | LV | 100 kVA :Pole Substation | 0.1 | --> | 0.1 | 0 | 0 | Constrained, otherwise capacity available =52 kVA | --> | 0.095 | 0 | 0.01 | 0 | 0 | Constrained, otherwise capacity available =94 kW | --> | C17 ex ATHBOY | Athboy [T42] | NAVAN |  | 53.715 | -7.0203
MV/LV Substation RO***125Y |  | 10 kV | _ | LV | 50 kVA :Pole Substation | 0.05 | --> | 0.05 | 0.03 | 0.68 |  | --> | 0.048 | 0 | 0 | 0 | 0 | Constrained, otherwise capacity available =50 kW | --> | C24 ex MULLAGH | Mullagh [T44] | MEATH HILL |  | 53.8121 | -6.9198
MV/LV Substation CO***130Y |  | 10 kV | _ | LV | 100 kVA :Pole Substation | 0.1 | --> | 0.1 | 0 | 0 | Constrained, otherwise capacity available =54 kVA | --> | 0.095 | 0 | 0 | 0 | 0 | Constrained, otherwise capacity available =101 kW | --> | C17 ex ATHBOY | Athboy [T42] | NAVAN |  | 53.7164 | -7.0654
MV/LV Substation RO***131Y |  | 10 kV | _ | LV | 50 kVA :Pole Substation | 0.05 | --> | 0.05 | 0.05 | 3.27 |  | --> | 0.048 | 0 | 0 | 0.048 | 0 |  | --> | C11 ex LLOYD | Lloyd [T41,T42] | NAVAN |  | 53.7439 | -6.9192
MV/LV Substation KE***133Y |  | 10 kV | _ | LV | 630 kVA :Kiosk Substation | 0.63 | --> | 0.63 | 0.49 | 3.27 |  | --> | 0.598 | 0 | 0 | 0.5 | 0 |  | --> | C12 ex LLOYD | Lloyd [T41,T42] | NAVAN |  | 53.7398 | -6.8958
MV/LV Substation CL***134Y |  | 10 kV | _ | LV | 50 kVA :Pole Substation | 0.05 | --> | 0.05 | 0 | 0 | Constrained, otherwise capacity available =30 kVA | --> | 0.048 | 0 | 0 | 0 | 0 | Constrained, otherwise capacity available =50 kW | --> | C17 ex ATHBOY | Athboy [T42] | NAVAN |  | 53.6782 | -6.9539
MV/LV Substation LI***140Y |  | 10 kV | _ | LV | 50 kVA :Pole Substation | 0.05 | --> | 0.05 | 0 | 0 | Constrained, otherwise capacity available =50 kVA | --> | 0.048 | 0 | 0 | 0 | 0 | Constrained, otherwise capacity available =48 kW | --> | C17 ex ATHBOY | Athboy [T42] | NAVAN |  | 53.684 | -6.9836
MV/LV Substation WH***142Y |  | 10 kV | _ | LV | 100 kVA :Pole Substation | 0.1 | --> | 0.1 | 0.075 | 1.4 |  | --> | 0.095 | 0 | 0 | 0.098 | 0 |  | --> | C26 ex KELLS | Kells [T41,T42] | NAVAN |  | 53.6864 | -6.8531
MV/LV Substation DU***154Y |  | 10 kV | _ | LV | 200 kVA :Kiosk Substation | 0.2 | --> | 0.2 | 0.194 | 0.68 |  | --> | 0.19 | 0 | 0 | 0 | 0 | Constrained, otherwise capacity available =191 kW | --> | C24 ex MULLAGH | Mullagh [T44] | MEATH HILL |  | 53.8101 | -6.9502
MV/LV Substation SP***158Y |  | 10 kV | _ | LV | 200 kVA :Pole Substation | 0.2 | --> | 0.2 | 0.192 | 3.27 |  | --> | 0.19 | 0 | 0 | 0.191 | 0 |  | --> | C12 ex LLOYD | Lloyd [T41,T42] | NAVAN |  | 53.7369 | -6.8943
MV/LV Substation MO***165Y |  | 10 kV | _ | LV | 50 kVA :Pole Substation | 0.05 | --> | 0.05 | 0.05 | 3.27 |  | --> | 0.048 | 0 | 0 | 0.048 | 0 |  | --> | C11 ex LLOYD | Lloyd [T41,T42] | NAVAN |  | 53.7448 | -6.9102
MV/LV Substation TE***180Y |  | 10 kV | _ | LV | 50 kVA :Pole Substation | 0.05 | --> | 0.05 | 0.048 | 3.27 |  | --> | 0.048 | 0 | 0 | 0.048 | 0 |  | --> | C11 ex LLOYD | Lloyd [T41,T42] | NAVAN |  | 53.7491 | -6.9611
MV/LV Substation SC***182Y |  | 10 kV | _ | LV | 50 kVA :Pole Substation | 0.05 | --> | 0.05 | 0.043 | 1.4 |  | --> | 0.048 | 0 | 0.007 | 0.043 | 0 |  | --> | C14 ex KELLS | Kells [T41,T42] | NAVAN |  | 53.7616 | -6.8408
MV/LV Substation RE***191Y |  | 10 kV | _ | LV | 50 kVA :Pole Substation | 0.05 | --> | 0.05 | 0 | 0 | Constrained, otherwise capacity available =48 kVA | --> | 0.048 | 0 | 0 | 0 | 0 | Constrained, otherwise capacity available =48 kW | --> | C17 ex ATHBOY | Athboy [T42] | NAVAN |  | 53.704 | -7.0165
MV/LV Substation BR***196Y |  | 10 kV | _ | LV | 50 kVA :Pole Substation | 0.05 | --> | 0.05 | 0.05 | 1.82 |  | --> | 0.048 | 0 | 0 | 0.048 | 0 |  | --> | C15 ex RANDALSTOWN | Randalstown [T41] | NAVAN |  | 53.6908 | -6.7792
MV/LV Substation KI***4007 |  | 10 kV | _ | LV | 50 kVA :Pole Substation | 0.05 | --> | 0.05 | 0.041 | 1.4 |  | --> | 0.048 | 0 | 0 | 0.049 | 0 |  | --> | C26 ex KELLS | Kells [T41,T42] | NAVAN |  | 53.7165 | -6.8483
MV/LV Substation KI***4008 |  | 10 kV | _ | LV | 50 kVA :Pole Substation | 0.05 | --> | 0.05 | 0.043 | 1.4 |  | --> | 0.048 | 0 | 0 | 0.048 | 0 |  | --> | C26 ex KELLS | Kells [T41,T42] | NAVAN |  | 53.7096 | -6.8559
MV/LV Substation HE***401 |  | 10 kV | _ | LV | 200 kVA :Pole Substation | 0.2 | --> | 0.2 | 0.152 | 1.4 |  | --> | 0.19 | 0 | 0 | 0.196 | 0 |  | --> | C14 ex KELLS | Kells [T41,T42] | NAVAN |  | 53.7262 | -6.8625
MV/LV Substation MO***4010 |  | 10 kV | _ | LV | 100 kVA :Pole Substation | 0.1 | --> | 0.1 | 0.095 | 0.68 |  | --> | 0.095 | 0 | 0 | 0 | 0 | Constrained, otherwise capacity available =96 kW | --> | C24 ex MULLAGH | Mullagh [T44] | MEATH HILL |  | 53.7848 | -6.8822
MV/LV Substation AL***4013 |  | 10 kV | _ | LV | 400 kVA :Kiosk Substation | 0.4 | --> | 0.4 | 0.339 | 3.27 |  | --> | 0.38 | 0 | 0 | 0.388 | 0 |  | --> | C12 ex LLOYD | Lloyd [T41,T42] | NAVAN |  | 53.7307 | -6.8899
MV/LV Substation TR***4024 |  | 10 kV | _ | LV | 50 kVA :Pole Substation | 0.05 | --> | 0.05 | 0 | 0 | Constrained, otherwise capacity available =36 kVA | --> | 0.048 | 0 | 0 | 0 | 0 | Constrained, otherwise capacity available =49 kW | --> | C17 ex ATHBOY | Athboy [T42] | NAVAN |  | 53.6635 | -6.97
MV/LV Substation MO***4033 |  | 10 kV | _ | LV | 50 kVA :Pole Substation | 0.05 | --> | 0.05 | 0.044 | 0.68 |  | --> | 0.048 | 0 | 0.01 | 0 | 0 | Constrained, otherwise capacity available =41 kW | --> | C24 ex MULLAGH | Mullagh [T44] | MEATH HILL |  | 53.7941 | -6.898
MV/LV Substation MU***405X |  | 10 kV | _ | LV | 1000 kVA :Building Structure | 1 | --> | 1 | 0.5 | 0.68 | Constrained, otherwise capacity available =923 kVA | --> | 0.95 | 0 | 0 | 0 | 0 | Constrained, otherwise capacity available =960 kW | --> | C24 ex MULLAGH | Mullagh [T44] | MEATH HILL |  | 53.8118 | -6.9485
MV/LV Substation KE***4064 |  | 10 kV | _ | LV | 100 kVA :Pole Substation | 0.1 | --> | 0.1 | 0.084 | 1.4 |  | --> | 0.095 | 0 | 0 | 0.097 | 0 |  | --> | C23 ex KELLS | Kells [T41,T42] | NAVAN |  | 53.7318 | -6.9201
MV/LV Substation RM***4074 |  | 10 kV | _ | LV | 400 kVA :Kiosk Substation | 0.4 | --> | 0.4 | 0.4 | 3.27 |  | --> | 0.38 | 0 | 0 | 0.38 | 0 |  | --> | C14 ex LLOYD | Lloyd [T41,T42] | NAVAN |  | 53.7382 | -6.9017
MV/LV Substation WA***4087 |  | 10 kV | _ | LV | 50 kVA :Pole Substation | 0.05 | --> | 0.05 | 0.036 | 0.68 |  | --> | 0.048 | 0 | 0 | 0 | 0 | Constrained, otherwise capacity available =49 kW | --> | C24 ex MULLAGH | Mullagh [T44] | MEATH HILL |  | 53.7918 | -6.8684
MV/LV Substation TR***4090 |  | 10 kV | _ | LV | 50 kVA :Pole Substation | 0.05 | --> | 0.05 | 0 | 0 | Constrained, otherwise capacity available =50 kVA | --> | 0.048 | 0 | 0 | 0 | 0 | Constrained, otherwise capacity available =48 kW | --> | C17 ex ATHBOY | Athboy [T42] | NAVAN |  | 53.6674 | -6.9731
MV/LV Substation KE***4096 |  | 10 kV | _ | LV | 200 kVA :Kiosk Substation | 0.2 | --> | 0.2 | 0.166 | 1.4 |  | --> | 0.19 | 0 | 0 | 0.195 | 0 |  | --> | C14 ex KELLS | Kells [T41,T42] | NAVAN |  | 53.7251 | -6.8626
MV/LV Substation NE***4114 |  | 10 kV | _ | LV | 50 kVA :Pole Substation | 0.05 | --> | 0.05 | 0.05 | 0.68 |  | --> | 0.048 | 0 | 0 | 0 | 0 | Constrained, otherwise capacity available =48 kW | --> | C24 ex MULLAGH | Mullagh [T44] | MEATH HILL |  | 53.7677 | -6.845
MV/LV Substation CA***4116 |  | 10 kV | _ | LV | 100 kVA :Pole Substation | 0.1 | --> | 0.1 | 0.088 | 1.4 |  | --> | 0.095 | 0 | 0 | 0.097 | 0 |  | --> | C14 ex KELLS | Kells [T41,T42] | NAVAN |  | 53.7573 | -6.8405
MV/LV Substation TU***4118 |  | 10 kV | _ | LV | 50 kVA :Pole Substation | 0.05 | --> | 0.05 | 0 | 0 | Constrained, otherwise capacity available =30 kVA | --> | 0.048 | 0 | 0 | 0 | 0 | Constrained, otherwise capacity available =50 kW | --> | C17 ex ATHBOY | Athboy [T42] | NAVAN |  | 53.7044 | -7.0414
MV/LV Substation ST***4120 |  | 10 kV | _ | LV | 100 kVA :Pole Substation | 0.1 | --> | 0.1 | 0.067 | 0.68 |  | --> | 0.095 | 0 | 0.006 | 0 | 0 | Constrained, otherwise capacity available =95 kW | --> | C24 ex MULLAGH | Mullagh [T44] | MEATH HILL |  | 53.8141 | -6.9592
MV/LV Substation EU***4121 |  | 10 kV | _ | LV | 400 kVA :Building Structure | 0.4 | --> | 0.4 | 0.4 | 3.27 |  | --> | 0.38 | 0 | 0 | 0.38 | 0 |  | --> | C12 ex LLOYD | Lloyd [T41,T42] | NAVAN |  | 53.7305 | -6.8867
MV/LV Substation ST***4128 |  | 10 kV | _ | LV | 100 kVA :Pole Substation | 0.1 | --> | 0.1 | 0.1 | 0.68 |  | --> | 0.095 | 0 | 0 | 0 | 0 | Constrained, otherwise capacity available =95 kW | --> | C24 ex MULLAGH | Mullagh [T44] | MEATH HILL |  | 53.7749 | -6.7962
MV/LV Substation AT***4134 |  | 10 kV | _ | LV | 50 kVA :Pole Substation | 0.05 | --> | 0.05 | 0.045 | 1.4 |  | --> | 0.048 | 0 | 0 | 0.048 | 0 |  | --> | C26 ex KELLS | Kells [T41,T42] | NAVAN |  | 53.69 | -6.8407
MV/LV Substation MA***415 |  | 10 kV | _ | LV | 50 kVA :Pole Substation | 0.05 | --> | 0.05 | 0.047 | 1.4 |  | --> | 0.048 | 0 | 0 | 0.048 | 0 |  | --> | C26 ex KELLS | Kells [T41,T42] | NAVAN |  | 53.6937 | -6.7866
MV/LV Substation VI***4153 |  | 10 kV | _ | LV | 200 kVA :Pole Substation | 0.2 | --> | 0.2 | 0.173 | 3.27 |  | --> | 0.19 | 0 | 0 | 0.194 | 0 |  | --> | C11 ex LLOYD | Lloyd [T41,T42] | NAVAN |  | 53.7394 | -6.9039
MV/LV Substation KI***4161 |  | 10 kV | _ | LV | 100 kVA :Pole Substation | 0.1 | --> | 0.1 | 0.086 | 1.4 |  | --> | 0.095 | 0 | 0.028 | 0.076 | 0 |  | --> | C26 ex KELLS | Kells [T41,T42] | NAVAN |  | 53.7119 | -6.8275
MV/LV Substation BA***4166 |  | 10 kV | _ | LV | 100 kVA :Pole Substation | 0.1 | --> | 0.1 | 0.095 | 0.68 |  | --> | 0.095 | 0 | 0 | 0 | 0 | Constrained, otherwise capacity available =96 kW | --> | C24 ex MULLAGH | Mullagh [T44] | MEATH HILL |  | 53.7574 | -6.8864
MV/LV Substation SH***4168 |  | 10 kV | _ | LV | 100 kVA :Pole Substation | 0.1 | --> | 0.1 | 0.07 | 3.27 |  | --> | 0.095 | 0 | 0 | 0.099 | 0 |  | --> | C11 ex LLOYD | Lloyd [T41,T42] | NAVAN |  | 53.7469 | -6.9026
MV/LV Substation WI***4174 |  | 10 kV | _ | LV | 400 kVA :Kiosk Substation | 0.4 | --> | 0.4 | 0.267 | 3.27 |  | --> | 0.38 | 0 | 0.029 | 0.376 | 0 |  | --> | C11 ex LLOYD | Lloyd [T41,T42] | NAVAN |  | 53.735 | -6.8846
MV/LV Substation CA***4180 |  | 10 kV | _ | LV | 50 kVA :Pole Substation | 0.05 | --> | 0.05 | 0.043 | 3.27 |  | --> | 0.048 | 0 | 0.01 | 0.041 | 0 |  | --> | C11 ex LLOYD | Lloyd [T41,T42] | NAVAN |  | 53.7371 | -6.9296
MV/LV Substation SU***4183 |  | 10 kV | _ | LV | 630 kVA :Building Structure | 0.63 | --> | 0.63 | 0.365 | 3.27 |  | --> | 0.598 | 0 | 0 | 0.5 | 0 |  | --> | C12 ex LLOYD | Lloyd [T41,T42] | NAVAN |  | 53.7308 | -6.8892
MV/LV Substation AB***4198 |  | 10 kV | _ | LV | 400 kVA :Building Structure | 0.4 | --> | 0.4 | 0.187 | 3.27 |  | --> | 0.38 | 0 | 0 | 0.408 | 0 |  | --> | C12 ex LLOYD | Lloyd [T41,T42] | NAVAN |  | 53.7379 | -6.8952
MV/LV Substation DE***4199 |  | 10 kV | _ | LV | 50 kVA :Pole Substation | 0.05 | --> | 0.05 | 0.05 | 0.68 |  | --> | 0.048 | 0 | 0 | 0 | 0 | Constrained, otherwise capacity available =48 kW | --> | C24 ex MULLAGH | Mullagh [T44] | MEATH HILL |  | 53.7678 | -6.838
MV/LV Substation GR***4210 |  | 10 kV | _ | LV | 50 kVA :Pole Substation | 0.05 | --> | 0.05 | 0.04 | 0.68 |  | --> | 0.048 | 0 | 0.02 | 0 | 0 | Constrained, otherwise capacity available =34 kW | --> | C24 ex MULLAGH | Mullagh [T44] | MEATH HILL |  | 53.766 | -6.8024
MV/LV Substation LY***4228 |  | 10 kV | _ | LV | 200 kVA :Pole Substation | 0.2 | --> | 0.2 | 0.181 | 3.27 |  | --> | 0.19 | 0 | 0 | 0.193 | 0 |  | --> | C12 ex LLOYD | Lloyd [T41,T42] | NAVAN |  | 53.7272 | -6.8909
MV/LV Substation O ***4253 |  | 10 kV | _ | LV | 50 kVA :Pole Substation | 0.05 | --> | 0.05 | 0.05 | 1.4 |  | --> | 0.048 | 0 | 0 | 0.048 | 0 |  | --> | C26 ex KELLS | Kells [T41,T42] | NAVAN |  | 53.7118 | -6.8213
MV/LV Substation DO***4255 |  | 10 kV | _ | LV | 50 kVA :Pole Substation | 0.05 | --> | 0.05 | 0.05 | 2.68 |  | --> | 0.048 | 0 | 0 | 0 | 0 | Constrained, otherwise capacity available =48 kW | --> | C13 ex OLDCASTLE | Oldcastle [T41,T422] | MULLINGAR |  | 53.7239 | -7.0339
MV/LV Substation CO***4262 |  | 10 kV | _ | LV | 630 kVA :Kiosk Substation | 0.63 | --> | 0.63 | 0.5 | 1.4 |  | --> | 0.598 | 0 | 0 | 0.5 | 0 |  | --> | C23 ex KELLS | Kells [T41,T42] | NAVAN |  | 53.72 | -6.8775
MV/LV Substation SE***4267 |  | 10 kV | _ | LV | 50 kVA :Pole Substation | 0.05 | --> | 0.05 | 0.05 | 0.68 |  | --> | 0.048 | 0 | 0 | 0 | 0 | Constrained, otherwise capacity available =48 kW | --> | C24 ex MULLAGH | Mullagh [T44] | MEATH HILL |  | 53.8557 | -6.9855
MV/LV Substation WO***4269 |  | 10 kV | _ | LV | 200 kVA :Pole Substation | 0.2 | --> | 0.2 | 0.2 | 1.4 |  | --> | 0.19 | 0 | 0 | 0.19 | 0 |  | --> | C14 ex KELLS | Kells [T41,T42] | NAVAN |  | 53.7613 | -6.8393
MV/LV Substation CA***443X |  | 10 kV | _ | LV | 100 kVA :Pole Substation | 0.1 | --> | 0.1 | 0.064 | 3.27 |  | --> | 0.095 | 0 | 0 | 0.1 | 0 |  | --> | C11 ex LLOYD | Lloyd [T41,T42] | NAVAN |  | 53.7495 | -6.9489
MV/LV Substation BL***449X |  | 10 kV | _ | LV | 100 kVA :Pole Substation | 0.1 | --> | 0.1 | 0.074 | 3.27 |  | --> | 0.095 | 0 | 0.004 | 0.096 | 0 |  | --> | C11 ex LLOYD | Lloyd [T41,T42] | NAVAN |  | 53.7327 | -6.8804
MV/LV Substation OA***460X |  | 10 kV | _ | LV | 200 kVA :Pole Substation | 0.2 | --> | 0.2 | 0.163 | 0.68 |  | --> | 0.19 | 0 | 0 | 0 | 0 | Constrained, otherwise capacity available =195 kW | --> | C24 ex MULLAGH | Mullagh [T44] | MEATH HILL |  | 53.7558 | -6.8837
MV/LV Substation BA***461X |  | 10 kV | _ | LV | 100 kVA :Pole Substation | 0.1 | --> | 0.1 | 0.062 | 1.4 |  | --> | 0.095 | 0 | 0 | 0.1 | 0 |  | --> | C14 ex KELLS | Kells [T41,T42] | NAVAN |  | 53.752 | -6.8348
MV/LV Substation BA***466 |  | 10 kV | _ | LV | 50 kVA :Pole Substation | 0.05 | --> | 0.05 | 0.008 | 1.4 |  | --> | 0.048 | 0 | 0.035 | 0.027 | 0 |  | --> | C23 ex KELLS | Kells [T41,T42] | NAVAN |  | 53.7057 | -6.9235
MV/LV Substation KI***467X |  | 10 kV | _ | LV | 50 kVA :Pole Substation | 0.05 | --> | 0.05 | 0.046 | 1.4 |  | --> | 0.048 | 0 | 0 | 0.048 | 0 |  | --> | C26 ex KELLS | Kells [T41,T42] | NAVAN |  | 53.7116 | -6.8153
MV/LV Substation BE***472 |  | 10 kV | _ | LV | 200 kVA :Building Structure | 0.2 | --> | 0.2 | 0.2 | 1.4 |  | --> | 0.19 | 0 | 0 | 0.19 | 0 |  | --> | C23 ex KELLS | Kells [T41,T42] | NAVAN |  | 53.7001 | -6.9096
MV/LV Substation DR***482X |  | 10 kV | _ | LV | 100 kVA :Pole Substation | 0.1 | --> | 0.1 | 0.078 | 1.4 |  | --> | 0.095 | 0 | 0.012 | 0.089 | 0 |  | --> | C23 ex KELLS | Kells [T41,T42] | NAVAN |  | 53.7251 | -6.9413
MV/LV Substation WE***489X |  | 10 kV | _ | LV | 50 kVA :Pole Substation | 0.05 | --> | 0.05 | 0.027 | 0.68 |  | --> | 0.048 | 0 | 0 | 0 | 0 | Constrained, otherwise capacity available =50 kW | --> | C24 ex MULLAGH | Mullagh [T44] | MEATH HILL |  | 53.8112 | -6.9151
MV/LV Substation ME***532 |  | 10 kV | _ | LV | 100 kVA :Pole Substation | 0.1 | --> | 0.1 | 0.076 | 3.27 |  | --> | 0.095 | 0 | 0 | 0.098 | 0 |  | --> | C11 ex LLOYD | Lloyd [T41,T42] | NAVAN |  | 53.7478 | -6.9395
MV/LV Substation CA***539 |  | 10 kV | _ | LV | 200 kVA :Pole Substation | 0.2 | --> | 0.2 | 0.136 | 3.27 |  | --> | 0.19 | 0 | 0.004 | 0.196 | 0 |  | --> | C11 ex LLOYD | Lloyd [T41,T42] | NAVAN |  | 53.7504 | -6.9567
MV/LV Substation OC***541X |  | 10 kV | _ | LV | 200 kVA :Pole Substation | 0.2 | --> | 0.2 | 0.147 | 1.4 |  | --> | 0.19 | 0 | 0.016 | 0.185 | 0 |  | --> | C14 ex KELLS | Kells [T41,T42] | NAVAN |  | 53.7634 | -6.839
MV/LV Substation AR***549X |  | 10 kV | _ | LV | 400 kVA :Kiosk Substation | 0.4 | --> | 0.4 | 0.28 | 3.27 |  | --> | 0.38 | 0 | 0.026 | 0.377 | 0 |  | --> | C12 ex LLOYD | Lloyd [T41,T42] | NAVAN |  | 53.7322 | -6.8849
MV/LV Substation RA***574X |  | 10 kV | _ | LV | 100 kVA :Pole Substation | 0.1 | --> | 0.1 | 0.039 | 1.4 |  | --> | 0.095 | 0 | 0 | 0.103 | 0 |  | --> | C14 ex KELLS | Kells [T41,T42] | NAVAN |  | 53.7291 | -6.8625
MV/LV Substation DR***594X |  | 10 kV | _ | LV | 100 kVA :Pole Substation | 0.1 | --> | 0.1 | 0.097 | 0.68 |  | --> | 0.095 | 0 | 0 | 0 | 0 | Constrained, otherwise capacity available =95 kW | --> | C24 ex MULLAGH | Mullagh [T44] | MEATH HILL |  | 53.7644 | -6.7663
MV/LV Substation HA***620X |  | 10 kV | _ | LV | 200 kVA :Pole Substation | 0.2 | --> | 0.2 | 0.199 | 3.27 |  | --> | 0.19 | 0 | 0 | 0.19 | 0 |  | --> | C11 ex LLOYD | Lloyd [T41,T42] | NAVAN |  | 53.7621 | -7.0044
MV/LV Substation RA***628X |  | 10 kV | _ | LV | 50 kVA :Pole Substation | 0.05 | --> | 0.05 | 0.046 | 3.27 |  | --> | 0.048 | 0 | 0 | 0.048 | 0 |  | --> | C11 ex LLOYD | Lloyd [T41,T42] | NAVAN |  | 53.7451 | -6.9273
MV/LV Substation HO***647X |  | 10 kV | _ | LV | 50 kVA :Pole Substation | 0.05 | --> | 0.05 | 0.041 | 1.4 |  | --> | 0.048 | 0 | 0 | 0.049 | 0 |  | --> | C26 ex KELLS | Kells [T41,T42] | NAVAN |  | 53.7226 | -6.7912
MV/LV Substation ED***650X |  | 10 kV | _ | LV | 50 kVA :Pole Substation | 0.05 | --> | 0.05 | 0.042 | 3.27 |  | --> | 0.048 | 0 | 0 | 0.048 | 0 |  | --> | C11 ex LLOYD | Lloyd [T41,T42] | NAVAN |  | 53.7746 | -7.0011
MV/LV Substation KI***653X |  | 10 kV | _ | LV | 50 kVA :Pole Substation | 0.05 | --> | 0.05 | 0.05 | 1.4 |  | --> | 0.048 | 0 | 0 | 0.048 | 0 |  | --> | C26 ex KELLS | Kells [T41,T42] | NAVAN |  | 53.7176 | -6.835
MV/LV Substation AT***654X |  | 10 kV | _ | LV | 200 kVA :Pole Substation | 0.2 | --> | 0.2 | 0.105 | 1.4 |  | --> | 0.19 | 0 | 0 | 0.203 | 0 |  | --> | C26 ex KELLS | Kells [T41,T42] | NAVAN |  | 53.6896 | -6.8308
MV/LV Substation ST***656X |  | 10 kV | _ | LV | 200 kVA :Pole Substation | 0.2 | --> | 0.2 | 0.176 | 0.68 |  | --> | 0.19 | 0 | 0.05 | 0 | 0 | Constrained, otherwise capacity available =156 kW | --> | C24 ex MULLAGH | Mullagh [T44] | MEATH HILL |  | 53.7736 | -6.7948
MV/LV Substation CA***661X |  | 10 kV | _ | LV | 50 kVA :Pole Substation | 0.05 | --> | 0.05 | 0.04 | 3.27 |  | --> | 0.048 | 0 | 0 | 0.049 | 0 |  | --> | C11 ex LLOYD | Lloyd [T41,T42] | NAVAN |  | 53.7368 | -6.9582
MV/LV Substation KN***666X |  | 10 kV | _ | LV | 100 kVA :Pole Substation | 0.1 | --> | 0.1 | 0.092 | 0.68 |  | --> | 0.095 | 0 | 0.005 | 0 | 0 | Constrained, otherwise capacity available =92 kW | --> | C24 ex MULLAGH | Mullagh [T44] | MEATH HILL |  | 53.7562 | -6.8727
MV/LV Substation CH***670X |  | 10 kV | _ | LV | 200 kVA :Pole Substation | 0.2 | --> | 0.2 | 0.12 | 1.4 |  | --> | 0.19 | 0 | 0 | 0.201 | 0 |  | --> | C26 ex KELLS | Kells [T41,T42] | NAVAN |  | 53.6876 | -6.8392
MV/LV Substation HE***675 |  | 10 kV | _ | LV | 100 kVA :Pole Substation | 0.1 | --> | 0.1 | 0.055 | 1.4 |  | --> | 0.095 | 0 | 0.02 | 0.086 | 0 |  | --> | C14 ex KELLS | Kells [T41,T42] | NAVAN |  | 53.7351 | -6.8482
MV/LV Substation MU***683 |  | 10 kV | _ | LV | 50 kVA :Pole Substation | 0.05 | --> | 0.05 | 0.045 | 0.68 |  | --> | 0.048 | 0 | 0 | 0 | 0 | Constrained, otherwise capacity available =48 kW | --> | C24 ex MULLAGH | Mullagh [T44] | MEATH HILL |  | 53.8171 | -6.9733
MV/LV Substation MU***687X |  | 10 kV | _ | LV | 100 kVA :Pole Substation | 0.1 | --> | 0.1 | 0 | 0.68 |  | --> | 0.095 | 0 | 0 | 0 | 0 | Constrained, otherwise capacity available =111 kW | --> | C24 ex MULLAGH | Mullagh [T44] | MEATH HILL |  | 53.8068 | -6.9667
MV/LV Substation DR***696X |  | 10 kV | _ | LV | 50 kVA :Pole Substation | 0.05 | --> | 0.05 | 0.009 | 1.4 |  | --> | 0.048 | 0 | 0 | 0.053 | 0 |  | --> | C23 ex KELLS | Kells [T41,T42] | NAVAN |  | 53.726 | -6.9398
MV/LV Substation MC***707X |  | 10 kV | _ | LV | 100 kVA :Pole Substation | 0.1 | --> | 0.1 | 0.092 | 3.27 |  | --> | 0.095 | 0 | 0 | 0.096 | 0 |  | --> | C11 ex LLOYD | Lloyd [T41,T42] | NAVAN |  | 53.7434 | -6.8974
MV/LV Substation OR***709X |  | 10 kV | _ | LV | 200 kVA :Pole Substation | 0.2 | --> | 0.2 | 0.174 | 1.4 |  | --> | 0.19 | 0 | 0 | 0.194 | 0 |  | --> | C26 ex KELLS | Kells [T41,T42] | NAVAN |  | 53.7216 | -6.7889
MV/LV Substation HE***724X |  | 10 kV | _ | LV | 200 kVA :Pole Substation | 0.2 | --> | 0.2 | 0.126 | 1.4 |  | --> | 0.19 | 0 | 0.029 | 0.178 | 0 |  | --> | C23 ex KELLS | Kells [T41,T42] | NAVAN |  | 53.7197 | -6.8751
MV/LV Substation NE***730X |  | 10 kV | _ | LV | 50 kVA :Pole Substation | 0.05 | --> | 0.05 | 0.032 | 3.27 |  | --> | 0.048 | 0 | 0 | 0.05 | 0 |  | --> | C11 ex LLOYD | Lloyd [T41,T42] | NAVAN |  | 53.7533 | -6.965
MV/LV Substation PA***739X |  | 10 kV | _ | LV | 100 kVA :Pole Substation | 0.1 | --> | 0.1 | 0.087 | 1.4 |  | --> | 0.095 | 0 | 0.006 | 0.092 | 0 |  | --> | C23 ex KELLS | Kells [T41,T42] | NAVAN |  | 53.7191 | -6.8833
MV/LV Substation HO***747X |  | 10 kV | _ | LV | 50 kVA :Pole Substation | 0.05 | --> | 0.05 | 0.048 | 1.4 |  | --> | 0.048 | 0 | 0 | 0.048 | 0 |  | --> | C26 ex KELLS | Kells [T41,T42] | NAVAN |  | 53.6869 | -6.8487
MV/LV Substation MA***748X |  | 10 kV | _ | LV | 200 kVA :Pole Substation | 0.2 | --> | 0.2 | 0.134 | 3.27 |  | --> | 0.19 | 0 | 0 | 0.199 | 0 |  | --> | C11 ex LLOYD | Lloyd [T41,T42] | NAVAN |  | 53.7298 | -6.8768
MV/LV Substation GI***752X |  | 10 kV | _ | LV | 50 kVA :Pole Substation | 0.05 | --> | 0.05 | 0.05 | 0.68 |  | --> | 0.048 | 0 | 0 | 0 | 0 | Constrained, otherwise capacity available =48 kW | --> | C24 ex MULLAGH | Mullagh [T44] | MEATH HILL |  | 53.7529 | -6.8841
MV/LV Substation HE***770X |  | 10 kV | _ | LV | 50 kVA :Pole Substation | 0.05 | --> | 0.05 | 0.043 | 1.4 |  | --> | 0.048 | 0 | 0 | 0.048 | 0 |  | --> | C14 ex KELLS | Kells [T41,T42] | NAVAN |  | 53.7364 | -6.8573
MV/LV Substation NU***772X |  | 10 kV | _ | LV | 200 kVA :Pole Substation | 0.2 | --> | 0.2 | 0.132 | 3.27 |  | --> | 0.19 | 0 | 0 | 0.192 | 0 |  | --> | C12 ex LLOYD | Lloyd [T41,T42] | NAVAN |  | 53.7268 | -6.8938
MV/LV Substation TE***784X |  | 10 kV | _ | LV | 100 kVA :Pole Substation | 0.1 | --> | 0.1 | 0.087 | 1.4 |  | --> | 0.095 | 0 | 0.008 | 0.091 | 0 |  | --> | C23 ex KELLS | Kells [T41,T42] | NAVAN |  | 53.72 | -6.8756
MV/LV Substation WO***785X |  | 10 kV | _ | LV | 630 kVA :Building Structure | 0.63 | --> | 0.63 | 0.5 | 1.4 |  | --> | 0.598 | 0 | 0.004 | 0.5 | 0 |  | --> | C14 ex KELLS | Kells [T41,T42] | NAVAN |  | 53.7306 | -6.8423
MV/LV Substation WO***786X |  | 10 kV | _ | LV | 200 kVA :Kiosk Substation | 0.2 | --> | 0.2 | 0.183 | 1.4 |  | --> | 0.19 | 0 | 0 | 0.192 | 0 |  | --> | C14 ex KELLS | Kells [T41,T42] | NAVAN |  | 53.7329 | -6.8441
MV/LV Substation KN***793X |  | 10 kV | _ | LV | 50 kVA :Pole Substation | 0.05 | --> | 0.05 | 0.05 | 0.68 |  | --> | 0.048 | 0 | 0 | 0 | 0 | Constrained, otherwise capacity available =48 kW | --> | C24 ex MULLAGH | Mullagh [T44] | MEATH HILL |  | 53.7572 | -6.8719
MV/LV Substation CL***807X |  | 10 kV | _ | LV | 100 kVA :Pole Substation | 0.1 | --> | 0.1 | 0.096 | 0.68 |  | --> | 0.095 | 0 | 0 | 0 | 0 | Constrained, otherwise capacity available =96 kW | --> | C24 ex MULLAGH | Mullagh [T44] | MEATH HILL |  | 53.8445 | -6.9795
MV/LV Substation MO***819 |  | 10 kV | _ | LV | 200 kVA :Pole Substation | 0.2 | --> | 0.2 | 0.133 | 0.68 |  | --> | 0.19 | 0 | 0.016 | 0 | 0 | Constrained, otherwise capacity available =187 kW | --> | C24 ex MULLAGH | Mullagh [T44] | MEATH HILL |  | 53.7894 | -6.8851
MV/LV Substation MI***824X |  | 10 kV | _ | LV | 200 kVA :Pole Substation | 0.2 | --> | 0.2 | 0.147 | 1.4 |  | --> | 0.19 | 0 | 0.006 | 0.193 | 0 |  | --> | C14 ex KELLS | Kells [T41,T42] | NAVAN |  | 53.7311 | -6.871
MV/LV Substation CL***849 |  | 10 kV | _ | LV | 100 kVA :Pole Substation | 0.1 | --> | 0.1 | 0.029 | 0.68 |  | --> | 0.095 | 0 | 0 | 0 | 0 | Constrained, otherwise capacity available =104 kW | --> | C24 ex MULLAGH | Mullagh [T44] | MEATH HILL |  | 53.8064 | -6.9752
MV/LV Substation FA***851 |  | 10 kV | _ | LV | 200 kVA :Pole Substation | 0.2 | --> | 0.2 | 0.196 | 0.68 |  | --> | 0.19 | 0 | 0 | 0 | 0 | Constrained, otherwise capacity available =190 kW | --> | C24 ex MULLAGH | Mullagh [T44] | MEATH HILL |  | 53.812 | -6.944
MV/LV Substation MU***853 |  | 10 kV | _ | LV | 200 kVA :Kiosk Substation | 0.2 | --> | 0.2 | 0.136 | 0.68 |  | --> | 0.19 | 0 | 0.005 | 0 | 0 | Constrained, otherwise capacity available =195 kW | --> | C24 ex MULLAGH | Mullagh [T44] | MEATH HILL |  | 53.8102 | -6.9528
MV/LV Substation HE***854X |  | 10 kV | _ | LV | 50 kVA :Pole Substation | 0.05 | --> | 0.05 | 0.047 | 1.4 |  | --> | 0.048 | 0 | 0 | 0.048 | 0 |  | --> | C26 ex KELLS | Kells [T41,T42] | NAVAN |  | 53.7224 | -6.854
MV/LV Substation KE***857X |  | 10 kV | _ | LV | 630 kVA :Building Structure | 0.63 | --> | 0.63 | 0.453 | 3.27 |  | --> | 0.598 | 0 | 0.049 | 0.5 | 0 |  | --> | C12 ex LLOYD | Lloyd [T41,T42] | NAVAN |  | 53.7388 | -6.8988
MV/LV Substation HE***862X |  | 10 kV | _ | LV | 400 kVA :Kiosk Substation | 0.4 | --> | 0.4 | 0.306 | 1.4 |  | --> | 0.38 | 0 | 0.023 | 0.376 | 0 |  | --> | C14 ex KELLS | Kells [T41,T42] | NAVAN |  | 53.7283 | -6.8684
MV/LV Substation CA***873X |  | 10 kV | _ | LV | 200 kVA :Pole Substation | 0.2 | --> | 0.2 | 0.195 | 1.4 |  | --> | 0.19 | 0 | 0 | 0.191 | 0 |  | --> | C26 ex KELLS | Kells [T41,T42] | NAVAN |  | 53.7224 | -6.7898
MV/LV Substation BE***875X |  | 10 kV | _ | LV | 400 kVA :Kiosk Substation | 0.4 | --> | 0.4 | 0.287 | 1.4 |  | --> | 0.38 | 0 | 0.072 | 0.342 | 0 |  | --> | C23 ex KELLS | Kells [T41,T42] | NAVAN |  | 53.7222 | -6.8797
MV/LV Substation TH***881X |  | 10 kV | _ | LV | 100 kVA :Pole Substation | 0.1 | --> | 0.1 | 0.077 | 3.27 |  | --> | 0.095 | 0 | 0.01 | 0.091 | 0 |  | --> | C12 ex LLOYD | Lloyd [T41,T42] | NAVAN |  | 53.7291 | -6.889
MV/LV Substation MC***883X |  | 10 kV | _ | LV | 50 kVA :Pole Substation | 0.05 | --> | 0.05 | 0.03 | 0.68 |  | --> | 0.048 | 0 | 0.033 | 0 | 0 | Constrained, otherwise capacity available =26 kW | --> | C24 ex MULLAGH | Mullagh [T44] | MEATH HILL |  | 53.8276 | -6.9192
MV/LV Substation CR***886X |  | 10 kV | _ | LV | 50 kVA :Pole Substation | 0.05 | --> | 0.05 | 0.037 | 1.4 |  | --> | 0.048 | 0 | 0 | 0.049 | 0 |  | --> | C14 ex KELLS | Kells [T41,T42] | NAVAN |  | 53.7573 | -6.8388
MV/LV Substation BA***897X |  | 10 kV | _ | LV | 630 kVA :Kiosk Substation | 0.63 | --> | 0.63 | 0.5 | 3.27 |  | --> | 0.598 | 0 | 0.011 | 0.5 | 0 |  | --> | C12 ex LLOYD | Lloyd [T41,T42] | NAVAN |  | 53.7225 | -6.8846
MV/LV Substation CL***905X |  | 10 kV | _ | LV | 50 kVA :Pole Substation | 0.05 | --> | 0.05 | 0.05 | 0.68 |  | --> | 0.048 | 0 | 0 | 0 | 0 | Constrained, otherwise capacity available =48 kW | --> | C24 ex MULLAGH | Mullagh [T44] | MEATH HILL |  | 53.8123 | -6.9548
MV/LV Substation TU***913 |  | 10 kV | _ | LV | 30 kVA :Pole Substation | 0.03 | --> | 0.03 | 0.026 | 0.68 |  | --> | 0.028 | 0 | 0 | 0 | 0 | Constrained, otherwise capacity available =29 kW | --> | C24 ex MULLAGH | Mullagh [T44] | MEATH HILL |  | 53.8449 | -6.9342
MV/LV Substation CL***914X |  | 10 kV | _ | LV | 100 kVA :Pole Substation | 0.1 | --> | 0.1 | 0.084 | 0.68 |  | --> | 0.095 | 0 | 0.008 | 0 | 0 | Constrained, otherwise capacity available =91 kW | --> | C24 ex MULLAGH | Mullagh [T44] | MEATH HILL |  | 53.8087 | -6.9608
MV/LV Substation TO***915X |  | 10 kV | _ | LV | 100 kVA :Pole Substation | 0.1 | --> | 0.1 | 0.086 | 1.4 |  | --> | 0.095 | 0 | 0 | 0.097 | 0 |  | --> | C26 ex KELLS | Kells [T41,T42] | NAVAN |  | 53.7244 | -6.8636
MV/LV Substation TA***929X |  | 10 kV | _ | LV | 200 kVA :Kiosk Substation | 0.2 | --> | 0.2 | 0.137 | 3.27 |  | --> | 0.19 | 0 | 0.035 | 0.172 | 0 |  | --> | C11 ex LLOYD | Lloyd [T41,T42] | NAVAN |  | 53.7338 | -6.8835
MV/LV Substation CA***933X |  | 10 kV | _ | LV | 100 kVA :Pole Substation | 0.1 | --> | 0.1 | 0.094 | 3.27 |  | --> | 0.095 | 0 | 0 | 0.096 | 0 |  | --> | C11 ex LLOYD | Lloyd [T41,T42] | NAVAN |  | 53.7465 | -6.9392
MV/LV Substation VA***937X |  | 10 kV | _ | LV | 50 kVA :Pole Substation | 0.05 | --> | 0.05 | 0 | 0 | Constrained, otherwise capacity available =50 kVA | --> | 0.048 | 0 | 0 | 0 | 0 | Constrained, otherwise capacity available =48 kW | --> | C17 ex ATHBOY | Athboy [T42] | NAVAN |  | 53.7119 | -7.0206
MV/LV Substation RE***945X |  | 10 kV | _ | LV | 50 kVA :Pole Substation | 0.05 | --> | 0.05 | 0.05 | 0.68 |  | --> | 0.048 | 0 | 0 | 0 | 0 | Constrained, otherwise capacity available =48 kW | --> | C24 ex MULLAGH | Mullagh [T44] | MEATH HILL |  | 53.8665 | -6.9589
MV/LV Substation LL***946X |  | 10 kV | _ | LV | 200 kVA :Pole Substation | 0.2 | --> | 0.2 | 0.171 | 3.27 |  | --> | 0.19 | 0 | 0 | 0.194 | 0 |  | --> | C11 ex LLOYD | Lloyd [T41,T42] | NAVAN |  | 53.739 | -6.9023
MV/LV Substation AR***947X |  | 10 kV | _ | LV | 400 kVA :Kiosk Substation | 0.4 | --> | 0.4 | 0.351 | 0.68 |  | --> | 0.38 | 0 | 0.004 | 0 | 0 | Constrained, otherwise capacity available =384 kW | --> | C24 ex MULLAGH | Mullagh [T44] | MEATH HILL |  | 53.8122 | -6.9496
MV/LV Substation CU***949X |  | 10 kV | _ | LV | 100 kVA :Pole Substation | 0.1 | --> | 0.1 | 0.026 | 1.4 |  | --> | 0.095 | 0 | 0.028 | 0.084 | 0 |  | --> | C14 ex KELLS | Kells [T41,T42] | NAVAN |  | 53.759 | -6.8449
MV/LV Substation TH***951X |  | 10 kV | _ | LV | 200 kVA :Kiosk Substation | 0.2 | --> | 0.2 | 0.145 | 1.4 |  | --> | 0.19 | 0 | 0.043 | 0.166 | 0 |  | --> | C14 ex KELLS | Kells [T41,T42] | NAVAN |  | 53.76 | -6.8387
MV/LV Substation CU***954X |  | 10 kV | _ | LV | 200 kVA :Kiosk Substation | 0.2 | --> | 0.2 | 0.159 | 0.68 |  | --> | 0.19 | 0 | 0.009 | 0 | 0 | Constrained, otherwise capacity available =189 kW | --> | C24 ex MULLAGH | Mullagh [T44] | MEATH HILL |  | 53.8103 | -6.9435
MV/LV Substation CA***960X |  | 10 kV | _ | LV | 200 kVA :Pole Substation | 0.2 | --> | 0.2 | 0.075 | 1.4 |  | --> | 0.19 | 0 | 0.018 | 0.193 | 0 |  | --> | C14 ex KELLS | Kells [T41,T42] | NAVAN |  | 53.7593 | -6.8406
MV/LV Substation NE***967X |  | 10 kV | _ | LV | 200 kVA :Kiosk Substation | 0.2 | --> | 0.2 | 0.146 | 3.27 |  | --> | 0.19 | 0 | 0.004 | 0.194 | 0 |  | --> | C12 ex LLOYD | Lloyd [T41,T42] | NAVAN |  | 53.7283 | -6.8915
MV/LV Substation RO***974X |  | 10 kV | _ | LV | 50 kVA :Pole Substation | 0.05 | --> | 0.05 | 0.038 | 0.68 |  | --> | 0.048 | 0 | 0 | 0 | 0 | Constrained, otherwise capacity available =49 kW | --> | C24 ex MULLAGH | Mullagh [T44] | MEATH HILL |  | 53.8071 | -6.9369
MV/LV Substation CL***975X |  | 10 kV | _ | LV | 200 kVA :Pole Substation | 0.2 | --> | 0.2 | 0.2 | 3.27 |  | --> | 0.19 | 0 | 0 | 0.19 | 0 |  | --> | C11 ex LLOYD | Lloyd [T41,T42] | NAVAN |  | 53.7406 | -6.9162
MV/LV Substation SL***983X |  | 10 kV | _ | LV | 200 kVA :Kiosk Substation | 0.2 | --> | 0.2 | 0.168 | 0.68 |  | --> | 0.19 | 0 | 0 | 0 | 0 | Constrained, otherwise capacity available =194 kW | --> | C24 ex MULLAGH | Mullagh [T44] | MEATH HILL |  | 53.8117 | -6.9357
MV/LV Substation MI***984X |  | 10 kV | _ | LV | 50 kVA :Pole Substation | 0.05 | --> | 0.05 | 0.045 | 1.4 |  | --> | 0.048 | 0 | 0 | 0.048 | 0 |  | --> | C26 ex KELLS | Kells [T41,T42] | NAVAN |  | 53.6857 | -6.8466
MV/LV Substation CA***988 |  | 10 kV | _ | LV | 50 kVA :Pole Substation | 0.05 | --> | 0.05 | 0.05 | 1.4 |  | --> | 0.048 | 0 | 0 | 0.048 | 0 |  | --> | C14 ex KELLS | Kells [T41,T42] | NAVAN |  | 53.7409 | -6.8621
MV/LV Substation CH***990X |  | 10 kV | _ | LV | 400 kVA :Kiosk Substation | 0.4 | --> | 0.4 | 0.294 | 3.27 |  | --> | 0.38 | 0 | 0.031 | 0.371 | 0 |  | --> | C11 ex LLOYD | Lloyd [T41,T42] | NAVAN |  | 53.7337 | -6.8783
MV/LV Substation CO***993X |  | 10 kV | _ | LV | 50 kVA :Pole Substation | 0.05 | --> | 0.05 | 0.048 | 1.4 |  | --> | 0.048 | 0 | 0 | 0.048 | 0 |  | --> | C26 ex KELLS | Kells [T41,T42] | NAVAN |  | 53.6846 | -6.8508
MV/LV Substation RO***994X |  | 10 kV | _ | LV | 200 kVA :Kiosk Substation | 0.2 | --> | 0.2 | 0.149 | 3.27 |  | --> | 0.19 | 0 | 0.017 | 0.184 | 0 |  | --> | C12 ex LLOYD | Lloyd [T41,T42] | NAVAN |  | 53.733 | -6.8886
MV/LV Substation CH***001 |  | 20 kV | _ | LV | 200 kVA :Pole Substation | 0.2 | --> | 0.2 | 0 | 0 | Constrained, otherwise capacity available =120 kVA | --> | 0.19 | 0 | 0.006 | 0.196 | 0 |  | --> | C17 ex TULLA | Tulla [T41,T42] | ENNIS |  | 52.8654 | -8.7566
MV/LV Substation TU***001Y |  | 10 kV | _ | LV | 50 kVA :Pole Substation | 0.05 | --> | 0.05 | 0 | 0 | Constrained, otherwise capacity available =46 kVA | --> | 0.048 | 0 | 0 | 0.048 | 0 |  | --> | C11 ex SCARIFF | Scariff [T42] | ENNIS |  | 52.8899 | -8.5457
MV/LV Substation KI***002 |  | 20 kV | _ | LV | 400 kVA :Kiosk Substation | 0.4 | --> | 0.4 | 0 | 0 | Constrained, otherwise capacity available =267 kVA | --> | 0.38 | 0 | 0.016 | 0.386 | 0 |  | --> | E17 ex DRUMLINE | Drumline [T421,T422] | DRUMLINE |  | 52.8067 | -8.7476
MV/LV Substation CU***008 |  | 20 kV | _ | LV | 50 kVA :Pole Substation | 0.05 | --> | 0.05 | 0 | 0 | Constrained, otherwise capacity available =33 kVA | --> | 0.048 | 0 | 0 | 0.05 | 0 |  | --> | C17 ex TULLA | Tulla [T41,T42] | ENNIS |  | 52.8565 | -8.7565
MV/LV Substation TU***009 |  | 10 kV | _ | LV | 200 kVA :Pole Substation | 0.2 | --> | 0.2 | 0 | 0 | Constrained, otherwise capacity available =92 kVA | --> | 0.19 | 0 | 0 | 0.204 | 0 |  | --> | C15 ex TULLA | Tulla [T41,T42] | ENNIS |  | 52.8679 | -8.7568
MV/LV Substation SI***009X |  | 20 kV | _ | LV | 50 kVA :Pole Substation | 0.05 | --> | 0.05 | 0 | 0 | Constrained, otherwise capacity available =34 kVA | --> | 0.048 | 0 | 0.01 | 0.042 | 0 |  | --> | E21 ex CRATLOE | Cratloe [T421,T422] | ARDNACRUSHA |  | 52.7449 | -8.7795
MV/LV Substation T ***010 |  | 10 kV | _ | LV | 400 kVA :Building Structure | 0.4 | --> | 0.4 | 0 | 0 | Constrained, otherwise capacity available =264 kVA | --> | 0.38 | 0 | 0 | 0.398 | 0 |  | --> | C22 ex TULLA | Tulla [T41,T42] | ENNIS |  | 52.9683 | -8.7182
MV/LV Substation CU***020 |  | 20 kV | _ | LV | 100 kVA :Pole Substation | 0.1 | --> | 0.1 | 0 | 0 | Constrained, otherwise capacity available =75 kVA | --> | 0.095 | 0 | 0 | 0.098 | 0 |  | --> | C17 ex TULLA | Tulla [T41,T42] | ENNIS |  | 52.8609 | -8.7652
MV/LV Substation ES***020X |  | 20 kV | _ | LV | 200 kVA :Pole Substation | 0.2 | --> | 0.2 | 0 | 0 | Constrained, otherwise capacity available =189 kVA | --> | 0.19 | 0 | 0 | 0.192 | 0 |  | --> | E17 ex DRUMLINE | Drumline [T421,T422] | DRUMLINE |  | 52.788 | -8.7523
MV/LV Substation DU***021X |  | 20 kV | _ | LV | 200 kVA :Pole Substation | 0.2 | --> | 0.2 | 0 | 0 | Constrained, otherwise capacity available =176 kVA | --> | 0.19 | 0 | 0.012 | 0.184 | 0 |  | --> | E17 ex DRUMLINE | Drumline [T421,T422] | DRUMLINE |  | 52.805 | -8.7417
MV/LV Substation OL***023 |  | 20 kV | _ | LV | 100 kVA :Pole Substation | 0.1 | --> | 0.1 | 0 | 0 | Constrained, otherwise capacity available =70 kVA | --> | 0.095 | 0 | 0.005 | 0.095 | 0 |  | --> | C16 ex TULLA | Tulla [T41,T42] | ENNIS |  | 52.8408 | -8.673
MV/LV Substation BR***024X |  | 20 kV | _ | LV | 200 kVA :Pole Substation | 0.2 | --> | 0.2 | 0 | 0 | Constrained, otherwise capacity available =150 kVA | --> | 0.19 | 0 | 0.011 | 0.189 | 0 |  | --> | C16 ex TULLA | Tulla [T41,T42] | ENNIS |  | 52.803 | -8.6317
MV/LV Substation CA***025 |  | 10 kV | _ | LV | 100 kVA :Pole Substation | 0.1 | --> | 0.1 | 0 | 0 | Constrained, otherwise capacity available =64 kVA | --> | 0.095 | 0 | 0.005 | 0.096 | 0 |  | --> | C11 ex SCARIFF | Scariff [T42] | ENNIS |  | 52.8483 | -8.4764
MV/LV Substation BE***026 |  | 20 kV | _ | LV | 200 kVA :Kiosk Substation | 0.2 | --> | 0.2 | 0 | 0 | Constrained, otherwise capacity available =92 kVA | --> | 0.19 | 0 | 0.016 | 0.192 | 0 |  | --> | E21 ex CRATLOE | Cratloe [T421,T422] | ARDNACRUSHA |  | 52.743 | -8.7803
MV/LV Substation LI***029X |  | 20 kV | _ | LV | 50 kVA :Pole Substation | 0.05 | --> | 0.05 | 0 | 0 | Constrained, otherwise capacity available =43 kVA | --> | 0.048 | 0 | 0.015 | 0.037 | 0 |  | --> | C17 ex TULLA | Tulla [T41,T42] | ENNIS |  | 52.842 | -8.7569
MV/LV Substation AR***039Y |  | 20 kV | _ | LV | 400 kVA :Kiosk Substation | 0.4 | --> | 0.4 | 0 | 0 | Constrained, otherwise capacity available =327 kVA | --> | 0.38 | 0 | 0.066 | 0.341 | 0 |  | --> | E21 ex CRATLOE | Cratloe [T421,T422] | ARDNACRUSHA |  | 52.748 | -8.7672
MV/LV Substation KI***040 |  | 20 kV | _ | LV | 50 kVA :Pole Substation | 0.05 | --> | 0.05 | 0 | 0 | Constrained, otherwise capacity available =45 kVA | --> | 0.048 | 0 | 0 | 0.048 | 0 |  | --> | C12 ex SCARIFF | Scariff [T42] | ENNIS |  | 52.9589 | -8.348
MV/LV Substation RA***040X |  | 10 kV | _ | LV | 50 kVA :Pole Substation | 0.05 | --> | 0.05 | 0 | 0 | Constrained, otherwise capacity available =38 kVA | --> | 0.048 | 0 | 0 | 0.049 | 0 |  | --> | C11 ex SCARIFF | Scariff [T42] | ENNIS |  | 52.8623 | -8.4647
MV/LV Substation QU***048Y |  | 20 kV | _ | LV | 50 kVA :Pole Substation | 0.05 | --> | 0.05 | 0 | 0 | Constrained, otherwise capacity available =49 kVA | --> | 0.048 | 0 | 0 | 0.048 | 0 |  | --> | C16 ex TULLA | Tulla [T41,T42] | ENNIS |  | 52.8496 | -8.7089
MV/LV Substation MT***049X |  | 20 kV | _ | LV | 100 kVA :Pole Substation | 0.1 | --> | 0.1 | 0 | 0 | Constrained, otherwise capacity available =92 kVA | --> | 0.095 | 0 | 0 | 0.096 | 0 |  | --> | C12 ex SCARIFF | Scariff [T42] | ENNIS |  | 52.9317 | -8.4359
MV/LV Substation DE***051X |  | 10 kV | _ | LV | 50 kVA :Pole Substation | 0.05 | --> | 0.05 | 0 | 0 | Constrained, otherwise capacity available =46 kVA | --> | 0.048 | 0 | 0 | 0.048 | 0 |  | --> | C15 ex TULLA | Tulla [T41,T42] | ENNIS |  | 52.9591 | -8.6409
MV/LV Substation MO***056X |  | 20 kV | _ | LV | 200 kVA :Kiosk Substation | 0.2 | --> | 0.2 | 0 | 0 | Constrained, otherwise capacity available =138 kVA | --> | 0.19 | 0 | 0.075 | 0.143 | 0 |  | --> | E17 ex DRUMLINE | Drumline [T421,T422] | DRUMLINE |  | 52.7759 | -8.7805
MV/LV Substation FE***063X |  | 10 kV | _ | LV | 100 kVA :Pole Substation | 0.1 | --> | 0.1 | 0 | 0 | Constrained, otherwise capacity available =81 kVA | --> | 0.095 | 0 | 0.005 | 0.094 | 0 |  | --> | C15 ex TULLA | Tulla [T41,T42] | ENNIS |  | 52.9246 | -8.6494
MV/LV Substation BA***070X |  | 10 kV | _ | LV | 50 kVA :Pole Substation | 0.05 | --> | 0.05 | 0 | 0 | Constrained, otherwise capacity available =50 kVA | --> | 0.048 | 0 | 0 | 0.048 | 0 |  | --> | C11 ex SCARIFF | Scariff [T42] | ENNIS |  | 52.8728 | -8.4888
MV/LV Substation MT***073X |  | 20 kV | _ | LV | 50 kVA :Pole Substation | 0.05 | --> | 0.05 | 0 | 0 | Constrained, otherwise capacity available =46 kVA | --> | 0.048 | 0 | 0 | 0.048 | 0 |  | --> | C12 ex SCARIFF | Scariff [T42] | ENNIS |  | 52.9358 | -8.4286
MV/LV Substation BE***074Y |  | 20 kV | _ | LV | 50 kVA :Pole Substation | 0.05 | --> | 0.05 | 0 | 0 | Constrained, otherwise capacity available =45 kVA | --> | 0.048 | 0 | 0 | 0.048 | 0 |  | --> | E17 ex DRUMLINE | Drumline [T421,T422] | DRUMLINE |  | 52.7784 | -8.7284
MV/LV Substation CA***083 |  | 10 kV | _ | LV | 50 kVA :Pole Substation | 0.05 | --> | 0.05 | 0 | 0 | Constrained, otherwise capacity available =40 kVA | --> | 0.048 | 0 | 0.017 | 0.036 | 0 |  | --> | C15 ex TULLA | Tulla [T41,T42] | ENNIS |  | 52.9693 | -8.6639
MV/LV Substation MO***107X |  | 20 kV | _ | LV | 50 kVA :Pole Substation | 0.05 | --> | 0.05 | 0 | 0 | Constrained, otherwise capacity available =44 kVA | --> | 0.048 | 0 | 0 | 0.048 | 0 |  | --> | C12 ex SCARIFF | Scariff [T42] | ENNIS |  | 52.9122 | -8.4987
MV/LV Substation RA***140X |  | 10 kV | _ | LV | 50 kVA :Pole Substation | 0.05 | --> | 0.05 | 0 | 0 | Constrained, otherwise capacity available =48 kVA | --> | 0.048 | 0 | 0 | 0.048 | 0 |  | --> | C11 ex SCARIFF | Scariff [T42] | ENNIS |  | 52.8918 | -8.5133
MV/LV Substation CA***149 |  | 20 kV | _ | LV | 50 kVA :Pole Substation | 0.05 | --> | 0.05 | 0 | 0 | Constrained, otherwise capacity available =17 kVA | --> | 0.048 | 0 | 0 | 0.052 | 0 |  | --> | C12 ex SCARIFF | Scariff [T42] | ENNIS |  | 52.9523 | -8.3724
MV/LV Substation FE***154 |  | 10 kV | _ | LV | 50 kVA :Pole Substation | 0.05 | --> | 0.05 | 0 | 0 | Constrained, otherwise capacity available =28 kVA | --> | 0.048 | 0 | 0 | 0.05 | 0 |  | --> | C15 ex TULLA | Tulla [T41,T42] | ENNIS |  | 52.9225 | -8.6512
MV/LV Substation CG***154X |  | 10 kV | _ | LV | 50 kVA :Pole Substation | 0.05 | --> | 0.05 | 0 | 0 | Constrained, otherwise capacity available =44 kVA | --> | 0.048 | 0 | 0 | 0.048 | 0 |  | --> | C15 ex TULLA | Tulla [T41,T42] | ENNIS |  | 52.8635 | -8.7364
MV/LV Substation FA***157 |  | 10 kV | _ | LV | 50 kVA :Pole Substation | 0.05 | --> | 0.05 | 0 | 0 | Constrained, otherwise capacity available =40 kVA | --> | 0.048 | 0 | 0.006 | 0.044 | 0 |  | --> | C15 ex TULLA | Tulla [T41,T42] | ENNIS |  | 52.9346 | -8.6435
MV/LV Substation MT***176 |  | 20 kV | _ | LV | 100 kVA :Pole Substation | 0.1 | --> | 0.1 | 0 | 0 | Constrained, otherwise capacity available =83 kVA | --> | 0.095 | 0 | 0 | 0.097 | 0 |  | --> | C12 ex SCARIFF | Scariff [T42] | ENNIS |  | 52.9327 | -8.4284
MV/LV Substation SC***196 |  | 20 kV | _ | LV | 200 kVA :Kiosk Substation | 0.2 | --> | 0.2 | 0 | 0 | Constrained, otherwise capacity available =162 kVA | --> | 0.19 | 0 | 0.002 | 0.194 | 0 |  | --> | C12 ex SCARIFF | Scariff [T42] | ENNIS |  | 52.9162 | -8.5328
MV/LV Substation HU***220 |  | 20 kV | _ | LV | 400 kVA :Kiosk Substation | 0.4 | --> | 0.4 | 0 | 0 | Constrained, otherwise capacity available =374 kVA | --> | 0.38 | 0 | 0.009 | 0.377 | 0 |  | --> | C16 ex TULLA | Tulla [T41,T42] | ENNIS |  | 52.8029 | -8.6351
MV/LV Substation CO***221 |  | 20 kV | _ | LV | 400 kVA :Kiosk Substation | 0.4 | --> | 0.4 | 0 | 0 | Constrained, otherwise capacity available =273 kVA | --> | 0.38 | 0 | 0.042 | 0.366 | 0 |  | --> | E21 ex CRATLOE | Cratloe [T421,T422] | ARDNACRUSHA |  | 52.7433 | -8.7756
MV/LV Substation CO***222 |  | 20 kV | _ | LV | 100 kVA :Pole Substation | 0.1 | --> | 0.1 | 0 | 0 | Constrained, otherwise capacity available =90 kVA | --> | 0.095 | 0 | 0 | 0.096 | 0 |  | --> | C16 ex TULLA | Tulla [T41,T42] | ENNIS |  | 52.8039 | -8.6396
MV/LV Substation DE***227 |  | 20 kV | _ | LV | 200 kVA :Pole Substation | 0.2 | --> | 0.2 | 0 | 0 | Constrained, otherwise capacity available =149 kVA | --> | 0.19 | 0 | 0 | 0.197 | 0 |  | --> | C12 ex SCARIFF | Scariff [T42] | ENNIS |  | 52.913 | -8.5276
MV/LV Substation SP***229 |  | 20 kV | _ | LV | 100 kVA :Pole Substation | 0.1 | --> | 0.1 | 0 | 0 | Constrained, otherwise capacity available =100 kVA | --> | 0.095 | 0 | 0 | 0.095 | 0 |  | --> | C12 ex SCARIFF | Scariff [T42] | ENNIS |  | 52.9097 | -8.5388
MV/LV Substation WH***235 |  | 20 kV | _ | LV | 100 kVA :Pole Substation | 0.1 | --> | 0.1 | 0 | 0 | Constrained, otherwise capacity available =50 kVA | --> | 0.095 | 0 | 0 | 0.102 | 0 |  | --> | C12 ex SCARIFF | Scariff [T42] | ENNIS |  | 52.949 | -8.3751
MV/LV Substation GA***237 |  | 10 kV | _ | LV | 50 kVA :Pole Substation | 0.05 | --> | 0.05 | 0 | 0 | Constrained, otherwise capacity available =32 kVA | --> | 0.048 | 0 | 0 | 0.05 | 0 |  | --> | C15 ex TULLA | Tulla [T41,T42] | ENNIS |  | 52.9335 | -8.6195
MV/LV Substation AN***238 |  | 10 kV | _ | LV | 100 kVA :Pole Substation | 0.1 | --> | 0.1 | 0 | 0 | Constrained, otherwise capacity available =99 kVA | --> | 0.095 | 0 | 0 | 0.095 | 0 |  | --> | C15 ex TULLA | Tulla [T41,T42] | ENNIS |  | 52.8917 | -8.661
MV/LV Substation DE***239 |  | 10 kV | _ | LV | 400 kVA :Kiosk Substation | 0.4 | --> | 0.4 | 0 | 0 | Constrained, otherwise capacity available =264 kVA | --> | 0.38 | 0 | 0.024 | 0.38 | 0 |  | --> | C11 ex SCARIFF | Scariff [T42] | ENNIS |  | 52.9022 | -8.5388
MV/LV Substation AJ***240 |  | 10 kV | _ | LV | 400 kVA :Building Structure | 0.4 | --> | 0.4 | 0 | 0 | Constrained, otherwise capacity available =310 kVA | --> | 0.38 | 0 | 0.06 | 0.348 | 0 |  | --> | C11 ex SCARIFF | Scariff [T42] | ENNIS |  | 52.8975 | -8.5442
MV/LV Substation JO***241 |  | 20 kV | _ | LV | 630 kVA :Kiosk Substation | 0.63 | --> | 0.63 | 0 | 0 | Constrained, otherwise capacity available =551 kVA | --> | 0.598 | 0 | 0.004 | 0.5 | 0 |  | --> | C12 ex SCARIFF | Scariff [T42] | ENNIS |  | 52.9101 | -8.5309
MV/LV Substation CH***242 |  | 20 kV | _ | LV | 400 kVA :Kiosk Substation | 0.4 | --> | 0.4 | 0 | 0 | Constrained, otherwise capacity available =307 kVA | --> | 0.38 | 0 | 0.017 | 0.38 | 0 |  | --> | C12 ex SCARIFF | Scariff [T42] | ENNIS |  | 52.912 | -8.5306
MV/LV Substation WH***243 |  | 20 kV | _ | LV | 50 kVA :Pole Substation | 0.05 | --> | 0.05 | 0 | 0 | Constrained, otherwise capacity available =42 kVA | --> | 0.048 | 0 | 0 | 0.049 | 0 |  | --> | C12 ex SCARIFF | Scariff [T42] | ENNIS |  | 52.9437 | -8.4046
MV/LV Substation MC***244 |  | 10 kV | _ | LV | 200 kVA :Pole Substation | 0.2 | --> | 0.2 | 0 | 0 | Constrained, otherwise capacity available =192 kVA | --> | 0.19 | 0 | 0 | 0.191 | 0 |  | --> | C15 ex TULLA | Tulla [T41,T42] | ENNIS |  | 52.9623 | -8.6879
MV/LV Substation CA***245 |  | 10 kV | _ | LV | 100 kVA :Pole Substation | 0.1 | --> | 0.1 | 0 | 0 | Constrained, otherwise capacity available =100 kVA | --> | 0.095 | 0 | 0 | 0.095 | 0 |  | --> | C15 ex TULLA | Tulla [T41,T42] | ENNIS |  | 52.9605 | -8.6653
MV/LV Substation KN***283 |  | 20 kV | _ | LV | 50 kVA :Pole Substation | 0.05 | --> | 0.05 | 0 | 0 | Constrained, otherwise capacity available =46 kVA | --> | 0.048 | 0 | 0 | 0.048 | 0 |  | --> | C16 ex TULLA | Tulla [T41,T42] | ENNIS |  | 52.8612 | -8.7463
MV/LV Substation GO***305 |  | 20 kV | _ | LV | 50 kVA :Pole Substation | 0.05 | --> | 0.05 | 0 | 0 | Constrained, otherwise capacity available =45 kVA | --> | 0.048 | 0 | 0 | 0.048 | 0 |  | --> | C16 ex TULLA | Tulla [T41,T42] | ENNIS |  | 52.8045 | -8.6262
MV/LV Substation BO***329 |  | 10 kV | _ | LV | 50 kVA :Pole Substation | 0.05 | --> | 0.05 | 0 | 0 | Constrained, otherwise capacity available =38 kVA | --> | 0.048 | 0 | 0 | 0.049 | 0 |  | --> | C11 ex SCARIFF | Scariff [T42] | ENNIS |  | 52.8843 | -8.5965
MV/LV Substation CA***390 |  | 20 kV | _ | LV | 50 kVA :Pole Substation | 0.05 | --> | 0.05 | 0 | 0 | Constrained, otherwise capacity available =42 kVA | --> | 0.048 | 0 | 0 | 0.048 | 0 |  | --> | C16 ex TULLA | Tulla [T41,T42] | ENNIS |  | 52.8134 | -8.6394
MV/LV Substation SC***4015 |  | 20 kV | _ | LV | 630 kVA :Kiosk Substation | 0.63 | --> | 0.63 | 0 | 0 | Constrained, otherwise capacity available =575 kVA | --> | 0.598 | 0 | 0.004 | 0.5 | 0 |  | --> | C12 ex SCARIFF | Scariff [T42] | ENNIS |  | 52.9068 | -8.531
MV/LV Substation MA***403 |  | 10 kV | _ | LV | 50 kVA :Pole Substation | 0.05 | --> | 0.05 | 0 | 0 | Constrained, otherwise capacity available =37 kVA | --> | 0.048 | 0 | 0 | 0.049 | 0 |  | --> | C20 ex TULLA | Tulla [T41,T42] | ENNIS |  | 52.8799 | -8.7083
MV/LV Substation MO***4033 |  | 20 kV | _ | LV | 100 kVA :Pole Substation | 0.1 | --> | 0.1 | 0 | 0 | Constrained, otherwise capacity available =97 kVA | --> | 0.095 | 0 | 0.005 | 0.092 | 0 |  | --> | C12 ex SCARIFF | Scariff [T42] | ENNIS |  | 52.9112 | -8.5261
MV/LV Substation FE***4034 |  | 10 kV | _ | LV | 50 kVA :Pole Substation | 0.05 | --> | 0.05 | 0 | 0 | Constrained, otherwise capacity available =50 kVA | --> | 0.048 | 0 | 0 | 0.048 | 0 |  | --> | C15 ex TULLA | Tulla [T41,T42] | ENNIS |  | 52.9231 | -8.6487
MV/LV Substation FO***404 |  | 10 kV | _ | LV | 1000 kVA :Building Structure | 1 | --> | 1 | 0 | 0 | Constrained, otherwise capacity available =1000 kVA | --> | 0.95 | 0 | 0 | 0.5 | 0 |  | --> | C15 ex TULLA | Tulla [T41,T42] | ENNIS |  | 52.8732 | -8.6956
MV/LV Substation BA***4059 |  | 20 kV | _ | LV | 50 kVA :Pole Substation | 0.05 | --> | 0.05 | 0 | 0 | Constrained, otherwise capacity available =50 kVA | --> | 0.048 | 0 | 0 | 0.048 | 0 |  | --> | E17 ex DRUMLINE | Drumline [T421,T422] | DRUMLINE |  | 52.7707 | -8.775
MV/LV Substation BI***405X |  | 20 kV | _ | LV | 50 kVA :Pole Substation | 0.05 | --> | 0.05 | 0 | 0 | Constrained, otherwise capacity available =49 kVA | --> | 0.048 | 0 | 0 | 0.048 | 0 |  | --> | C12 ex SCARIFF | Scariff [T42] | ENNIS |  | 52.9438 | -8.3921
MV/LV Substation PI***4070 |  | 10 kV | _ | LV | 50 kVA :Pole Substation | 0.05 | --> | 0.05 | 0 | 0 | Constrained, otherwise capacity available =50 kVA | --> | 0.048 | 0 | 0 | 0.048 | 0 |  | --> | C11 ex SCARIFF | Scariff [T42] | ENNIS |  | 52.8522 | -8.4784
MV/LV Substation ST***4104 |  | 20 kV | _ | LV | 400 kVA :Kiosk Substation | 0.4 | --> | 0.4 | 0 | 0 | Constrained, otherwise capacity available =348 kVA | --> | 0.38 | 0 | 0.021 | 0.372 | 0 |  | --> | C17 ex TULLA | Tulla [T41,T42] | ENNIS |  | 52.8633 | -8.7623
MV/LV Substation TI***4113 |  | 10 kV | _ | LV | 50 kVA :Pole Substation | 0.05 | --> | 0.05 | 0 | 0 | Constrained, otherwise capacity available =50 kVA | --> | 0.048 | 0 | 0 | 0.048 | 0 |  | --> | C11 ex SCARIFF | Scariff [T42] | ENNIS |  | 52.8666 | -8.4538
MV/LV Substation BA***4146 |  | 20 kV | _ | LV | 50 kVA :Pole Substation | 0.05 | --> | 0.05 | 0 | 0 | Constrained, otherwise capacity available =45 kVA | --> | 0.048 | 0 | 0 | 0.048 | 0 |  | --> | E17 ex DRUMLINE | Drumline [T421,T422] | DRUMLINE |  | 52.7689 | -8.7754
MV/LV Substation TE***4156 |  | 20 kV | _ | LV | 50 kVA :Pole Substation | 0.05 | --> | 0.05 | 0 | 0 | Constrained, otherwise capacity available =46 kVA | --> | 0.048 | 0 | 0 | 0.048 | 0 |  | --> | E17 ex DRUMLINE | Drumline [T421,T422] | DRUMLINE |  | 52.8017 | -8.7543
MV/LV Substation CL***4172 |  | 20 kV | _ | LV | 200 kVA :Pole Substation | 0.2 | --> | 0.2 | 0 | 0 | Constrained, otherwise capacity available =200 kVA | --> | 0.19 | 0 | 0 | 0.19 | 0 |  | --> | C17 ex TULLA | Tulla [T41,T42] | ENNIS |  | 52.8667 | -8.7627
MV/LV Substation LA***4177 |  | 20 kV | _ | LV | 100 kVA :Pole Substation | 0.1 | --> | 0.1 | 0 | 0 | Constrained, otherwise capacity available =100 kVA | --> | 0.095 | 0 | 0 | 0.095 | 0 |  | --> | C12 ex SCARIFF | Scariff [T42] | ENNIS |  | 52.929 | -8.422
MV/LV Substation KI***4181 |  | 20 kV | _ | LV | 50 kVA :Pole Substation | 0.05 | --> | 0.05 | 0 | 0 | Constrained, otherwise capacity available =46 kVA | --> | 0.048 | 0 | 0 | 0.048 | 0 |  | --> | E17 ex DRUMLINE | Drumline [T421,T422] | DRUMLINE |  | 52.7977 | -8.7614
MV/LV Substation CU***4192 |  | 10 kV | _ | LV | 400 kVA :Kiosk Substation | 0.4 | --> | 0.4 | 0 | 0 | Constrained, otherwise capacity available =372 kVA | --> | 0.38 | 0 | 0 | 0.384 | 0 |  | --> | C15 ex TULLA | Tulla [T41,T42] | ENNIS |  | 52.8701 | -8.7598
MV/LV Substation DO***4213 |  | 10 kV | _ | LV | 50 kVA :Pole Substation | 0.05 | --> | 0.05 | 0 | 0 | Constrained, otherwise capacity available =48 kVA | --> | 0.048 | 0 | 0 | 0.048 | 0 |  | --> | C15 ex TULLA | Tulla [T41,T42] | ENNIS |  | 52.9772 | -8.6886
MV/LV Substation DE***4220 |  | 20 kV | _ | LV | 50 kVA :Pole Substation | 0.05 | --> | 0.05 | 0 | 0 | Constrained, otherwise capacity available =50 kVA | --> | 0.048 | 0 | 0 | 0.048 | 0 |  | --> | C12 ex SCARIFF | Scariff [T42] | ENNIS |  | 52.9181 | -8.4747
MV/LV Substation TO***4222 |  | 20 kV | _ | LV | 50 kVA :Pole Substation | 0.05 | --> | 0.05 | 0 | 0 | Constrained, otherwise capacity available =50 kVA | --> | 0.048 | 0 | 0 | 0.048 | 0 |  | --> | C12 ex SCARIFF | Scariff [T42] | ENNIS |  | 52.9215 | -8.5224
MV/LV Substation CA***4241 |  | 20 kV | _ | LV | 630 kVA :Kiosk Substation | 0.63 | --> | 0.63 | 0 | 0 | Constrained, otherwise capacity available =606 kVA | --> | 0.598 | 0 | 0.01 | 0.5 | 0 |  | --> | C17 ex TULLA | Tulla [T41,T42] | ENNIS |  | 52.8685 | -8.7646
MV/LV Substation RE***4261 |  | 20 kV | _ | LV | 400 kVA :Kiosk Substation | 0.4 | --> | 0.4 | 0 | 0 | Constrained, otherwise capacity available =400 kVA | --> | 0.38 | 0 | 0 | 0.38 | 0 |  | --> | C12 ex SCARIFF | Scariff [T42] | ENNIS |  | 52.9309 | -8.4293
MV/LV Substation FE***455 |  | 10 kV | _ | LV | 50 kVA :Pole Substation | 0.05 | --> | 0.05 | 0 | 0 |  | --> | 0.048 | 0 | 0.009 | 0.048 | 0 |  | --> | C15 ex TULLA | Tulla [T41,T42] | ENNIS |  | 52.9262 | -8.6464
MV/LV Substation FE***462 |  | 10 kV | _ | LV | 50 kVA :Pole Substation | 0.05 | --> | 0.05 | 0 | 0 | Constrained, otherwise capacity available =43 kVA | --> | 0.048 | 0 | 0 | 0.048 | 0 |  | --> | C15 ex TULLA | Tulla [T41,T42] | ENNIS |  | 52.9338 | -8.6422
MV/LV Substation CO***463 |  | 10 kV | _ | LV | 50 kVA :Pole Substation | 0.05 | --> | 0.05 | 0 | 0 | Constrained, otherwise capacity available =36 kVA | --> | 0.048 | 0 | 0 | 0.049 | 0 |  | --> | C15 ex TULLA | Tulla [T41,T42] | ENNIS |  | 52.9397 | -8.6328
MV/LV Substation CO***504 |  | 10 kV | _ | LV | 50 kVA :Pole Substation | 0.05 | --> | 0.05 | 0 | 0 | Constrained, otherwise capacity available =47 kVA | --> | 0.048 | 0 | 0 | 0.048 | 0 |  | --> | C11 ex SCARIFF | Scariff [T42] | ENNIS |  | 52.8842 | -8.6045
MV/LV Substation BO***505 |  | 10 kV | _ | LV | 50 kVA :Pole Substation | 0.05 | --> | 0.05 | 0 | 0 | Constrained, otherwise capacity available =30 kVA | --> | 0.048 | 0 | 0.006 | 0.046 | 0 |  | --> | C11 ex SCARIFF | Scariff [T42] | ENNIS |  | 52.883 | -8.6003
MV/LV Substation RA***517X |  | 10 kV | _ | LV | 200 kVA :Pole Substation | 0.2 | --> | 0.2 | 0 | 0 | Constrained, otherwise capacity available =200 kVA | --> | 0.19 | 0 | 0 | 0.19 | 0 |  | --> | C11 ex SCARIFF | Scariff [T42] | ENNIS |  | 52.8914 | -8.5086
MV/LV Substation TO***529 |  | 10 kV | _ | LV | 50 kVA :Pole Substation | 0.05 | --> | 0.05 | 0 | 0 |  | --> | 0.048 | 0 | 0.031 | 0.034 | 0 |  | --> | C11 ex SCARIFF | Scariff [T42] | ENNIS |  | 52.8966 | -8.5402
MV/LV Substation BE***529X |  | 20 kV | _ | LV | 50 kVA :Pole Substation | 0.05 | --> | 0.05 | 0 | 0 | Constrained, otherwise capacity available =46 kVA | --> | 0.048 | 0 | 0 | 0.048 | 0 |  | --> | E17 ex DRUMLINE | Drumline [T421,T422] | DRUMLINE |  | 52.7803 | -8.726
MV/LV Substation DE***530 |  | 10 kV | _ | LV | 50 kVA :Pole Substation | 0.05 | --> | 0.05 | 0 | 0 | Constrained, otherwise capacity available =21 kVA | --> | 0.048 | 0 | 0.005 | 0.048 | 0 |  | --> | C11 ex SCARIFF | Scariff [T42] | ENNIS |  | 52.8915 | -8.5191
MV/LV Substation RA***531 |  | 10 kV | _ | LV | 200 kVA :Pole Substation | 0.2 | --> | 0.2 | 0 | 0 | Constrained, otherwise capacity available =187 kVA | --> | 0.19 | 0 | 0 | 0.192 | 0 |  | --> | C11 ex SCARIFF | Scariff [T42] | ENNIS |  | 52.8911 | -8.5087
MV/LV Substation MO***538X |  | 20 kV | _ | LV | 100 kVA :Pole Substation | 0.1 | --> | 0.1 | 0 | 0 | Constrained, otherwise capacity available =88 kVA | --> | 0.095 | 0 | 0.026 | 0.077 | 0 |  | --> | E17 ex DRUMLINE | Drumline [T421,T422] | DRUMLINE |  | 52.7502 | -8.7638
MV/LV Substation NE***546X |  | 20 kV | _ | LV | 400 kVA :Kiosk Substation | 0.4 | --> | 0.4 | 0 | 0 | Constrained, otherwise capacity available =380 kVA | --> | 0.38 | 0 | 0 | 0.383 | 0 |  | --> | C12 ex SCARIFF | Scariff [T42] | ENNIS |  | 52.911 | -8.5346
MV/LV Substation BA***549 |  | 10 kV | _ | LV | 50 kVA :Pole Substation | 0.05 | --> | 0.05 | 0 | 0 | Constrained, otherwise capacity available =43 kVA | --> | 0.048 | 0 | 0 | 0.048 | 0 |  | --> | C11 ex SCARIFF | Scariff [T42] | ENNIS |  | 52.8543 | -8.4741
MV/LV Substation BA***552 |  | 10 kV | _ | LV | 50 kVA :Pole Substation | 0.05 | --> | 0.05 | 0 | 0 | Constrained, otherwise capacity available =44 kVA | --> | 0.048 | 0 | 0.015 | 0.037 | 0 |  | --> | C11 ex SCARIFF | Scariff [T42] | ENNIS |  | 52.844 | -8.4754
MV/LV Substation EA***555X |  | 10 kV | _ | LV | 400 kVA :Building Structure | 0.4 | --> | 0.4 | 0 | 0 | Constrained, otherwise capacity available =199 kVA | --> | 0.38 | 0 | 0 | 0.406 | 0 |  | --> | C11 ex SCARIFF | Scariff [T42] | ENNIS |  | 52.9003 | -8.5967
MV/LV Substation TI***559 |  | 10 kV | _ | LV | 50 kVA :Pole Substation | 0.05 | --> | 0.05 | 0 | 0 | Constrained, otherwise capacity available =50 kVA | --> | 0.048 | 0 | 0 | 0.048 | 0 |  | --> | C11 ex SCARIFF | Scariff [T42] | ENNIS |  | 52.866 | -8.4501
MV/LV Substation RA***561 |  | 10 kV | _ | LV | 200 kVA :Pole Substation | 0.2 | --> | 0.2 | 0 | 0 | Constrained, otherwise capacity available =171 kVA | --> | 0.19 | 0 | 0 | 0.194 | 0 |  | --> | C11 ex SCARIFF | Scariff [T42] | ENNIS |  | 52.8938 | -8.5086
MV/LV Substation MO***567X |  | 20 kV | _ | LV | 400 kVA :Building Structure | 0.4 | --> | 0.4 | 0 | 0 | Constrained, otherwise capacity available =391 kVA | --> | 0.38 | 0 | 0 | 0.381 | 0 |  | --> | C16 ex TULLA | Tulla [T41,T42] | ENNIS |  | 52.7988 | -8.6147
MV/LV Substation MO***568X |  | 20 kV | _ | LV | 50 kVA :Pole Substation | 0.05 | --> | 0.05 | 0 | 0 | Constrained, otherwise capacity available =42 kVA | --> | 0.048 | 0 | 0 | 0.049 | 0 |  | --> | C12 ex SCARIFF | Scariff [T42] | ENNIS |  | 52.9389 | -8.4301
MV/LV Substation SC***583 |  | 10 kV | _ | LV | 200 kVA :Kiosk Substation | 0.2 | --> | 0.2 | 0 | 0 | Constrained, otherwise capacity available =129 kVA | --> | 0.19 | 0 | 0.025 | 0.181 | 0 |  | --> | C11 ex SCARIFF | Scariff [T42] | ENNIS |  | 52.905 | -8.5366
MV/LV Substation SC***585 |  | 20 kV | _ | LV | 200 kVA :Pole Substation | 0.2 | --> | 0.2 | 0 | 0 | Constrained, otherwise capacity available =107 kVA | --> | 0.19 | 0 | 0.011 | 0.194 | 0 |  | --> | C12 ex SCARIFF | Scariff [T42] | ENNIS |  | 52.9094 | -8.5327
MV/LV Substation KN***639 |  | 20 kV | _ | LV | 50 kVA :Pole Substation | 0.05 | --> | 0.05 | 0 | 0 | Constrained, otherwise capacity available =36 kVA | --> | 0.048 | 0 | 0 | 0.049 | 0 |  | --> | C12 ex SCARIFF | Scariff [T42] | ENNIS |  | 52.9174 | -8.4892
MV/LV Substation LO***642 |  | 20 kV | _ | LV | 200 kVA :Kiosk Substation | 0.2 | --> | 0.2 | 0 | 0 | Constrained, otherwise capacity available =153 kVA | --> | 0.19 | 0 | 0.025 | 0.178 | 0 |  | --> | C12 ex SCARIFF | Scariff [T42] | ENNIS |  | 52.9337 | -8.4384
MV/LV Substation MT***643 |  | 20 kV | _ | LV | 100 kVA :Pole Substation | 0.1 | --> | 0.1 | 0 | 0 | Constrained, otherwise capacity available =44 kVA | --> | 0.095 | 0 | 0.01 | 0.095 | 0 |  | --> | C12 ex SCARIFF | Scariff [T42] | ENNIS |  | 52.9319 | -8.4315
MV/LV Substation PE***644X |  | 10 kV | _ | LV | 50 kVA :Pole Substation | 0.05 | --> | 0.05 | 0 | 0 | Constrained, otherwise capacity available =36 kVA | --> | 0.048 | 0 | 0.006 | 0.045 | 0 |  | --> | C15 ex TULLA | Tulla [T41,T42] | ENNIS |  | 52.9308 | -8.636
MV/LV Substation WH***654 |  | 20 kV | _ | LV | 50 kVA :Pole Substation | 0.05 | --> | 0.05 | 0 | 0 | Constrained, otherwise capacity available =28 kVA | --> | 0.048 | 0 | 0 | 0.05 | 0 |  | --> | C12 ex SCARIFF | Scariff [T42] | ENNIS |  | 52.9458 | -8.3725
MV/LV Substation WH***665 |  | 20 kV | _ | LV | 50 kVA :Pole Substation | 0.05 | --> | 0.05 | 0 | 0 | Constrained, otherwise capacity available =47 kVA | --> | 0.048 | 0 | 0 | 0.048 | 0 |  | --> | C12 ex SCARIFF | Scariff [T42] | ENNIS |  | 52.9507 | -8.3738
MV/LV Substation KI***674X |  | 20 kV | _ | LV | 200 kVA :Kiosk Substation | 0.2 | --> | 0.2 | 0 | 0 | Constrained, otherwise capacity available =183 kVA | --> | 0.19 | 0 | 0 | 0.192 | 0 |  | --> | E17 ex DRUMLINE | Drumline [T421,T422] | DRUMLINE |  | 52.806 | -8.7371
MV/LV Substation IR***680X |  | 10 kV | _ | LV | 630 kVA :Building Structure | 0.63 | --> | 0.63 | 0 | 0 | Constrained, otherwise capacity available =630 kVA | --> | 0.598 | 0 | 0 | 0.5 | 0 |  | --> | C15 ex TULLA | Tulla [T41,T42] | ENNIS |  | 52.873 | -8.6939
MV/LV Substation CO***681X |  | 10 kV | _ | LV | 50 kVA :Pole Substation | 0.05 | --> | 0.05 | 0 | 0 | Constrained, otherwise capacity available =32 kVA | --> | 0.048 | 0 | 0 | 0.05 | 0 |  | --> | C11 ex SCARIFF | Scariff [T42] | ENNIS |  | 52.89 | -8.5667
MV/LV Substation MO***685X |  | 20 kV | _ | LV | 400 kVA :Kiosk Substation | 0.4 | --> | 0.4 | 0 | 0 | Constrained, otherwise capacity available =326 kVA | --> | 0.38 | 0 | 0.023 | 0.373 | 0 |  | --> | C12 ex SCARIFF | Scariff [T42] | ENNIS |  | 52.932 | -8.4267
MV/LV Substation OC***686 |  | 20 kV | _ | LV | 200 kVA :Pole Substation | 0.2 | --> | 0.2 | 0 | 0 | Constrained, otherwise capacity available =174 kVA | --> | 0.19 | 0 | 0.011 | 0.185 | 0 |  | --> | C16 ex TULLA | Tulla [T41,T42] | ENNIS |  | 52.8423 | -8.6845
MV/LV Substation MU***698X |  | 20 kV | _ | LV | 50 kVA :Pole Substation | 0.05 | --> | 0.05 | 0 | 0 | Constrained, otherwise capacity available =42 kVA | --> | 0.048 | 0 | 0 | 0.049 | 0 |  | --> | C16 ex TULLA | Tulla [T41,T42] | ENNIS |  | 52.7899 | -8.6171
MV/LV Substation DR***709 |  | 20 kV | _ | LV | 50 kVA :Pole Substation | 0.05 | --> | 0.05 | 0 | 0 | Constrained, otherwise capacity available =48 kVA | --> | 0.048 | 0 | 0 | 0.048 | 0 |  | --> | C16 ex TULLA | Tulla [T41,T42] | ENNIS |  | 52.826 | -8.6404
MV/LV Substation PO***718X |  | 20 kV | _ | LV | 400 kVA :Kiosk Substation | 0.4 | --> | 0.4 | 0 | 0 | Constrained, otherwise capacity available =346 kVA | --> | 0.38 | 0 | 0.01 | 0.38 | 0 |  | --> | C17 ex TULLA | Tulla [T41,T42] | ENNIS |  | 52.8637 | -8.759
MV/LV Substation BR***720 |  | 20 kV | _ | LV | 100 kVA :Pole Substation | 0.1 | --> | 0.1 | 0 | 0 | Constrained, otherwise capacity available =68 kVA | --> | 0.095 | 0 | 0.004 | 0.096 | 0 |  | --> | C16 ex TULLA | Tulla [T41,T42] | ENNIS |  | 52.8075 | -8.6337
MV/LV Substation CA***756X |  | 20 kV | _ | LV | 50 kVA :Pole Substation | 0.05 | --> | 0.05 | 0 | 0 | Constrained, otherwise capacity available =49 kVA | --> | 0.048 | 0 | 0 | 0.048 | 0 |  | --> | C12 ex SCARIFF | Scariff [T42] | ENNIS |  | 52.9084 | -8.5091
MV/LV Substation KI***765 |  | 20 kV | _ | LV | 50 kVA :Pole Substation | 0.05 | --> | 0.05 | 0 | 0 | Constrained, otherwise capacity available =42 kVA | --> | 0.048 | 0 | 0.011 | 0.04 | 0 |  | --> | E17 ex DRUMLINE | Drumline [T421,T422] | DRUMLINE |  | 52.7766 | -8.7834
MV/LV Substation TH***770X |  | 10 kV | _ | LV | 200 kVA :Kiosk Substation | 0.2 | --> | 0.2 | 0 | 0 | Constrained, otherwise capacity available =152 kVA | --> | 0.19 | 0 | 0.015 | 0.185 | 0 |  | --> | C15 ex TULLA | Tulla [T41,T42] | ENNIS |  | 52.8646 | -8.7508
MV/LV Substation CR***778X |  | 20 kV | _ | LV | 50 kVA :Pole Substation | 0.05 | --> | 0.05 | 0 | 0 | Constrained, otherwise capacity available =39 kVA | --> | 0.048 | 0 | 0.006 | 0.045 | 0 |  | --> | C12 ex SCARIFF | Scariff [T42] | ENNIS |  | 52.953 | -8.377
MV/LV Substation AR***782X |  | 10 kV | _ | LV | 200 kVA :Pole Substation | 0.2 | --> | 0.2 | 0 | 0 | Constrained, otherwise capacity available =193 kVA | --> | 0.19 | 0 | 0 | 0.191 | 0 |  | --> | C15 ex TULLA | Tulla [T41,T42] | ENNIS |  | 52.8699 | -8.7572
MV/LV Substation FO***796X |  | 10 kV | _ | LV | 50 kVA :Pole Substation | 0.05 | --> | 0.05 | 0 | 0 | Constrained, otherwise capacity available =47 kVA | --> | 0.048 | 0 | 0 | 0.048 | 0 |  | --> | C11 ex SCARIFF | Scariff [T42] | ENNIS |  | 52.8654 | -8.4632
MV/LV Substation KN***838 |  | 20 kV | _ | LV | 50 kVA :Pole Substation | 0.05 | --> | 0.05 | 0 | 0 | Constrained, otherwise capacity available =44 kVA | --> | 0.048 | 0 | 0.005 | 0.045 | 0 |  | --> | C17 ex TULLA | Tulla [T41,T42] | ENNIS |  | 52.8665 | -8.7808
MV/LV Substation CL***851X |  | 20 kV | _ | LV | 400 kVA :Kiosk Substation | 0.4 | --> | 0.4 | 0 | 0 | Constrained, otherwise capacity available =358 kVA | --> | 0.38 | 0 | 0.005 | 0.382 | 0 |  | --> | E17 ex DRUMLINE | Drumline [T421,T422] | DRUMLINE |  | 52.8078 | -8.7436
MV/LV Substation IN***868X |  | 20 kV | _ | LV | 400 kVA :Kiosk Substation | 0.4 | --> | 0.4 | 0 | 0 | Constrained, otherwise capacity available =361 kVA | --> | 0.38 | 0 | 0.015 | 0.374 | 0 |  | --> | E21 ex CRATLOE | Cratloe [T421,T422] | ARDNACRUSHA |  | 52.7449 | -8.7752
MV/LV Substation CU***894X |  | 20 kV | _ | LV | 400 kVA :Kiosk Substation | 0.4 | --> | 0.4 | 0 | 0 | Constrained, otherwise capacity available =334 kVA | --> | 0.38 | 0 | 0.025 | 0.37 | 0 |  | --> | C17 ex TULLA | Tulla [T41,T42] | ENNIS |  | 52.8655 | -8.763
MV/LV Substation GO***921 |  | 10 kV | _ | LV | 100 kVA :Pole Substation | 0.1 | --> | 0.1 | 0 | 0 | Constrained, otherwise capacity available =62 kVA | --> | 0.095 | 0 | 0.008 | 0.094 | 0 |  | --> | C15 ex TULLA | Tulla [T41,T42] | ENNIS |  | 52.8691 | -8.7604
MV/LV Substation CL***927X |  | 20 kV | _ | LV | 400 kVA :Kiosk Substation | 0.4 | --> | 0.4 | 0 | 0 | Constrained, otherwise capacity available =289 kVA | --> | 0.38 | 0 | 0.076 | 0.339 | 0 |  | --> | E21 ex CRATLOE | Cratloe [T421,T422] | ARDNACRUSHA |  | 52.7465 | -8.7712
MV/LV Substation WA***935 |  | 20 kV | _ | LV | 50 kVA :Pole Substation | 0.05 | --> | 0.05 | 0 | 0 | Constrained, otherwise capacity available =49 kVA | --> | 0.048 | 0 | 0 | 0.048 | 0 |  | --> | E17 ex DRUMLINE | Drumline [T421,T422] | DRUMLINE |  | 52.7929 | -8.7702
MV/LV Substation TU***939X |  | 10 kV | _ | LV | 200 kVA :Kiosk Substation | 0.2 | --> | 0.2 | 0 | 0 | Constrained, otherwise capacity available =196 kVA | --> | 0.19 | 0 | 0 | 0.19 | 0 |  | --> | C15 ex TULLA | Tulla [T41,T42] | ENNIS |  | 52.8755 | -8.7626
MV/LV Substation HI***942 |  | 20 kV | _ | LV | 100 kVA :Pole Substation | 0.1 | --> | 0.1 | 0 | 0 | Constrained, otherwise capacity available =76 kVA | --> | 0.095 | 0 | 0.007 | 0.093 | 0 |  | --> | E17 ex DRUMLINE | Drumline [T421,T422] | DRUMLINE |  | 52.8021 | -8.7509
MV/LV Substation BE***947 |  | 20 kV | _ | LV | 50 kVA :Pole Substation | 0.05 | --> | 0.05 | 0 | 0 | Constrained, otherwise capacity available =50 kVA | --> | 0.048 | 0 | 0 | 0.048 | 0 |  | --> | E17 ex DRUMLINE | Drumline [T421,T422] | DRUMLINE |  | 52.7834 | -8.724
MV/LV Substation BE***949 |  | 20 kV | _ | LV | 100 kVA :Pole Substation | 0.1 | --> | 0.1 | 0 | 0 | Constrained, otherwise capacity available =73 kVA | --> | 0.095 | 0 | 0 | 0.099 | 0 |  | --> | E17 ex DRUMLINE | Drumline [T421,T422] | DRUMLINE |  | 52.7831 | -8.7184
MV/LV Substation MC***967 |  | 10 kV | _ | LV | 50 kVA :Pole Substation | 0.05 | --> | 0.05 | 0 | 0 | Constrained, otherwise capacity available =46 kVA | --> | 0.048 | 0 | 0 | 0.048 | 0 |  | --> | C11 ex SCARIFF | Scariff [T42] | ENNIS |  | 52.8921 | -8.526
MV/LV Substation KN***973 |  | 10 kV | _ | LV | 50 kVA :Pole Substation | 0.05 | --> | 0.05 | 0 | 0 | Constrained, otherwise capacity available =43 kVA | --> | 0.048 | 0 | 0 | 0.048 | 0 |  | --> | C15 ex TULLA | Tulla [T41,T42] | ENNIS |  | 52.9718 | -8.6721
MV/LV Substation DO***983 |  | 10 kV | _ | LV | 50 kVA :Pole Substation | 0.05 | --> | 0.05 | 0 | 0 | Constrained, otherwise capacity available =47 kVA | --> | 0.048 | 0 | 0 | 0.048 | 0 |  | --> | C15 ex TULLA | Tulla [T41,T42] | ENNIS |  | 52.9806 | -8.6972
MV/LV Substation CL***991X |  | 10 kV | _ | LV | 50 kVA :Pole Substation | 0.05 | --> | 0.05 | 0 | 0 | Constrained, otherwise capacity available =40 kVA | --> | 0.048 | 0 | 0 | 0.049 | 0 |  | --> | C11 ex SCARIFF | Scariff [T42] | ENNIS |  | 52.8924 | -8.5103
MV/LV Substation CO***002 |  | 10 kV | _ | LV | 200 kVA :Pole Substation | 0.2 | --> | 0.2 | 0.161 | 3.38 |  | --> | 0.19 | 0 | 0.006 | 0 | 0 | Constrained, otherwise capacity available =191 kW | --> | C20 ex CASTLEBLAYNEY | Castleblayney [T41,T42] | DUNDALK |  | 54.112 | -6.7333
MV/LV Substation LA***006 |  | 10 kV | _ | LV | 200 kVA :Pole Substation | 0.2 | --> | 0.2 | 0.174 | 3.38 |  | --> | 0.19 | 0 | 0 | 0 | 0 | Constrained, otherwise capacity available =194 kW | --> | C18 ex CASTLEBLAYNEY | Castleblayney [T41,T42] | DUNDALK |  | 54.1247 | -6.7361
MV/LV Substation MU***007 |  | 10 kV | _ | LV | 400 kVA :Kiosk Substation | 0.4 | --> | 0.4 | 0.278 | 3.38 |  | --> | 0.38 | 0 | 0.005 | 0 | 0 | Constrained, otherwise capacity available =393 kW | --> | C13 ex CASTLEBLAYNEY | Castleblayney [T41,T42] | DUNDALK |  | 54.1222 | -6.7349
MV/LV Substation MA***008 |  | 10 kV | _ | LV | 200 kVA :Pole Substation | 0.2 | --> | 0.2 | 0.138 | 3.38 |  | --> | 0.19 | 0 | 0 | 0 | 0 | Constrained, otherwise capacity available =198 kW | --> | C18 ex CASTLEBLAYNEY | Castleblayney [T41,T42] | DUNDALK |  | 54.1206 | -6.7328
MV/LV Substation CL***008X |  | 10 kV | _ | LV | 100 kVA :Pole Substation | 0.1 | --> | 0.1 | 0.095 | 3.38 |  | --> | 0.095 | 0 | 0 | 0 | 0 | Constrained, otherwise capacity available =96 kW | --> | C21 ex CASTLEBLAYNEY | Castleblayney [T41,T42] | DUNDALK |  | 54.1673 | -6.8336
MV/LV Substation TH***009 |  | 10 kV | _ | LV | 200 kVA :Pole Substation | 0.2 | --> | 0.2 | 0.075 | 3.38 |  | --> | 0.19 | 0 | 0.021 | 0 | 0 | Constrained, otherwise capacity available =191 kW | --> | C20 ex CASTLEBLAYNEY | Castleblayney [T41,T42] | DUNDALK |  | 54.1172 | -6.7354
MV/LV Substation TH***010 |  | 10 kV | _ | LV | 400 kVA :Kiosk Substation | 0.4 | --> | 0.4 | 0.307 | 3.38 |  | --> | 0.38 | 0 | 0.006 | 0 | 0 | Constrained, otherwise capacity available =388 kW | --> | C13 ex CASTLEBLAYNEY | Castleblayney [T41,T42] | DUNDALK |  | 54.1208 | -6.7488
MV/LV Substation SM***010X |  | 10 kV | _ | LV | 50 kVA :Pole Substation | 0.05 | --> | 0.05 | 0.049 | 3.38 |  | --> | 0.048 | 0 | 0 | 0 | 0 | Constrained, otherwise capacity available =48 kW | --> | C18 ex CASTLEBLAYNEY | Castleblayney [T41,T42] | DUNDALK |  | 54.1491 | -6.6756
MV/LV Substation MC***012 |  | 10 kV | _ | LV | 400 kVA :Building Structure | 0.4 | --> | 0.4 | 0.34 | 3.38 |  | --> | 0.38 | 0 | 0 | 0 | 0 | Constrained, otherwise capacity available =388 kW | --> | C13 ex CASTLEBLAYNEY | Castleblayney [T41,T42] | DUNDALK |  | 54.121 | -6.7424
MV/LV Substation ME***013 |  | 10 kV | _ | LV | 400 kVA :Kiosk Substation | 0.4 | --> | 0.4 | 0.262 | 3.38 |  | --> | 0.38 | 0 | 0.015 | 0 | 0 | Constrained, otherwise capacity available =387 kW | --> | C20 ex CASTLEBLAYNEY | Castleblayney [T41,T42] | DUNDALK |  | 54.1191 | -6.7437
MV/LV Substation BR***013X |  | 10 kV | _ | LV | 50 kVA :Pole Substation | 0.05 | --> | 0.05 | 0 | 3.38 |  | --> | 0.048 | 0 | 0 | 0 | 0 | Constrained, otherwise capacity available =55 kW | --> | C20 ex CASTLEBLAYNEY | Castleblayney [T41,T42] | DUNDALK |  | 54.065 | -6.7022
MV/LV Substation ST***014 |  | 10 kV | _ | LV | 200 kVA :Pole Substation | 0.2 | --> | 0.2 | 0.147 | 3.38 |  | --> | 0.19 | 0 | 0 | 0 | 0 | Constrained, otherwise capacity available =197 kW | --> | C13 ex CASTLEBLAYNEY | Castleblayney [T41,T42] | DUNDALK |  | 54.1203 | -6.7459
MV/LV Substation TA***014X |  | 10 kV | _ | LV | 50 kVA :Pole Substation | 0.05 | --> | 0.05 | 0.01 | 3.38 |  | --> | 0.048 | 0 | 0 | 0 | 0 | Constrained, otherwise capacity available =53 kW | --> | C20 ex CASTLEBLAYNEY | Castleblayney [T41,T42] | DUNDALK |  | 54.0572 | -6.696
MV/LV Substation MO***016 |  | 10 kV | _ | LV | 400 kVA :Building Structure | 0.4 | --> | 0.4 | 0.357 | 3.38 |  | --> | 0.38 | 0 | 0 | 0 | 0 | Constrained, otherwise capacity available =386 kW | --> | C13 ex CASTLEBLAYNEY | Castleblayney [T41,T42] | DUNDALK |  | 54.122 | -6.7431
MV/LV Substation DR***018 |  | 10 kV | _ | LV | 400 kVA :Kiosk Substation | 0.4 | --> | 0.4 | 0.29 | 3.38 |  | --> | 0.38 | 0 | 0.017 | 0 | 0 | Constrained, otherwise capacity available =382 kW | --> | C13 ex CASTLEBLAYNEY | Castleblayney [T41,T42] | DUNDALK |  | 54.1223 | -6.7402
MV/LV Substation DR***018X |  | 10 kV | _ | LV | 50 kVA :Pole Substation | 0.05 | --> | 0.05 | 0.048 | 3.38 |  | --> | 0.048 | 0 | 0 | 0 | 0 | Constrained, otherwise capacity available =48 kW | --> | C18 ex CASTLEBLAYNEY | Castleblayney [T41,T42] | DUNDALK |  | 54.1285 | -6.6971
MV/LV Substation TE***022 |  | 10 kV | _ | LV | 400 kVA :Building Structure | 0.4 | --> | 0.4 | 0.366 | 3.38 |  | --> | 0.38 | 0 | 0 | 0 | 0 | Constrained, otherwise capacity available =385 kW | --> | C20 ex CASTLEBLAYNEY | Castleblayney [T41,T42] | DUNDALK |  | 54.1193 | -6.74
MV/LV Substation MA***026X |  | 10 kV | _ | LV | 400 kVA :Kiosk Substation | 0.4 | --> | 0.4 | 0 | 3.38 |  | --> | 0.38 | 0 | 0.006 | 0 | 0 | Constrained, otherwise capacity available =428 kW | --> | C13 ex CASTLEBLAYNEY | Castleblayney [T41,T42] | DUNDALK |  | 54.1213 | -6.7362
MV/LV Substation MO***032X |  | 10 kV | _ | LV | 50 kVA :Pole Substation | 0.05 | --> | 0.05 | 0.029 | 3.38 |  | --> | 0.048 | 0 | 0 | 0 | 0 | Constrained, otherwise capacity available =50 kW | --> | C18 ex CASTLEBLAYNEY | Castleblayney [T41,T42] | DUNDALK |  | 54.1255 | -6.7481
MV/LV Substation FO***040X |  | 10 kV | _ | LV | 200 kVA :Pole Substation | 0.2 | --> | 0.2 | 0.161 | 3.38 |  | --> | 0.19 | 0 | 0 | 0 | 0 | Constrained, otherwise capacity available =195 kW | --> | C18 ex CASTLEBLAYNEY | Castleblayney [T41,T42] | DUNDALK |  | 54.1473 | -6.6827
MV/LV Substation AN***041X |  | 10 kV | _ | LV | 50 kVA :Pole Substation | 0.05 | --> | 0.05 | 0.043 | 3.38 |  | --> | 0.048 | 0 | 0 | 0 | 0 | Constrained, otherwise capacity available =48 kW | --> | C20 ex CASTLEBLAYNEY | Castleblayney [T41,T42] | DUNDALK |  | 54.1128 | -6.724
MV/LV Substation AL***050X |  | 10 kV | _ | LV | 50 kVA :Pole Substation | 0.05 | --> | 0.05 | 0.048 | 3.38 |  | --> | 0.048 | 0 | 0 | 0 | 0 | Constrained, otherwise capacity available =48 kW | --> | C18 ex CASTLEBLAYNEY | Castleblayney [T41,T42] | DUNDALK |  | 54.1596 | -6.6549
MV/LV Substation LA***062X |  | 10 kV | _ | LV | 50 kVA :Pole Substation | 0.05 | --> | 0.05 | 0.049 | 3.38 |  | --> | 0.048 | 0 | 0 | 0 | 0 | Constrained, otherwise capacity available =48 kW | --> | C13 ex CASTLEBLAYNEY | Castleblayney [T41,T42] | DUNDALK |  | 54.1237 | -6.7363
MV/LV Substation MC***064X |  | 10 kV | _ | LV | 400 kVA :Kiosk Substation | 0.4 | --> | 0.4 | 0.303 | 3.38 |  | --> | 0.38 | 0 | 0.015 | 0 | 0 | Constrained, otherwise capacity available =382 kW | --> | C20 ex CASTLEBLAYNEY | Castleblayney [T41,T42] | DUNDALK |  | 54.1162 | -6.7504
MV/LV Substation BL***076X |  | 10 kV | _ | LV | 200 kVA :Kiosk Substation | 0.2 | --> | 0.2 | 0.163 | 3.38 |  | --> | 0.19 | 0 | 0.003 | 0 | 0 | Constrained, otherwise capacity available =193 kW | --> | C20 ex CASTLEBLAYNEY | Castleblayney [T41,T42] | DUNDALK |  | 54.118 | -6.7448
MV/LV Substation KN***092X |  | 10 kV | _ | LV | 200 kVA :Kiosk Substation | 0.2 | --> | 0.2 | 0.147 | 3.38 |  | --> | 0.19 | 0 | 0.005 | 0 | 0 | Constrained, otherwise capacity available =193 kW | --> | C19 ex CASTLEBLAYNEY | Castleblayney [T41,T42] | DUNDALK |  | 54.1112 | -6.745
MV/LV Substation CO***100X |  | 10 kV | _ | LV | 50 kVA :Pole Substation | 0.05 | --> | 0.05 | 0.036 | 3.38 |  | --> | 0.048 | 0 | 0 | 0 | 0 | Constrained, otherwise capacity available =49 kW | --> | C20 ex CASTLEBLAYNEY | Castleblayney [T41,T42] | DUNDALK |  | 54.088 | -6.6683
MV/LV Substation CR***103X |  | 10 kV | _ | LV | 50 kVA :Pole Substation | 0.05 | --> | 0.05 | 0.048 | 3.38 |  | --> | 0.048 | 0 | 0 | 0 | 0 | Constrained, otherwise capacity available =48 kW | --> | C21 ex CASTLEBLAYNEY | Castleblayney [T41,T42] | DUNDALK |  | 54.1603 | -6.8127
MV/LV Substation NE***105X |  | 10 kV | _ | LV | 630 kVA :Kiosk Substation | 0.63 | --> | 0.63 | 0.5 | 3.38 |  | --> | 0.598 | 0 | 0 | 0 | 0 | Constrained, otherwise capacity available =614 kW | --> | C13 ex CASTLEBLAYNEY | Castleblayney [T41,T42] | DUNDALK |  | 54.1205 | -6.7405
MV/LV Substation OR***106X |  | 10 kV | _ | LV | 200 kVA :Kiosk Substation | 0.2 | --> | 0.2 | 0.175 | 3.38 |  | --> | 0.19 | 0 | 0 | 0 | 0 | Constrained, otherwise capacity available =193 kW | --> | C18 ex CASTLEBLAYNEY | Castleblayney [T41,T42] | DUNDALK |  | 54.148 | -6.6968
MV/LV Substation SE***112 |  | 10 kV | _ | LV | 200 kVA :Pole Substation | 0.2 | --> | 0.2 | 0.158 | 3.38 |  | --> | 0.19 | 0 | 0 | 0 | 0 | Constrained, otherwise capacity available =196 kW | --> | C18 ex CASTLEBLAYNEY | Castleblayney [T41,T42] | DUNDALK |  | 54.1216 | -6.7326
MV/LV Substation HO***116 |  | 10 kV | _ | LV | 200 kVA :Pole Substation | 0.2 | --> | 0.2 | 0.183 | 3.38 |  | --> | 0.19 | 0 | 0 | 0 | 0 | Constrained, otherwise capacity available =192 kW | --> | C18 ex CASTLEBLAYNEY | Castleblayney [T41,T42] | DUNDALK |  | 54.1198 | -6.7317
MV/LV Substation CO***116X |  | 10 kV | _ | LV | 200 kVA :Pole Substation | 0.2 | --> | 0.2 | 0.168 | 3.38 |  | --> | 0.19 | 0 | 0 | 0 | 0 | Constrained, otherwise capacity available =194 kW | --> | C21 ex CASTLEBLAYNEY | Castleblayney [T41,T42] | DUNDALK |  | 54.1342 | -6.7652
MV/LV Substation LO***119 |  | 10 kV | _ | LV | 200 kVA :Pole Substation | 0.2 | --> | 0.2 | 0.181 | 3.38 |  | --> | 0.19 | 0 | 0 | 0 | 0 | Constrained, otherwise capacity available =193 kW | --> | C20 ex CASTLEBLAYNEY | Castleblayney [T41,T42] | DUNDALK |  | 54.0993 | -6.6767
MV/LV Substation OL***126X |  | 10 kV | _ | LV | 100 kVA :Pole Substation | 0.1 | --> | 0.1 | 0.078 | 3.38 |  | --> | 0.095 | 0 | 0.031 | 0 | 0 | Constrained, otherwise capacity available =75 kW | --> | C20 ex CASTLEBLAYNEY | Castleblayney [T41,T42] | DUNDALK |  | 54.108 | -6.7283
MV/LV Substation P ***130 |  | 10 kV | _ | LV | 200 kVA :Pole Substation | 0.2 | --> | 0.2 | 0.126 | 3.38 |  | --> | 0.19 | 0 | 0 | 0 | 0 | Constrained, otherwise capacity available =200 kW | --> | C20 ex CASTLEBLAYNEY | Castleblayney [T41,T42] | DUNDALK |  | 54.1158 | -6.7328
MV/LV Substation LA***132 |  | 10 kV | _ | LV | 100 kVA :Pole Substation | 0.1 | --> | 0.1 | 0.082 | 3.38 |  | --> | 0.095 | 0 | 0 | 0 | 0 | Constrained, otherwise capacity available =97 kW | --> | C21 ex CASTLEBLAYNEY | Castleblayney [T41,T42] | DUNDALK |  | 54.1606 | -6.7937
MV/LV Substation FL***137X |  | 10 kV | _ | LV | 400 kVA :Building Structure | 0.4 | --> | 0.4 | 0.325 | 3.38 |  | --> | 0.38 | 0 | 0 | 0 | 0 | Constrained, otherwise capacity available =390 kW | --> | C20 ex CASTLEBLAYNEY | Castleblayney [T41,T42] | DUNDALK |  | 54.0553 | -6.6917
MV/LV Substation MO***138 |  | 10 kV | _ | LV | 50 kVA :Pole Substation | 0.05 | --> | 0.05 | 0.049 | 3.38 |  | --> | 0.048 | 0 | 0 | 0 | 0 | Constrained, otherwise capacity available =48 kW | --> | C17 ex CASTLEBLAYNEY | Castleblayney [T41,T42] | DUNDALK |  | 54.1209 | -6.7788
MV/LV Substation BO***142 |  | 10 kV | _ | LV | 50 kVA :Pole Substation | 0.05 | --> | 0.05 | 0.048 | 3.38 |  | --> | 0.048 | 0 | 0 | 0 | 0 | Constrained, otherwise capacity available =48 kW | --> | C17 ex CASTLEBLAYNEY | Castleblayney [T41,T42] | DUNDALK |  | 54.1077 | -6.763
MV/LV Substation AR***150X |  | 10 kV | _ | LV | 200 kVA :Kiosk Substation | 0.2 | --> | 0.2 | 0.127 | 3.38 |  | --> | 0.19 | 0 | 0 | 0 | 0 | Constrained, otherwise capacity available =200 kW | --> | C20 ex CASTLEBLAYNEY | Castleblayney [T41,T42] | DUNDALK |  | 54.1168 | -6.743
MV/LV Substation AG***166X |  | 10 kV | _ | LV | 50 kVA :Pole Substation | 0.05 | --> | 0.05 | 0.036 | 3.38 |  | --> | 0.048 | 0 | 0 | 0 | 0 | Constrained, otherwise capacity available =49 kW | --> | C18 ex CASTLEBLAYNEY | Castleblayney [T41,T42] | DUNDALK |  | 54.153 | -6.6741
MV/LV Substation CO***168 |  | 10 kV | _ | LV | 100 kVA :Pole Substation | 0.1 | --> | 0.1 | 0.064 | 3.38 |  | --> | 0.095 | 0 | 0 | 0 | 0 | Constrained, otherwise capacity available =100 kW | --> | C17 ex CASTLEBLAYNEY | Castleblayney [T41,T42] | DUNDALK |  | 54.112 | -6.7914
MV/LV Substation AN***170 |  | 10 kV | _ | LV | 100 kVA :Pole Substation | 0.1 | --> | 0.1 | 0.099 | 3.38 |  | --> | 0.095 | 0 | 0 | 0 | 0 | Constrained, otherwise capacity available =95 kW | --> | C20 ex CASTLEBLAYNEY | Castleblayney [T41,T42] | DUNDALK |  | 54.1103 | -6.7267
MV/LV Substation MA***170X |  | 10 kV | _ | LV | 630 kVA :Kiosk Substation | 0.63 | --> | 0.63 | 0.474 | 3.38 |  | --> | 0.598 | 0 | 0.005 | 0 | 0 | Constrained, otherwise capacity available =616 kW | --> | C13 ex CASTLEBLAYNEY | Castleblayney [T41,T42] | DUNDALK |  | 54.1208 | -6.7373
MV/LV Substation DR***172 |  | 10 kV | _ | LV | 50 kVA :Pole Substation | 0.05 | --> | 0.05 | 0.048 | 3.38 |  | --> | 0.048 | 0 | 0 | 0 | 0 | Constrained, otherwise capacity available =48 kW | --> | C18 ex CASTLEBLAYNEY | Castleblayney [T41,T42] | DUNDALK |  | 54.1387 | -6.7255
MV/LV Substation IG***174X |  | 10 kV | _ | LV | 400 kVA :Building Structure | 0.4 | --> | 0.4 | 0 | 3.38 |  | --> | 0.38 | 0 | 0 | 0 | 0 | Constrained, otherwise capacity available =434 kW | --> | C20 ex CASTLEBLAYNEY | Castleblayney [T41,T42] | DUNDALK |  | 54.0688 | -6.7002
MV/LV Substation GL***177 |  | 10 kV | _ | LV | 400 kVA :Building Structure | 0.4 | --> | 0.4 | 0.347 | 3.38 |  | --> | 0.38 | 0 | 0 | 0 | 0 | Constrained, otherwise capacity available =387 kW | --> | C13 ex CASTLEBLAYNEY | Castleblayney [T41,T42] | DUNDALK |  | 54.1213 | -6.7394
MV/LV Substation TO***178 |  | 10 kV | _ | LV | 50 kVA :Pole Substation | 0.05 | --> | 0.05 | 0.048 | 3.38 |  | --> | 0.048 | 0 | 0 | 0 | 0 | Constrained, otherwise capacity available =48 kW | --> | C20 ex CASTLEBLAYNEY | Castleblayney [T41,T42] | DUNDALK |  | 54.0822 | -6.6795
MV/LV Substation MC***187 |  | 10 kV | _ | LV | 630 kVA :Building Structure | 0.63 | --> | 0.63 | 0.5 | 3.38 |  | --> | 0.598 | 0 | 0 | 0 | 0 | Constrained, otherwise capacity available =604 kW | --> | C19 ex CASTLEBLAYNEY | Castleblayney [T41,T42] | DUNDALK |  | 54.113 | -6.7515
MV/LV Substation LI***190X |  | 10 kV | _ | LV | 50 kVA :Pole Substation | 0.05 | --> | 0.05 | 0.045 | 3.38 |  | --> | 0.048 | 0 | 0 | 0 | 0 | Constrained, otherwise capacity available =48 kW | --> | C21 ex CASTLEBLAYNEY | Castleblayney [T41,T42] | DUNDALK |  | 54.1397 | -6.7753
MV/LV Substation AS***193 |  | 10 kV | _ | LV | 200 kVA :Kiosk Substation | 0.2 | --> | 0.2 | 0.184 | 3.38 |  | --> | 0.19 | 0 | 0 | 0 | 0 | Constrained, otherwise capacity available =192 kW | --> | C13 ex CASTLEBLAYNEY | Castleblayney [T41,T42] | DUNDALK |  | 54.1204 | -6.7412
MV/LV Substation LA***198 |  | 10 kV | _ | LV | 200 kVA :Pole Substation | 0.2 | --> | 0.2 | 0.2 | 3.38 |  | --> | 0.19 | 0 | 0 | 0 | 0 | Constrained, otherwise capacity available =190 kW | --> | C21 ex CASTLEBLAYNEY | Castleblayney [T41,T42] | DUNDALK |  | 54.1635 | -6.8134
MV/LV Substation CO***203X |  | 10 kV | _ | LV | 200 kVA :Pole Substation | 0.2 | --> | 0.2 | 0.178 | 3.38 |  | --> | 0.19 | 0 | 0.013 | 0 | 0 | Constrained, otherwise capacity available =183 kW | --> | C17 ex CASTLEBLAYNEY | Castleblayney [T41,T42] | DUNDALK |  | 54.1298 | -6.829
MV/LV Substation TU***210 |  | 10 kV | _ | LV | 50 kVA :Pole Substation | 0.05 | --> | 0.05 | 0.05 | 3.38 |  | --> | 0.048 | 0 | 0 | 0 | 0 | Constrained, otherwise capacity available =48 kW | --> | C18 ex CASTLEBLAYNEY | Castleblayney [T41,T42] | DUNDALK |  | 54.1351 | -6.7012
MV/LV Substation DO***218 |  | 10 kV | _ | LV | 50 kVA :Pole Substation | 0.05 | --> | 0.05 | 0.039 | 3.38 |  | --> | 0.048 | 0 | 0.005 | 0 | 0 | Constrained, otherwise capacity available =45 kW | --> | C17 ex CASTLEBLAYNEY | Castleblayney [T41,T42] | DUNDALK |  | 54.1286 | -6.8303
MV/LV Substation CU***220 |  | 10 kV | _ | LV | 50 kVA :Pole Substation | 0.05 | --> | 0.05 | 0.037 | 3.38 |  | --> | 0.048 | 0 | 0.005 | 0 | 0 | Constrained, otherwise capacity available =46 kW | --> | C18 ex CASTLEBLAYNEY | Castleblayney [T41,T42] | DUNDALK |  | 54.149 | -6.6907
MV/LV Substation AL***220X |  | 10 kV | _ | LV | 200 kVA :Pole Substation | 0.2 | --> | 0.2 | 0.19 | 3.38 |  | --> | 0.19 | 0 | 0 | 0 | 0 | Constrained, otherwise capacity available =191 kW | --> | C20 ex CASTLEBLAYNEY | Castleblayney [T41,T42] | DUNDALK |  | 54.1162 | -6.734
MV/LV Substation AR***221X |  | 10 kV | _ | LV | 630 kVA :Kiosk Substation | 0.63 | --> | 0.63 | 0.5 | 3.38 |  | --> | 0.598 | 0 | 0 | 0 | 0 | Constrained, otherwise capacity available =613 kW | --> | C20 ex CASTLEBLAYNEY | Castleblayney [T41,T42] | DUNDALK |  | 54.1147 | -6.7432
MV/LV Substation CH***222X |  | 10 kV | _ | LV | 200 kVA :Pole Substation | 0.2 | --> | 0.2 | 0.2 | 3.38 |  | --> | 0.19 | 0 | 0 | 0 | 0 | Constrained, otherwise capacity available =190 kW | --> | C20 ex CASTLEBLAYNEY | Castleblayney [T41,T42] | DUNDALK |  | 54.1129 | -6.726
MV/LV Substation RO***226 |  | 10 kV | _ | LV | 400 kVA :Kiosk Substation | 0.4 | --> | 0.4 | 0.308 | 3.38 |  | --> | 0.38 | 0 | 0 | 0 | 0 | Constrained, otherwise capacity available =392 kW | --> | C20 ex CASTLEBLAYNEY | Castleblayney [T41,T42] | DUNDALK |  | 54.1135 | -6.7422
MV/LV Substation TO***226X |  | 10 kV | _ | LV | 50 kVA :Pole Substation | 0.05 | --> | 0.05 | 0.034 | 3.38 |  | --> | 0.048 | 0 | 0 | 0 | 0 | Constrained, otherwise capacity available =50 kW | --> | C17 ex CASTLEBLAYNEY | Castleblayney [T41,T42] | DUNDALK |  | 54.1203 | -6.7561
MV/LV Substation TE***227 |  | 10 kV | _ | LV | 200 kVA :Pole Substation | 0.2 | --> | 0.2 | 0.176 | 3.38 |  | --> | 0.19 | 0 | 0 | 0 | 0 | Constrained, otherwise capacity available =193 kW | --> | C18 ex CASTLEBLAYNEY | Castleblayney [T41,T42] | DUNDALK |  | 54.1313 | -6.6591
MV/LV Substation TH***228X |  | 10 kV | _ | LV | 100 kVA :Pole Substation | 0.1 | --> | 0.1 | 0.068 | 3.38 |  | --> | 0.095 | 0 | 0 | 0 | 0 | Constrained, otherwise capacity available =99 kW | --> | C20 ex CASTLEBLAYNEY | Castleblayney [T41,T42] | DUNDALK |  | 54.1155 | -6.7459
MV/LV Substation TA***234X |  | 10 kV | _ | LV | 50 kVA :Pole Substation | 0.05 | --> | 0.05 | 0.045 | 3.38 |  | --> | 0.048 | 0 | 0 | 0 | 0 | Constrained, otherwise capacity available =48 kW | --> | C20 ex CASTLEBLAYNEY | Castleblayney [T41,T42] | DUNDALK |  | 54.0576 | -6.6925
MV/LV Substation CH***235X |  | 10 kV | _ | LV | 400 kVA :Kiosk Substation | 0.4 | --> | 0.4 | 0.284 | 3.38 |  | --> | 0.38 | 0 | 0.005 | 0 | 0 | Constrained, otherwise capacity available =392 kW | --> | C19 ex CASTLEBLAYNEY | Castleblayney [T41,T42] | DUNDALK |  | 54.1123 | -6.7464
MV/LV Substation CA***237 |  | 10 kV | _ | LV | 630 kVA :Kiosk Substation | 0.63 | --> | 0.63 | 0.5 | 3.38 |  | --> | 0.598 | 0 | 0 | 0 | 0 | Constrained, otherwise capacity available =598 kW | --> | C18 ex CASTLEBLAYNEY | Castleblayney [T41,T42] | DUNDALK |  | 54.1266 | -6.7494
MV/LV Substation BO***239X |  | 10 kV | _ | LV | 200 kVA :Pole Substation | 0.2 | --> | 0.2 | 0.181 | 3.38 |  | --> | 0.19 | 0 | 0 | 0 | 0 | Constrained, otherwise capacity available =193 kW | --> | C18 ex CASTLEBLAYNEY | Castleblayney [T41,T42] | DUNDALK |  | 54.1244 | -6.7413
MV/LV Substation LI***240X |  | 10 kV | _ | LV | 400 kVA :Kiosk Substation | 0.4 | --> | 0.4 | 0.298 | 3.38 |  | --> | 0.38 | 0 | 0 | 0 | 0 | Constrained, otherwise capacity available =394 kW | --> | C13 ex CASTLEBLAYNEY | Castleblayney [T41,T42] | DUNDALK |  | 54.1235 | -6.7432
MV/LV Substation CO***244X |  | 10 kV | _ | LV | 100 kVA :Pole Substation | 0.1 | --> | 0.1 | 0.088 | 3.38 |  | --> | 0.095 | 0 | 0 | 0 | 0 | Constrained, otherwise capacity available =97 kW | --> | C17 ex CASTLEBLAYNEY | Castleblayney [T41,T42] | DUNDALK |  | 54.1288 | -6.8232
MV/LV Substation KN***245X |  | 10 kV | _ | LV | 630 kVA :Kiosk Substation | 0.63 | --> | 0.63 | 0.5 | 3.38 |  | --> | 0.598 | 0 | 0.005 | 0 | 0 | Constrained, otherwise capacity available =607 kW | --> | C21 ex CASTLEBLAYNEY | Castleblayney [T41,T42] | DUNDALK |  | 54.1586 | -6.7813
MV/LV Substation CO***246X |  | 10 kV | _ | LV | 100 kVA :Pole Substation | 0.1 | --> | 0.1 | 0.1 | 3.38 |  | --> | 0.095 | 0 | 0 | 0 | 0 | Constrained, otherwise capacity available =95 kW | --> | C20 ex CASTLEBLAYNEY | Castleblayney [T41,T42] | DUNDALK |  | 54.1083 | -6.7074
MV/LV Substation AN***248 |  | 10 kV | _ | LV | 50 kVA :Pole Substation | 0.05 | --> | 0.05 | 0.017 | 3.38 |  | --> | 0.048 | 0 | 0 | 0 | 0 | Constrained, otherwise capacity available =52 kW | --> | C20 ex CASTLEBLAYNEY | Castleblayney [T41,T42] | DUNDALK |  | 54.0848 | -6.7061
MV/LV Substation BO***251X |  | 10 kV | _ | LV | 400 kVA :Kiosk Substation | 0.4 | --> | 0.4 | 0.385 | 3.38 |  | --> | 0.38 | 0 | 0.01 | 0 | 0 | Constrained, otherwise capacity available =375 kW | --> | C18 ex CASTLEBLAYNEY | Castleblayney [T41,T42] | DUNDALK |  | 54.1251 | -6.737
MV/LV Substation TH***259 |  | 10 kV | _ | LV | 100 kVA :Pole Substation | 0.1 | --> | 0.1 | 0.078 | 3.38 |  | --> | 0.095 | 0 | 0.008 | 0 | 0 | Constrained, otherwise capacity available =92 kW | --> | C19 ex CASTLEBLAYNEY | Castleblayney [T41,T42] | DUNDALK |  | 54.1129 | -6.7535
MV/LV Substation AN***259X |  | 10 kV | _ | LV | 630 kVA :Building Structure | 0.63 | --> | 0.63 | 0.5 | 3.38 |  | --> | 0.598 | 0 | 0 | 0 | 0 | Constrained, otherwise capacity available =598 kW | --> | C21 ex CASTLEBLAYNEY | Castleblayney [T41,T42] | DUNDALK |  | 54.1621 | -6.7842
MV/LV Substation OG***261 |  | 10 kV | _ | LV | 50 kVA :Pole Substation | 0.05 | --> | 0.05 | 0.05 | 3.38 |  | --> | 0.048 | 0 | 0 | 0 | 0 | Constrained, otherwise capacity available =48 kW | --> | C17 ex CASTLEBLAYNEY | Castleblayney [T41,T42] | DUNDALK |  | 54.121 | -6.8139
MV/LV Substation BR***265X |  | 10 kV | _ | LV | 630 kVA :Kiosk Substation | 0.63 | --> | 0.63 | 0.5 | 3.38 |  | --> | 0.598 | 0 | 0 | 0 | 0 | Constrained, otherwise capacity available =599 kW | --> | C13 ex CASTLEBLAYNEY | Castleblayney [T41,T42] | DUNDALK |  | 54.1216 | -6.7364
MV/LV Substation MU***271 |  | 10 kV | _ | LV | 50 kVA :Pole Substation | 0.05 | --> | 0.05 | 0.048 | 3.38 |  | --> | 0.048 | 0 | 0 | 0 | 0 | Constrained, otherwise capacity available =48 kW | --> | C21 ex CASTLEBLAYNEY | Castleblayney [T41,T42] | DUNDALK |  | 54.1602 | -6.7795
MV/LV Substation LI***273X |  | 10 kV | _ | LV | 200 kVA :Pole Substation | 0.2 | --> | 0.2 | 0.198 | 3.38 |  | --> | 0.19 | 0 | 0 | 0 | 0 | Constrained, otherwise capacity available =190 kW | --> | C21 ex CASTLEBLAYNEY | Castleblayney [T41,T42] | DUNDALK |  | 54.1377 | -6.7761
MV/LV Substation DR***277 |  | 10 kV | _ | LV | 50 kVA :Pole Substation | 0.05 | --> | 0.05 | 0.036 | 3.38 |  | --> | 0.048 | 0 | 0 | 0 | 0 | Constrained, otherwise capacity available =49 kW | --> | C18 ex CASTLEBLAYNEY | Castleblayney [T41,T42] | DUNDALK |  | 54.1276 | -6.7361
MV/LV Substation KN***281X |  | 10 kV | _ | LV | 50 kVA :Pole Substation | 0.05 | --> | 0.05 | 0.043 | 3.38 |  | --> | 0.048 | 0 | 0 | 0 | 0 | Constrained, otherwise capacity available =48 kW | --> | C21 ex CASTLEBLAYNEY | Castleblayney [T41,T42] | DUNDALK |  | 54.1569 | -6.7797
MV/LV Substation MA***282X |  | 10 kV | _ | LV | 1000 kVA :Building Structure | 1 | --> | 1 | 0.5 | 3.38 |  | --> | 0.95 | 0 | 0 | 0 | 0 | Constrained, otherwise capacity available =950 kW | --> | C13 ex CASTLEBLAYNEY | Castleblayney [T41,T42] | DUNDALK |  | 54.1208 | -6.7379
MV/LV Substation FA***285X |  | 10 kV | _ | LV | 400 kVA :Kiosk Substation | 0.4 | --> | 0.4 | 0.39 | 3.38 |  | --> | 0.38 | 0 | 0 | 0 | 0 | Constrained, otherwise capacity available =381 kW | --> | C13 ex CASTLEBLAYNEY | Castleblayney [T41,T42] | DUNDALK |  | 54.1188 | -6.7353
MV/LV Substation DE***287X |  | 10 kV | _ | LV | 50 kVA :Pole Substation | 0.05 | --> | 0.05 | 0.05 | 3.38 |  | --> | 0.048 | 0 | 0 | 0 | 0 | Constrained, otherwise capacity available =48 kW | --> | C18 ex CASTLEBLAYNEY | Castleblayney [T41,T42] | DUNDALK |  | 54.1297 | -6.7336
MV/LV Substation CO***299X |  | 10 kV | _ | LV | 100 kVA :Pole Substation | 0.1 | --> | 0.1 | 0.076 | 3.38 |  | --> | 0.095 | 0 | 0 | 0 | 0 | Constrained, otherwise capacity available =98 kW | --> | C20 ex CASTLEBLAYNEY | Castleblayney [T41,T42] | DUNDALK |  | 54.1128 | -6.7338
MV/LV Substation TU***314X |  | 10 kV | _ | LV | 50 kVA :Pole Substation | 0.05 | --> | 0.05 | 0.05 | 3.38 |  | --> | 0.048 | 0 | 0 | 0 | 0 | Constrained, otherwise capacity available =48 kW | --> | C17 ex CASTLEBLAYNEY | Castleblayney [T41,T42] | DUNDALK |  | 54.1157 | -6.7696
MV/LV Substation CR***323X |  | 10 kV | _ | LV | 50 kVA :Pole Substation | 0.05 | --> | 0.05 | 0.048 | 3.38 |  | --> | 0.048 | 0 | 0 | 0 | 0 | Constrained, otherwise capacity available =48 kW | --> | C21 ex CASTLEBLAYNEY | Castleblayney [T41,T42] | DUNDALK |  | 54.1738 | -6.7867
MV/LV Substation DR***328X |  | 10 kV | _ | LV | 100 kVA :Pole Substation | 0.1 | --> | 0.1 | 0.032 | 3.38 |  | --> | 0.095 | 0 | 0 | 0 | 0 | Constrained, otherwise capacity available =104 kW | --> | C18 ex CASTLEBLAYNEY | Castleblayney [T41,T42] | DUNDALK |  | 54.1176 | -6.6836
MV/LV Substation DR***343X |  | 10 kV | _ | LV | 100 kVA :Pole Substation | 0.1 | --> | 0.1 | 0.099 | 3.38 |  | --> | 0.095 | 0 | 0 | 0 | 0 | Constrained, otherwise capacity available =95 kW | --> | C18 ex CASTLEBLAYNEY | Castleblayney [T41,T42] | DUNDALK |  | 54.1299 | -6.6956
MV/LV Substation SU***4002 |  | 10 kV | _ | LV | 630 kVA :Building Structure | 0.63 | --> | 0.63 | 0.5 | 3.38 |  | --> | 0.598 | 0 | 0 | 0 | 0 | Constrained, otherwise capacity available =599 kW | --> | C13 ex CASTLEBLAYNEY | Castleblayney [T41,T42] | DUNDALK |  | 54.1189 | -6.7379
MV/LV Substation SU***4003 |  | 10 kV | _ | LV | 1000 kVA :Building Structure | 1 | --> | 1 | 0.5 | 3.38 |  | --> | 0.95 | 0 | 0 | 0 | 0 | Constrained, otherwise capacity available =950 kW | --> | C13 ex CASTLEBLAYNEY | Castleblayney [T41,T42] | DUNDALK |  | 54.1189 | -6.7378
MV/LV Substation KI***4009 |  | 10 kV | _ | LV | 100 kVA :Pole Substation | 0.1 | --> | 0.1 | 0.067 | 3.38 |  | --> | 0.095 | 0 | 0 | 0 | 0 | Constrained, otherwise capacity available =99 kW | --> | C18 ex CASTLEBLAYNEY | Castleblayney [T41,T42] | DUNDALK |  | 54.1521 | -6.7351
MV/LV Substation MO***4021 |  | 10 kV | _ | LV | 400 kVA :Building Structure | 0.4 | --> | 0.4 | 0.304 | 3.38 |  | --> | 0.38 | 0 | 0.003 | 0 | 0 | Constrained, otherwise capacity available =391 kW | --> | C21 ex CASTLEBLAYNEY | Castleblayney [T41,T42] | DUNDALK |  | 54.158 | -6.8037
MV/LV Substation TA***4032 |  | 10 kV | _ | LV | 50 kVA :Pole Substation | 0.05 | --> | 0.05 | 0.05 | 3.38 |  | --> | 0.048 | 0 | 0 | 0 | 0 | Constrained, otherwise capacity available =48 kW | --> | C20 ex CASTLEBLAYNEY | Castleblayney [T41,T42] | DUNDALK |  | 54.0584 | -6.704
MV/LV Substation CA***4040 |  | 10 kV | _ | LV | 200 kVA :Kiosk Substation | 0.2 | --> | 0.2 | 0.161 | 3.38 |  | --> | 0.19 | 0 | 0.01 | 0 | 0 | Constrained, otherwise capacity available =188 kW | --> | C20 ex CASTLEBLAYNEY | Castleblayney [T41,T42] | DUNDALK |  | 54.1148 | -6.7328
MV/LV Substation DR***4048 |  | 10 kV | _ | LV | 50 kVA :Pole Substation | 0.05 | --> | 0.05 | 0.05 | 3.38 |  | --> | 0.048 | 0 | 0 | 0 | 0 | Constrained, otherwise capacity available =48 kW | --> | C20 ex CASTLEBLAYNEY | Castleblayney [T41,T42] | DUNDALK |  | 54.0831 | -6.6813
MV/LV Substation SL***4053 |  | 10 kV | _ | LV | 200 kVA :Pole Substation | 0.2 | --> | 0.2 | 0.189 | 3.38 |  | --> | 0.19 | 0 | 0 | 0 | 0 | Constrained, otherwise capacity available =192 kW | --> | C13 ex CASTLEBLAYNEY | Castleblayney [T41,T42] | DUNDALK |  | 54.1225 | -6.7374
MV/LV Substation CO***408 |  | 10 kV | _ | LV | 50 kVA :Pole Substation | 0.05 | --> | 0.05 | 0.039 | 3.38 |  | --> | 0.048 | 0 | 0.005 | 0 | 0 | Constrained, otherwise capacity available =45 kW | --> | C20 ex CASTLEBLAYNEY | Castleblayney [T41,T42] | DUNDALK |  | 54.1049 | -6.7132
MV/LV Substation DO***4080 |  | 10 kV | _ | LV | 50 kVA :Pole Substation | 0.05 | --> | 0.05 | 0.047 | 3.38 |  | --> | 0.048 | 0 | 0.011 | 0 | 0 | Constrained, otherwise capacity available =40 kW | --> | C17 ex CASTLEBLAYNEY | Castleblayney [T41,T42] | DUNDALK |  | 54.1274 | -6.8197
MV/LV Substation CA***4083 |  | 10 kV | _ | LV | 400 kVA :Kiosk Substation | 0.4 | --> | 0.4 | 0.341 | 3.38 |  | --> | 0.38 | 0 | 0.01 | 0 | 0 | Constrained, otherwise capacity available =381 kW | --> | C19 ex CASTLEBLAYNEY | Castleblayney [T41,T42] | DUNDALK |  | 54.1163 | -6.7539
MV/LV Substation BR***4084 |  | 10 kV | _ | LV | 50 kVA :Pole Substation | 0.05 | --> | 0.05 | 0.05 | 3.38 |  | --> | 0.048 | 0 | 0 | 0 | 0 | Constrained, otherwise capacity available =48 kW | --> | C20 ex CASTLEBLAYNEY | Castleblayney [T41,T42] | DUNDALK |  | 54.0647 | -6.7013
MV/LV Substation AN***4089 |  | 10 kV | _ | LV | 50 kVA :Pole Substation | 0.05 | --> | 0.05 | 0.05 | 3.38 |  | --> | 0.048 | 0 | 0 | 0 | 0 | Constrained, otherwise capacity available =48 kW | --> | C20 ex CASTLEBLAYNEY | Castleblayney [T41,T42] | DUNDALK |  | 54.0652 | -6.6998
MV/LV Substation LU***4091 |  | 10 kV | _ | LV | 50 kVA :Pole Substation | 0.05 | --> | 0.05 | 0.05 | 3.38 |  | --> | 0.048 | 0 | 0 | 0 | 0 | Constrained, otherwise capacity available =48 kW | --> | C18 ex CASTLEBLAYNEY | Castleblayney [T41,T42] | DUNDALK |  | 54.1421 | -6.7093
MV/LV Substation RA***4095 |  | 10 kV | _ | LV | 400 kVA :Kiosk Substation | 0.4 | --> | 0.4 | 0.4 | 3.38 |  | --> | 0.38 | 0 | 0 | 0 | 0 | Constrained, otherwise capacity available =380 kW | --> | C20 ex CASTLEBLAYNEY | Castleblayney [T41,T42] | DUNDALK |  | 54.1187 | -6.749
MV/LV Substation HE***4101 |  | 10 kV | _ | LV | 200 kVA :Pole Substation | 0.2 | --> | 0.2 | 0.2 | 3.38 |  | --> | 0.19 | 0 | 0 | 0 | 0 | Constrained, otherwise capacity available =190 kW | --> | C20 ex CASTLEBLAYNEY | Castleblayney [T41,T42] | DUNDALK |  | 54.0681 | -6.7019
MV/LV Substation AG***4136 |  | 10 kV | _ | LV | 50 kVA :Pole Substation | 0.05 | --> | 0.05 | 0.042 | 3.38 |  | --> | 0.048 | 0 | 0 | 0 | 0 | Constrained, otherwise capacity available =49 kW | --> | C18 ex CASTLEBLAYNEY | Castleblayney [T41,T42] | DUNDALK |  | 54.1532 | -6.6547
MV/LV Substation TH***4164 |  | 10 kV | _ | LV | 50 kVA :Pole Substation | 0.05 | --> | 0.05 | 0.05 | 3.38 |  | --> | 0.048 | 0 | 0 | 0 | 0 | Constrained, otherwise capacity available =48 kW | --> | C20 ex CASTLEBLAYNEY | Castleblayney [T41,T42] | DUNDALK |  | 54.0771 | -6.7169
MV/LV Substation BR***449 |  | 10 kV | _ | LV | 33 kVA :Pole Substation | 0.033 | --> | 0.033 | 0.004 | 3.38 |  | --> | 0.031 | 0 | 0 | 0 | 0 | Constrained, otherwise capacity available =35 kW | --> | C20 ex CASTLEBLAYNEY | Castleblayney [T41,T42] | DUNDALK |  | 54.0649 | -6.7007
MV/LV Substation BR***468 |  | 10 kV | _ | LV | 100 kVA :Pole Substation | 0.1 | --> | 0.1 | 0.085 | 3.38 |  | --> | 0.095 | 0 | 0 | 0 | 0 | Constrained, otherwise capacity available =97 kW | --> | C20 ex CASTLEBLAYNEY | Castleblayney [T41,T42] | DUNDALK |  | 54.0588 | -6.6988
MV/LV Substation LU***493 |  | 10 kV | _ | LV | 50 kVA :Pole Substation | 0.05 | --> | 0.05 | 0.038 | 3.38 |  | --> | 0.048 | 0 | 0 | 0 | 0 | Constrained, otherwise capacity available =49 kW | --> | C18 ex CASTLEBLAYNEY | Castleblayney [T41,T42] | DUNDALK |  | 54.1391 | -6.7139
MV/LV Substation OR***515 |  | 10 kV | _ | LV | 100 kVA :Pole Substation | 0.1 | --> | 0.1 | 0.07 | 3.38 |  | --> | 0.095 | 0 | 0.005 | 0 | 0 | Constrained, otherwise capacity available =95 kW | --> | C18 ex CASTLEBLAYNEY | Castleblayney [T41,T42] | DUNDALK |  | 54.1484 | -6.6944
MV/LV Substation AN***585 |  | 10 kV | _ | LV | 50 kVA :Pole Substation | 0.05 | --> | 0.05 | 0.046 | 3.38 |  | --> | 0.048 | 0 | 0.004 | 0 | 0 | Constrained, otherwise capacity available =45 kW | --> | C21 ex CASTLEBLAYNEY | Castleblayney [T41,T42] | DUNDALK |  | 54.1662 | -6.7965
MV/LV Substation AN***608 |  | 10 kV | _ | LV | 100 kVA :Pole Substation | 0.1 | --> | 0.1 | 0.088 | 3.38 |  | --> | 0.095 | 0 | 0 | 0 | 0 | Constrained, otherwise capacity available =97 kW | --> | C21 ex CASTLEBLAYNEY | Castleblayney [T41,T42] | DUNDALK |  | 54.16 | -6.7894
MV/LV Substation CR***609 |  | 10 kV | _ | LV | 50 kVA :Pole Substation | 0.05 | --> | 0.05 | 0.04 | 3.38 |  | --> | 0.048 | 0 | 0 | 0 | 0 | Constrained, otherwise capacity available =49 kW | --> | C21 ex CASTLEBLAYNEY | Castleblayney [T41,T42] | DUNDALK |  | 54.1594 | -6.8171
MV/LV Substation DR***640 |  | 10 kV | _ | LV | 100 kVA :Pole Substation | 0.1 | --> | 0.1 | 0.095 | 3.38 |  | --> | 0.095 | 0 | 0 | 0 | 0 | Constrained, otherwise capacity available =96 kW | --> | C18 ex CASTLEBLAYNEY | Castleblayney [T41,T42] | DUNDALK |  | 54.1467 | -6.7051
MV/LV Substation CO***649 |  | 10 kV | _ | LV | 50 kVA :Pole Substation | 0.05 | --> | 0.05 | 0.043 | 3.38 |  | --> | 0.048 | 0 | 0 | 0 | 0 | Constrained, otherwise capacity available =48 kW | --> | C18 ex CASTLEBLAYNEY | Castleblayney [T41,T42] | DUNDALK |  | 54.1273 | -6.7521
MV/LV Substation ME***651 |  | 10 kV | _ | LV | 200 kVA :Pole Substation | 0.2 | --> | 0.2 | 0.197 | 3.38 |  | --> | 0.19 | 0 | 0 | 0 | 0 | Constrained, otherwise capacity available =190 kW | --> | C20 ex CASTLEBLAYNEY | Castleblayney [T41,T42] | DUNDALK |  | 54.0553 | -6.7065
MV/LV Substation LU***660 |  | 10 kV | _ | LV | 100 kVA :Pole Substation | 0.1 | --> | 0.1 | 0 | 3.38 |  | --> | 0.095 | 0 | 0 | 0 | 0 | Constrained, otherwise capacity available =111 kW | --> | C18 ex CASTLEBLAYNEY | Castleblayney [T41,T42] | DUNDALK |  | 54.1382 | -6.7174
MV/LV Substation DO***668 |  | 10 kV | _ | LV | 50 kVA :Pole Substation | 0.05 | --> | 0.05 | 0.043 | 3.38 |  | --> | 0.048 | 0 | 0.005 | 0 | 0 | Constrained, otherwise capacity available =45 kW | --> | C17 ex CASTLEBLAYNEY | Castleblayney [T41,T42] | DUNDALK |  | 54.1277 | -6.8289
MV/LV Substation KI***707 |  | 10 kV | _ | LV | 100 kVA :Pole Substation | 0.1 | --> | 0.1 | 0.074 | 3.38 |  | --> | 0.095 | 0 | 0.007 | 0 | 0 | Constrained, otherwise capacity available =93 kW | --> | C20 ex CASTLEBLAYNEY | Castleblayney [T41,T42] | DUNDALK |  | 54.1184 | -6.7506
MV/LV Substation DO***756 |  | 10 kV | _ | LV | 50 kVA :Pole Substation | 0.05 | --> | 0.05 | 0.046 | 3.38 |  | --> | 0.048 | 0 | 0.005 | 0 | 0 | Constrained, otherwise capacity available =44 kW | --> | C17 ex CASTLEBLAYNEY | Castleblayney [T41,T42] | DUNDALK |  | 54.1259 | -6.8234
MV/LV Substation CO***778 |  | 10 kV | _ | LV | 50 kVA :Pole Substation | 0.05 | --> | 0.05 | 0.044 | 3.38 |  | --> | 0.048 | 0 | 0 | 0 | 0 | Constrained, otherwise capacity available =48 kW | --> | C20 ex CASTLEBLAYNEY | Castleblayney [T41,T42] | DUNDALK |  | 54.1034 | -6.711
MV/LV Substation FO***780 |  | 10 kV | _ | LV | 50 kVA :Pole Substation | 0.05 | --> | 0.05 | 0.046 | 3.38 |  | --> | 0.048 | 0 | 0 | 0 | 0 | Constrained, otherwise capacity available =48 kW | --> | C18 ex CASTLEBLAYNEY | Castleblayney [T41,T42] | DUNDALK |  | 54.1479 | -6.682
MV/LV Substation KI***830 |  | 10 kV | _ | LV | 50 kVA :Pole Substation | 0.05 | --> | 0.05 | 0.048 | 3.38 |  | --> | 0.048 | 0 | 0.003 | 0 | 0 | Constrained, otherwise capacity available =46 kW | --> | C19 ex CASTLEBLAYNEY | Castleblayney [T41,T42] | DUNDALK |  | 54.1066 | -6.7478
MV/LV Substation DR***833 |  | 10 kV | _ | LV | 100 kVA :Pole Substation | 0.1 | --> | 0.1 | 0.056 | 3.38 |  | --> | 0.095 | 0 | 0 | 0 | 0 | Constrained, otherwise capacity available =101 kW | --> | C13 ex CASTLEBLAYNEY | Castleblayney [T41,T42] | DUNDALK |  | 54.1234 | -6.7447
MV/LV Substation DR***836 |  | 10 kV | _ | LV | 100 kVA :Pole Substation | 0.1 | --> | 0.1 | 0.003 | 3.38 |  | --> | 0.095 | 0 | 0 | 0 | 0 | Constrained, otherwise capacity available =107 kW | --> | C20 ex CASTLEBLAYNEY | Castleblayney [T41,T42] | DUNDALK |  | 54.0675 | -6.7026
MV/LV Substation RO***863 |  | 10 kV | _ | LV | 50 kVA :Pole Substation | 0.05 | --> | 0.05 | 0.05 | 3.38 |  | --> | 0.048 | 0 | 0 | 0 | 0 | Constrained, otherwise capacity available =48 kW | --> | C18 ex CASTLEBLAYNEY | Castleblayney [T41,T42] | DUNDALK |  | 54.1263 | -6.7519
MV/LV Substation KN***869 |  | 10 kV | _ | LV | 50 kVA :Pole Substation | 0.05 | --> | 0.05 | 0.05 | 3.38 |  | --> | 0.048 | 0 | 0 | 0 | 0 | Constrained, otherwise capacity available =48 kW | --> | C17 ex CASTLEBLAYNEY | Castleblayney [T41,T42] | DUNDALK |  | 54.1265 | -6.8749
MV/LV Substation CO***888 |  | 10 kV | _ | LV | 100 kVA :Pole Substation | 0.1 | --> | 0.1 | 0.094 | 3.38 |  | --> | 0.095 | 0 | 0 | 0 | 0 | Constrained, otherwise capacity available =96 kW | --> | C18 ex CASTLEBLAYNEY | Castleblayney [T41,T42] | DUNDALK |  | 54.1271 | -6.7523
MV/LV Substation DO***892 |  | 10 kV | _ | LV | 100 kVA :Pole Substation | 0.1 | --> | 0.1 | 0.072 | 3.38 |  | --> | 0.095 | 0 | 0 | 0 | 0 | Constrained, otherwise capacity available =99 kW | --> | C17 ex CASTLEBLAYNEY | Castleblayney [T41,T42] | DUNDALK |  | 54.1212 | -6.8277
MV/LV Substation DR***910 |  | 10 kV | _ | LV | 100 kVA :Pole Substation | 0.1 | --> | 0.1 | 0.077 | 3.38 |  | --> | 0.095 | 0 | 0 | 0 | 0 | Constrained, otherwise capacity available =98 kW | --> | C18 ex CASTLEBLAYNEY | Castleblayney [T41,T42] | DUNDALK |  | 54.1468 | -6.7124
MV/LV Substation DO***911 |  | 10 kV | _ | LV | 50 kVA :Pole Substation | 0.05 | --> | 0.05 | 0.03 | 3.38 |  | --> | 0.048 | 0 | 0.004 | 0 | 0 | Constrained, otherwise capacity available =47 kW | --> | C17 ex CASTLEBLAYNEY | Castleblayney [T41,T42] | DUNDALK |  | 54.1279 | -6.8278
MV/LV Substation DR***919 |  | 10 kV | _ | LV | 50 kVA :Pole Substation | 0.05 | --> | 0.05 | 0.027 | 3.38 |  | --> | 0.048 | 0 | 0 | 0 | 0 | Constrained, otherwise capacity available =50 kW | --> | C18 ex CASTLEBLAYNEY | Castleblayney [T41,T42] | DUNDALK |  | 54.154 | -6.6785
MV/LV Substation DE***926 |  | 10 kV | _ | LV | 50 kVA :Pole Substation | 0.05 | --> | 0.05 | 0.046 | 3.38 |  | --> | 0.048 | 0 | 0 | 0 | 0 | Constrained, otherwise capacity available =48 kW | --> | C17 ex CASTLEBLAYNEY | Castleblayney [T41,T42] | DUNDALK |  | 54.1112 | -6.7897
MV/LV Substation HU***965 |  | 10 kV | _ | LV | 200 kVA :Pole Substation | 0.2 | --> | 0.2 | 0.192 | 3.38 |  | --> | 0.19 | 0 | 0.025 | 0 | 0 | Constrained, otherwise capacity available =172 kW | --> | C21 ex CASTLEBLAYNEY | Castleblayney [T41,T42] | DUNDALK |  | 54.1281 | -6.7531
MV/LV Substation TE***966 |  | 10 kV | _ | LV | 50 kVA :Pole Substation | 0.05 | --> | 0.05 | 0.042 | 3.38 |  | --> | 0.048 | 0 | 0 | 0 | 0 | Constrained, otherwise capacity available =48 kW | --> | C17 ex CASTLEBLAYNEY | Castleblayney [T41,T42] | DUNDALK |  | 54.1273 | -6.8574
MV/LV Substation MU***971 |  | 10 kV | _ | LV | 100 kVA :Pole Substation | 0.1 | --> | 0.1 | 0.089 | 3.38 |  | --> | 0.095 | 0 | 0 | 0 | 0 | Constrained, otherwise capacity available =96 kW | --> | C17 ex CASTLEBLAYNEY | Castleblayney [T41,T42] | DUNDALK |  | 54.1245 | -6.7649
MV/LV Substation AN***974 |  | 10 kV | _ | LV | 200 kVA :Pole Substation | 0.2 | --> | 0.2 | 0.177 | 3.38 |  | --> | 0.19 | 0 | 0.05 | 0 | 0 | Constrained, otherwise capacity available =156 kW | --> | C20 ex CASTLEBLAYNEY | Castleblayney [T41,T42] | DUNDALK |  | 54.084 | -6.704
MV/LV Substation BR***982 |  | 10 kV | _ | LV | 400 kVA :Kiosk Substation | 0.4 | --> | 0.4 | 0.36 | 3.38 |  | --> | 0.38 | 0 | 0.008 | 0 | 0 | Constrained, otherwise capacity available =379 kW | --> | C19 ex CASTLEBLAYNEY | Castleblayney [T41,T42] | DUNDALK |  | 54.1137 | -6.7473
MV/LV Substation EA***006X |  | 10 kV | _ | LV | 100 kVA :Pole Substation | 0.1 | --> | 0.1 | 0 | 0 | Constrained, otherwise capacity available =86 kVA | --> | 0.095 | 0 | 0 | 0 | 0 | Constrained, otherwise capacity available =97 kW | --> | C00 ex TORY ISLAND |  |  |  | 55.2584 | -8.2079
MV/LV Substation GT***007 |  | 10 kV | _ | LV | 400 kVA :Building Structure | 0.4 | --> | 0.4 | 0.343 | 1.56 |  | --> | 0.38 | 0 | 0.009 | 0 | 0 | Constrained, otherwise capacity available =381 kW | --> | C14 ex DERRYBEG | Derrybeg [T41,T42] | ARDNAGAPPARY |  | 55.0663 | -8.2881
MV/LV Substation ME***007X |  | 10 kV | _ | LV | 50 kVA :Pole Substation | 0.05 | --> | 0.05 | 0.05 | 1.7 |  | --> | 0.048 | 0 | 0 | 0 | 0 | Constrained, otherwise capacity available =48 kW | --> | E15 ex GWEEDORE | Gweedore [T421] | ARDNAGAPPARY |  | 55.1373 | -8.2233
MV/LV Substation EU***008 |  | 10 kV | _ | LV | 50 kVA :Building Structure | 0.05 | --> | 0.05 | 0.027 | 1.56 |  | --> | 0.048 | 0 | 0 | 0 | 0 | Constrained, otherwise capacity available =50 kW | --> | C14 ex DERRYBEG | Derrybeg [T41,T42] | ARDNAGAPPARY |  | 55.0651 | -8.2859
MV/LV Substation TE***009 |  | 10 kV | _ | LV | 400 kVA :Building Structure | 0.4 | --> | 0.4 | 0.353 | 1.56 |  | --> | 0.38 | 0 | 0 | 0 | 0 | Constrained, otherwise capacity available =386 kW | --> | C15 ex DERRYBEG | Derrybeg [T41,T42] | ARDNAGAPPARY |  | 55.0625 | -8.2807
MV/LV Substation IO***032X |  | 20 kV | _ | LV | 200 kVA :Pole Substation | 0.2 | --> | 0.2 | 0.185 | 1.7 |  | --> | 0.19 | 0 | 0 | 0 | 0 | Constrained, otherwise capacity available =192 kW | --> | E15 ex GWEEDORE | Gweedore [T421] | ARDNAGAPPARY |  | 55.0259 | -8.1466
MV/LV Substation RT***087X |  | 10 kV | _ | LV | 50 kVA :Pole Substation | 0.05 | --> | 0.05 | 0.032 | 1.7 |  | --> | 0.048 | 0 | 0 | 0 | 0 | Constrained, otherwise capacity available =50 kW | --> | E15 ex GWEEDORE | Gweedore [T421] | ARDNAGAPPARY |  | 55.1381 | -8.1766
MV/LV Substation KE***091X |  | 20 kV | _ | LV | 50 kVA :Pole Substation | 0.05 | --> | 0.05 | 0.048 | 1.7 |  | --> | 0.048 | 0 | 0 | 0 | 0 | Constrained, otherwise capacity available =48 kW | --> | E15 ex GWEEDORE | Gweedore [T421] | ARDNAGAPPARY |  | 55.1415 | -8.1143
MV/LV Substation JO***093X |  | 10 kV | _ | LV | 100 kVA :Pole Substation | 0.1 | --> | 0.1 | 0.1 | 1.56 |  | --> | 0.095 | 0 | 0 | 0 | 0 | Constrained, otherwise capacity available =95 kW | --> | C15 ex DERRYBEG | Derrybeg [T41,T42] | ARDNAGAPPARY |  | 55.1244 | -8.2835
MV/LV Substation HE***101 |  | 10 kV | _ | LV | 100 kVA :Pole Substation | 0.1 | --> | 0.1 | 0 | 0 | Constrained, otherwise capacity available =93 kVA | --> | 0.095 | 0 | 0 | 0 | 0 | Constrained, otherwise capacity available =96 kW | --> | C00 ex TORY ISLAND |  |  |  | 55.2649 | -8.2242
MV/LV Substation IN***112X |  | 10 kV | _ | LV | 50 kVA :Kiosk Substation | 0.05 | --> | 0.05 | 0.046 | 1.7 |  | --> | 0.048 | 0 | 0 | 0 | 0 | Constrained, otherwise capacity available =48 kW | --> | E15 ex GWEEDORE | Gweedore [T421] | ARDNAGAPPARY |  | 55.1705 | -8.1653
MV/LV Substation BU***121 |  | 10 kV | _ | LV | 100 kVA :Building Structure | 0.1 | --> | 0.1 | 0.097 | 1.56 |  | --> | 0.095 | 0 | 0 | 0 | 0 | Constrained, otherwise capacity available =95 kW | --> | C14 ex DERRYBEG | Derrybeg [T41,T42] | ARDNAGAPPARY |  | 55.0634 | -8.2847
MV/LV Substation DA***136 |  | 10 kV | _ | LV | 200 kVA :Pole Substation | 0.2 | --> | 0.2 | 0.125 | 1.56 |  | --> | 0.19 | 0 | 0.005 | 0 | 0 | Constrained, otherwise capacity available =196 kW | --> | C15 ex DERRYBEG | Derrybeg [T41,T42] | ARDNAGAPPARY |  | 55.0755 | -8.2838
MV/LV Substation SI***152 |  | 10 kV | _ | LV | 50 kVA :Pole Substation | 0.05 | --> | 0.05 | 0.049 | 1.56 |  | --> | 0.048 | 0 | 0 | 0 | 0 | Constrained, otherwise capacity available =48 kW | --> | C15 ex DERRYBEG | Derrybeg [T41,T42] | ARDNAGAPPARY |  | 55.0645 | -8.2778
MV/LV Substation MO***177 |  | 20 kV | _ | LV | 100 kVA :Pole Substation | 0.1 | --> | 0.1 | 0.093 | 1.7 |  | --> | 0.095 | 0 | 0 | 0 | 0 | Constrained, otherwise capacity available =96 kW | --> | E15 ex GWEEDORE | Gweedore [T421] | ARDNAGAPPARY |  | 55.0307 | -8.1403
MV/LV Substation AI***178 |  | 10 kV | _ | LV | 100 kVA :Pole Substation | 0.1 | --> | 0.1 | 0.088 | 1.56 |  | --> | 0.095 | 0 | 0.005 | 0 | 0 | Constrained, otherwise capacity available =93 kW | --> | C15 ex DERRYBEG | Derrybeg [T41,T42] | ARDNAGAPPARY |  | 55.0695 | -8.3
MV/LV Substation CL***210X |  | 10 kV | _ | LV | 50 kVA :Pole Substation | 0.05 | --> | 0.05 | 0.042 | 1.56 |  | --> | 0.048 | 0 | 0 | 0 | 0 | Constrained, otherwise capacity available =48 kW | --> | C15 ex DERRYBEG | Derrybeg [T41,T42] | ARDNAGAPPARY |  | 55.0705 | -8.2789
MV/LV Substation MC***213X |  | 10 kV | _ | LV | 50 kVA :Pole Substation | 0.05 | --> | 0.05 | 0.048 | 1.56 |  | --> | 0.048 | 0 | 0 | 0 | 0 | Constrained, otherwise capacity available =48 kW | --> | C13 ex DERRYBEG | Derrybeg [T41,T42] | ARDNAGAPPARY |  | 55.0327 | -8.3693
MV/LV Substation OF***215X |  | 10 kV | _ | LV | 400 kVA :Building Structure | 0.4 | --> | 0.4 | 0.358 | 1.56 |  | --> | 0.38 | 0 | 0 | 0 | 0 | Constrained, otherwise capacity available =386 kW | --> | C14 ex DERRYBEG | Derrybeg [T41,T42] | ARDNAGAPPARY |  | 55.0654 | -8.2887
MV/LV Substation SA***241X |  | 10 kV | _ | LV | 50 kVA :Pole Substation | 0.05 | --> | 0.05 | 0 | 0 | Constrained, otherwise capacity available =45 kVA | --> | 0.048 | 0 | 0 | 0 | 0 | Constrained, otherwise capacity available =48 kW | --> | C00 ex TORY ISLAND |  |  |  | 55.2649 | -8.2411
MV/LV Substation WE***271X |  | 10 kV | _ | LV | 100 kVA :Pole Substation | 0.1 | --> | 0.1 | 0 | 0 | Constrained, otherwise capacity available =69 kVA | --> | 0.095 | 0 | 0.005 | 0 | 0 | Constrained, otherwise capacity available =96 kW | --> | C00 ex TORY ISLAND |  |  |  | 55.2644 | -8.2314
MV/LV Substation BA***325X |  | 20 kV | _ | LV | 50 kVA :Pole Substation | 0.05 | --> | 0.05 | 0.04 | 1.7 |  | --> | 0.048 | 0 | 0 | 0 | 0 | Constrained, otherwise capacity available =49 kW | --> | E15 ex GWEEDORE | Gweedore [T421] | ARDNAGAPPARY |  | 55.1386 | -8.115
MV/LV Substation RA***370X |  | 10 kV | _ | LV | 50 kVA :Pole Substation | 0.05 | --> | 0.05 | 0.05 | 1.56 |  | --> | 0.048 | 0 | 0 | 0 | 0 | Constrained, otherwise capacity available =48 kW | --> | C13 ex DERRYBEG | Derrybeg [T41,T42] | ARDNAGAPPARY |  | 55.0188 | -8.3289
MV/LV Substation KI***380X |  | 20 kV | _ | LV | 50 kVA :Pole Substation | 0.05 | --> | 0.05 | 0.05 | 1.7 |  | --> | 0.048 | 0 | 0 | 0 | 0 | Constrained, otherwise capacity available =48 kW | --> | E15 ex GWEEDORE | Gweedore [T421] | ARDNAGAPPARY |  | 55.1323 | -8.1292
MV/LV Substation LO***4007 |  | 10 kV | _ | LV | 50 kVA :Pole Substation | 0.05 | --> | 0.05 | 0.05 | 1.56 |  | --> | 0.048 | 0 | 0 | 0 | 0 | Constrained, otherwise capacity available =48 kW | --> | C13 ex DERRYBEG | Derrybeg [T41,T42] | ARDNAGAPPARY |  | 55.0107 | -8.2775
MV/LV Substation AI***4009 |  | 10 kV | _ | LV | 630 kVA :Building Structure | 0.63 | --> | 0.63 | 0.5 | 1.56 |  | --> | 0.598 | 0 | 0 | 0 | 0 | Constrained, otherwise capacity available =607 kW | --> | C14 ex DERRYBEG | Derrybeg [T41,T42] | ARDNAGAPPARY |  | 55.0645 | -8.2841
MV/LV Substation MU***4010 |  | 10 kV | _ | LV | 50 kVA :Pole Substation | 0.05 | --> | 0.05 | 0.039 | 1.56 |  | --> | 0.048 | 0 | 0.006 | 0 | 0 | Constrained, otherwise capacity available =44 kW | --> | C13 ex DERRYBEG | Derrybeg [T41,T42] | ARDNAGAPPARY |  | 55.0296 | -8.3487
MV/LV Substation CA***402X |  | 10 kV | _ | LV | 50 kVA :Pole Substation | 0.05 | --> | 0.05 | 0.048 | 1.56 |  | --> | 0.048 | 0 | 0 | 0 | 0 | Constrained, otherwise capacity available =48 kW | --> | C15 ex DERRYBEG | Derrybeg [T41,T42] | ARDNAGAPPARY |  | 55.1021 | -8.2989
MV/LV Substation BU***4042 |  | 10 kV | _ | LV | 50 kVA :Pole Substation | 0.05 | --> | 0.05 | 0.05 | 1.56 |  | --> | 0.048 | 0 | 0 | 0 | 0 | Constrained, otherwise capacity available =48 kW | --> | C13 ex DERRYBEG | Derrybeg [T41,T42] | ARDNAGAPPARY |  | 55.0197 | -8.3357
MV/LV Substation MA***4047 |  | 10 kV | _ | LV | 50 kVA :Pole Substation | 0.05 | --> | 0.05 | 0.05 | 1.56 |  | --> | 0.048 | 0 | 0 | 0 | 0 | Constrained, otherwise capacity available =48 kW | --> | C15 ex DERRYBEG | Derrybeg [T41,T42] | ARDNAGAPPARY |  | 55.0832 | -8.3094
MV/LV Substation CR***406X |  | 10 kV | _ | LV | 200 kVA :Pole Substation | 0.2 | --> | 0.2 | 0.117 | 1.56 |  | --> | 0.19 | 0 | 0 | 0 | 0 | Constrained, otherwise capacity available =201 kW | --> | C15 ex DERRYBEG | Derrybeg [T41,T42] | ARDNAGAPPARY |  | 55.0786 | -8.2895
MV/LV Substation AR***4075 |  | 10 kV | _ | LV | 50 kVA :Pole Substation | 0.05 | --> | 0.05 | 0.05 | 1.7 |  | --> | 0.048 | 0 | 0 | 0 | 0 | Constrained, otherwise capacity available =48 kW | --> | E15 ex GWEEDORE | Gweedore [T421] | ARDNAGAPPARY |  | 55.1196 | -8.158
MV/LV Substation FA***4101 |  | 20 kV | _ | LV | 200 kVA :Pole Substation | 0.2 | --> | 0.2 | 0.198 | 1.7 |  | --> | 0.19 | 0 | 0 | 0 | 0 | Constrained, otherwise capacity available =190 kW | --> | E15 ex GWEEDORE | Gweedore [T421] | ARDNAGAPPARY |  | 55.1365 | -8.0978
MV/LV Substation EU***4106 |  | 10 kV | _ | LV | 630 kVA :Building Structure | 0.63 | --> | 0.63 | 0.42 | 1.56 |  | --> | 0.598 | 0 | 0 | 0 | 0 | Constrained, otherwise capacity available =627 kW | --> | C14 ex DERRYBEG | Derrybeg [T41,T42] | ARDNAGAPPARY |  | 55.0644 | -8.2873
MV/LV Substation TO***4120 |  | 10 kV | _ | LV | 200 kVA :Pole Substation | 0.2 | --> | 0.2 | 0 | 0 | Constrained, otherwise capacity available =200 kVA | --> | 0.19 | 0 | 0 | 0 | 0 | Constrained, otherwise capacity available =190 kW | --> | C00 ex TORY ISLAND |  |  |  | 55.2651 | -8.2275
MV/LV Substation MA***4125 |  | 10 kV | _ | LV | 100 kVA :Pole Substation | 0.1 | --> | 0.1 | 0.094 | 1.7 |  | --> | 0.095 | 0 | 0.01 | 0 | 0 | Constrained, otherwise capacity available =88 kW | --> | E15 ex GWEEDORE | Gweedore [T421] | ARDNAGAPPARY |  | 55.1364 | -8.1675
MV/LV Substation DE***4154 |  | 10 kV | _ | LV | 100 kVA :Pole Substation | 0.1 | --> | 0.1 | 0.1 | 1.56 |  | --> | 0.095 | 0 | 0 | 0 | 0 | Constrained, otherwise capacity available =95 kW | --> | C15 ex DERRYBEG | Derrybeg [T41,T42] | ARDNAGAPPARY |  | 55.0821 | -8.2894
MV/LV Substation MA***4156 |  | 10 kV | _ | LV | 100 kVA :Pole Substation | 0.1 | --> | 0.1 | 0.096 | 1.7 |  | --> | 0.095 | 0 | 0 | 0 | 0 | Constrained, otherwise capacity available =96 kW | --> | E15 ex GWEEDORE | Gweedore [T421] | ARDNAGAPPARY |  | 55.1392 | -8.1758
MV/LV Substation CO***416X |  | 10 kV | _ | LV | 200 kVA :Pole Substation | 0.2 | --> | 0.2 | 0.199 | 1.56 |  | --> | 0.19 | 0 | 0 | 0 | 0 | Constrained, otherwise capacity available =190 kW | --> | C15 ex DERRYBEG | Derrybeg [T41,T42] | ARDNAGAPPARY |  | 55.107 | -8.2631
MV/LV Substation MO***4176 |  | 10 kV | _ | LV | 100 kVA :Pole Substation | 0.1 | --> | 0.1 | 0.1 | 1.56 |  | --> | 0.095 | 0 | 0 | 0 | 0 | Constrained, otherwise capacity available =95 kW | --> | C13 ex DERRYBEG | Derrybeg [T41,T42] | ARDNAGAPPARY |  | 55.0139 | -8.3323
MV/LV Substation BR***4188 |  | 10 kV | _ | LV | 100 kVA :Pole Substation | 0.1 | --> | 0.1 | 0.1 | 1.56 |  | --> | 0.095 | 0 | 0 | 0 | 0 | Constrained, otherwise capacity available =95 kW | --> | C15 ex DERRYBEG | Derrybeg [T41,T42] | ARDNAGAPPARY |  | 55.1288 | -8.2728
MV/LV Substation KI***4192 |  | 20 kV | _ | LV | 50 kVA :Pole Substation | 0.05 | --> | 0.05 | 0.05 | 1.7 |  | --> | 0.048 | 0 | 0 | 0 | 0 | Constrained, otherwise capacity available =48 kW | --> | E15 ex GWEEDORE | Gweedore [T421] | ARDNAGAPPARY |  | 55.1321 | -8.1175
MV/LV Substation MI***419X |  | 20 kV | _ | LV | 50 kVA :Pole Substation | 0.05 | --> | 0.05 | 0.048 | 1.7 |  | --> | 0.048 | 0 | 0 | 0 | 0 | Constrained, otherwise capacity available =48 kW | --> | E15 ex GWEEDORE | Gweedore [T421] | ARDNAGAPPARY |  | 55.0718 | -8.1265
MV/LV Substation TE***420 |  | 10 kV | _ | LV | 200 kVA :Pole Substation | 0.2 | --> | 0.2 | 0.158 | 1.56 |  | --> | 0.19 | 0 | 0 | 0 | 0 | Constrained, otherwise capacity available =196 kW | --> | C15 ex DERRYBEG | Derrybeg [T41,T42] | ARDNAGAPPARY |  | 55.0883 | -8.2885
MV/LV Substation RA***4206 |  | 10 kV | _ | LV | 50 kVA :Pole Substation | 0.05 | --> | 0.05 | 0.05 | 1.56 |  | --> | 0.048 | 0 | 0 | 0 | 0 | Constrained, otherwise capacity available =48 kW | --> | C13 ex DERRYBEG | Derrybeg [T41,T42] | ARDNAGAPPARY |  | 55.0384 | -8.3181
MV/LV Substation ST***422 |  | 10 kV | _ | LV | 100 kVA :Pole Substation | 0.1 | --> | 0.1 | 0.067 | 1.56 |  | --> | 0.095 | 0 | 0.005 | 0 | 0 | Constrained, otherwise capacity available =96 kW | --> | C15 ex DERRYBEG | Derrybeg [T41,T42] | ARDNAGAPPARY |  | 55.0938 | -8.2817
MV/LV Substation MA***424X |  | 10 kV | _ | LV | 100 kVA :Pole Substation | 0.1 | --> | 0.1 | 0.076 | 1.7 |  | --> | 0.095 | 0 | 0.01 | 0 | 0 | Constrained, otherwise capacity available =91 kW | --> | E15 ex GWEEDORE | Gweedore [T421] | ARDNAGAPPARY |  | 55.1438 | -8.178
MV/LV Substation TE***429 |  | 10 kV | _ | LV | 100 kVA :Pole Substation | 0.1 | --> | 0.1 | 0.062 | 1.56 |  | --> | 0.095 | 0 | 0.005 | 0 | 0 | Constrained, otherwise capacity available =96 kW | --> | C15 ex DERRYBEG | Derrybeg [T41,T42] | ARDNAGAPPARY |  | 55.1152 | -8.2867
MV/LV Substation ME***430X |  | 10 kV | _ | LV | 400 kVA :Kiosk Substation | 0.4 | --> | 0.4 | 0.396 | 1.7 |  | --> | 0.38 | 0 | 0 | 0 | 0 | Constrained, otherwise capacity available =380 kW | --> | E16 ex GWEEDORE | Gweedore [T421] | ARDNAGAPPARY |  | 55.061 | -8.2418
MV/LV Substation ER***443 |  | 10 kV | _ | LV | 200 kVA :Pole Substation | 0.2 | --> | 0.2 | 0.093 | 1.56 |  | --> | 0.19 | 0 | 0.006 | 0 | 0 | Constrained, otherwise capacity available =200 kW | --> | C15 ex DERRYBEG | Derrybeg [T41,T42] | ARDNAGAPPARY |  | 55.0774 | -8.2913
MV/LV Substation MI***447 |  | 10 kV | _ | LV | 200 kVA :Pole Substation | 0.2 | --> | 0.2 | 0.123 | 1.56 |  | --> | 0.19 | 0 | 0.012 | 0 | 0 | Constrained, otherwise capacity available =191 kW | --> | C15 ex DERRYBEG | Derrybeg [T41,T42] | ARDNAGAPPARY |  | 55.0718 | -8.296
MV/LV Substation AR***448 |  | 10 kV | _ | LV | 100 kVA :Pole Substation | 0.1 | --> | 0.1 | 0.083 | 1.56 |  | --> | 0.095 | 0 | 0.012 | 0 | 0 | Constrained, otherwise capacity available =88 kW | --> | C15 ex DERRYBEG | Derrybeg [T41,T42] | ARDNAGAPPARY |  | 55.0736 | -8.3011
MV/LV Substation SE***449 |  | 10 kV | _ | LV | 200 kVA :Pole Substation | 0.2 | --> | 0.2 | 0.097 | 1.56 |  | --> | 0.19 | 0 | 0.013 | 0 | 0 | Constrained, otherwise capacity available =194 kW | --> | C15 ex DERRYBEG | Derrybeg [T41,T42] | ARDNAGAPPARY |  | 55.067 | -8.2974
MV/LV Substation CL***453 |  | 10 kV | _ | LV | 200 kVA :Pole Substation | 0.2 | --> | 0.2 | 0.127 | 1.56 |  | --> | 0.19 | 0 | 0.005 | 0 | 0 | Constrained, otherwise capacity available =196 kW | --> | C13 ex DERRYBEG | Derrybeg [T41,T42] | ARDNAGAPPARY |  | 55.0616 | -8.3001
MV/LV Substation KN***454 |  | 10 kV | _ | LV | 50 kVA :Pole Substation | 0.05 | --> | 0.05 | 0.04 | 1.56 |  | --> | 0.048 | 0 | 0.005 | 0 | 0 | Constrained, otherwise capacity available =45 kW | --> | C13 ex DERRYBEG | Derrybeg [T41,T42] | ARDNAGAPPARY |  | 55.0555 | -8.2988
MV/LV Substation AT***455 |  | 10 kV | _ | LV | 100 kVA :Pole Substation | 0.1 | --> | 0.1 | 0.086 | 1.56 |  | --> | 0.095 | 0 | 0 | 0 | 0 | Constrained, otherwise capacity available =97 kW | --> | C13 ex DERRYBEG | Derrybeg [T41,T42] | ARDNAGAPPARY |  | 55.0578 | -8.3111
MV/LV Substation MU***456X |  | 10 kV | _ | LV | 50 kVA :Pole Substation | 0.05 | --> | 0.05 | 0.036 | 1.56 |  | --> | 0.048 | 0 | 0.014 | 0 | 0 | Constrained, otherwise capacity available =39 kW | --> | C13 ex DERRYBEG | Derrybeg [T41,T42] | ARDNAGAPPARY |  | 55.0313 | -8.3708
MV/LV Substation AR***457X |  | 10 kV | _ | LV | 50 kVA :Pole Substation | 0.05 | --> | 0.05 | 0.05 | 1.7 |  | --> | 0.048 | 0 | 0 | 0 | 0 | Constrained, otherwise capacity available =48 kW | --> | E16 ex GWEEDORE | Gweedore [T421] | ARDNAGAPPARY |  | 55.0431 | -8.2499
MV/LV Substation ME***458X |  | 10 kV | _ | LV | 50 kVA :Pole Substation | 0.05 | --> | 0.05 | 0.046 | 1.7 |  | --> | 0.048 | 0 | 0 | 0 | 0 | Constrained, otherwise capacity available =48 kW | --> | E15 ex GWEEDORE | Gweedore [T421] | ARDNAGAPPARY |  | 55.1217 | -8.1903
MV/LV Substation ST***472X |  | 20 kV | _ | LV | 400 kVA :Kiosk Substation | 0.4 | --> | 0.4 | 0.307 | 1.7 |  | --> | 0.38 | 0 | 0.006 | 0 | 0 | Constrained, otherwise capacity available =388 kW | --> | E15 ex GWEEDORE | Gweedore [T421] | ARDNAGAPPARY |  | 55.1329 | -8.1017
MV/LV Substation MA***475X |  | 10 kV | _ | LV | 400 kVA :Kiosk Substation | 0.4 | --> | 0.4 | 0.398 | 1.56 |  | --> | 0.38 | 0 | 0.006 | 0 | 0 | Constrained, otherwise capacity available =376 kW | --> | C13 ex DERRYBEG | Derrybeg [T41,T42] | ARDNAGAPPARY |  | 55.0657 | -8.2979
MV/LV Substation BE***477X |  | 20 kV | _ | LV | 50 kVA :Pole Substation | 0.05 | --> | 0.05 | 0.048 | 1.7 |  | --> | 0.048 | 0 | 0.005 | 0 | 0 | Constrained, otherwise capacity available =44 kW | --> | E15 ex GWEEDORE | Gweedore [T421] | ARDNAGAPPARY |  | 55.1155 | -8.1438
MV/LV Substation ST***484X |  | 20 kV | _ | LV | 50 kVA :Pole Substation | 0.05 | --> | 0.05 | 0.044 | 1.7 |  | --> | 0.048 | 0 | 0 | 0 | 0 | Constrained, otherwise capacity available =48 kW | --> | E15 ex GWEEDORE | Gweedore [T421] | ARDNAGAPPARY |  | 55.1305 | -8.0967
MV/LV Substation MU***517 |  | 20 kV | _ | LV | 50 kVA :Pole Substation | 0.05 | --> | 0.05 | 0 | 1.7 |  | --> | 0.048 | 0 | 0 | 0 | 0 | Constrained, otherwise capacity available =55 kW | --> | E15 ex GWEEDORE | Gweedore [T421] | ARDNAGAPPARY |  | 55.1176 | -8.1381
MV/LV Substation BE***529 |  | 20 kV | _ | LV | 100 kVA :Pole Substation | 0.1 | --> | 0.1 | 0.084 | 1.7 |  | --> | 0.095 | 0 | 0.004 | 0 | 0 | Constrained, otherwise capacity available =94 kW | --> | E15 ex GWEEDORE | Gweedore [T421] | ARDNAGAPPARY |  | 55.1163 | -8.1416
MV/LV Substation GO***531 |  | 20 kV | _ | LV | 100 kVA :Pole Substation | 0.1 | --> | 0.1 | 0 | 1.7 |  | --> | 0.095 | 0 | 0 | 0 | 0 | Constrained, otherwise capacity available =110 kW | --> | E15 ex GWEEDORE | Gweedore [T421] | ARDNAGAPPARY |  | 55.1212 | -8.1322
MV/LV Substation DO***544 |  | 10 kV | _ | LV | 50 kVA :Pole Substation | 0.05 | --> | 0.05 | 0.041 | 1.7 |  | --> | 0.048 | 0 | 0.009 | 0 | 0 | Constrained, otherwise capacity available =42 kW | --> | E16 ex GWEEDORE | Gweedore [T421] | ARDNAGAPPARY |  | 55.037 | -8.2566
MV/LV Substation SE***547 |  | 10 kV | _ | LV | 100 kVA :Pole Substation | 0.1 | --> | 0.1 | 0.083 | 1.56 |  | --> | 0.095 | 0 | 0 | 0 | 0 | Constrained, otherwise capacity available =97 kW | --> | C15 ex DERRYBEG | Derrybeg [T41,T42] | ARDNAGAPPARY |  | 55.0703 | -8.2808
MV/LV Substation JA***551 |  | 10 kV | _ | LV | 100 kVA :Pole Substation | 0.1 | --> | 0.1 | 0.073 | 1.56 |  | --> | 0.095 | 0 | 0 | 0 | 0 | Constrained, otherwise capacity available =99 kW | --> | C13 ex DERRYBEG | Derrybeg [T41,T42] | ARDNAGAPPARY |  | 55.027 | -8.2721
MV/LV Substation CR***552 |  | 10 kV | _ | LV | 200 kVA :Pole Substation | 0.2 | --> | 0.2 | 0.174 | 1.56 |  | --> | 0.19 | 0 | 0 | 0 | 0 | Constrained, otherwise capacity available =194 kW | --> | C13 ex DERRYBEG | Derrybeg [T41,T42] | ARDNAGAPPARY |  | 55.0269 | -8.262
MV/LV Substation LO***568 |  | 10 kV | _ | LV | 200 kVA :Pole Substation | 0.2 | --> | 0.2 | 0.138 | 1.56 |  | --> | 0.19 | 0 | 0 | 0 | 0 | Constrained, otherwise capacity available =198 kW | --> | C13 ex DERRYBEG | Derrybeg [T41,T42] | ARDNAGAPPARY |  | 54.9989 | -8.2895
MV/LV Substation ST***571 |  | 10 kV | _ | LV | 200 kVA :Pole Substation | 0.2 | --> | 0.2 | 0.124 | 1.56 |  | --> | 0.19 | 0 | 0 | 0 | 0 | Constrained, otherwise capacity available =200 kW | --> | C13 ex DERRYBEG | Derrybeg [T41,T42] | ARDNAGAPPARY |  | 55.0214 | -8.3198
MV/LV Substation AN***572 |  | 10 kV | _ | LV | 200 kVA :Pole Substation | 0.2 | --> | 0.2 | 0.131 | 1.56 |  | --> | 0.19 | 0 | 0 | 0 | 0 | Constrained, otherwise capacity available =199 kW | --> | C13 ex DERRYBEG | Derrybeg [T41,T42] | ARDNAGAPPARY |  | 55.0209 | -8.3259
MV/LV Substation RA***573 |  | 10 kV | _ | LV | 200 kVA :Pole Substation | 0.2 | --> | 0.2 | 0.171 | 1.56 |  | --> | 0.19 | 0 | 0 | 0 | 0 | Constrained, otherwise capacity available =194 kW | --> | C13 ex DERRYBEG | Derrybeg [T41,T42] | ARDNAGAPPARY |  | 55.0182 | -8.3307
MV/LV Substation ME***577 |  | 10 kV | _ | LV | 50 kVA :Pole Substation | 0.05 | --> | 0.05 | 0.042 | 1.56 |  | --> | 0.048 | 0 | 0.01 | 0 | 0 | Constrained, otherwise capacity available =41 kW | --> | C13 ex DERRYBEG | Derrybeg [T41,T42] | ARDNAGAPPARY |  | 55.0284 | -8.34
MV/LV Substation RO***582 |  | 10 kV | _ | LV | 100 kVA :Pole Substation | 0.1 | --> | 0.1 | 0.099 | 1.56 |  | --> | 0.095 | 0 | 0 | 0 | 0 | Constrained, otherwise capacity available =95 kW | --> | C13 ex DERRYBEG | Derrybeg [T41,T42] | ARDNAGAPPARY |  | 55.0302 | -8.3755
MV/LV Substation VI***590 |  | 10 kV | _ | LV | 50 kVA :Pole Substation | 0.05 | --> | 0.05 | 0.042 | 1.56 |  | --> | 0.048 | 0 | 0.006 | 0 | 0 | Constrained, otherwise capacity available =44 kW | --> | C13 ex DERRYBEG | Derrybeg [T41,T42] | ARDNAGAPPARY |  | 55.0136 | -8.3994
MV/LV Substation PO***597 |  | 20 kV | _ | LV | 100 kVA :Pole Substation | 0.1 | --> | 0.1 | 0.061 | 1.7 |  | --> | 0.095 | 0 | 0.005 | 0 | 0 | Constrained, otherwise capacity available =96 kW | --> | E15 ex GWEEDORE | Gweedore [T421] | ARDNAGAPPARY |  | 55.1436 | -8.0984
MV/LV Substation BE***614 |  | 20 kV | _ | LV | 200 kVA :Pole Substation | 0.2 | --> | 0.2 | 0.109 | 1.7 |  | --> | 0.19 | 0 | 0.005 | 0 | 0 | Constrained, otherwise capacity available =198 kW | --> | E15 ex GWEEDORE | Gweedore [T421] | ARDNAGAPPARY |  | 55.1348 | -8.1098
MV/LV Substation UD***617 |  | 20 kV | _ | LV | 400 kVA :Kiosk Substation | 0.4 | --> | 0.4 | 0.377 | 1.7 |  | --> | 0.38 | 0 | 0 | 0 | 0 | Constrained, otherwise capacity available =383 kW | --> | E15 ex GWEEDORE | Gweedore [T421] | ARDNAGAPPARY |  | 55.1417 | -8.106
MV/LV Substation FA***622 |  | 20 kV | _ | LV | 400 kVA :Kiosk Substation | 0.4 | --> | 0.4 | 0.233 | 1.7 |  | --> | 0.38 | 0 | 0.005 | 0 | 0 | Constrained, otherwise capacity available =398 kW | --> | E15 ex GWEEDORE | Gweedore [T421] | ARDNAGAPPARY |  | 55.1357 | -8.1065
MV/LV Substation FA***629 |  | 20 kV | _ | LV | 200 kVA :Pole Substation | 0.2 | --> | 0.2 | 0.198 | 1.7 |  | --> | 0.19 | 0 | 0 | 0 | 0 | Constrained, otherwise capacity available =190 kW | --> | E15 ex GWEEDORE | Gweedore [T421] | ARDNAGAPPARY |  | 55.1446 | -8.0954
MV/LV Substation SW***639 |  | 20 kV | _ | LV | 50 kVA :Pole Substation | 0.05 | --> | 0.05 | 0.048 | 1.7 |  | --> | 0.048 | 0 | 0 | 0 | 0 | Constrained, otherwise capacity available =48 kW | --> | E15 ex GWEEDORE | Gweedore [T421] | ARDNAGAPPARY |  | 55.1405 | -8.0773
MV/LV Substation KI***657 |  | 20 kV | _ | LV | 50 kVA :Pole Substation | 0.05 | --> | 0.05 | 0.042 | 1.7 |  | --> | 0.048 | 0 | 0.01 | 0 | 0 | Constrained, otherwise capacity available =41 kW | --> | E15 ex GWEEDORE | Gweedore [T421] | ARDNAGAPPARY |  | 55.1397 | -8.1357
MV/LV Substation ST***686 |  | 20 kV | _ | LV | 100 kVA :Pole Substation | 0.1 | --> | 0.1 | 0.096 | 1.7 |  | --> | 0.095 | 0 | 0.005 | 0 | 0 | Constrained, otherwise capacity available =92 kW | --> | E15 ex GWEEDORE | Gweedore [T421] | ARDNAGAPPARY |  | 55.135 | -8.1006
MV/LV Substation ST***687 |  | 20 kV | _ | LV | 200 kVA :Pole Substation | 0.2 | --> | 0.2 | 0.02 | 1.7 |  | --> | 0.19 | 0 | 0.011 | 0 | 0 | Constrained, otherwise capacity available =205 kW | --> | E15 ex GWEEDORE | Gweedore [T421] | ARDNAGAPPARY |  | 55.1364 | -8.1004
MV/LV Substation SE***695 |  | 20 kV | _ | LV | 50 kVA :Pole Substation | 0.05 | --> | 0.05 | 0.048 | 1.7 |  | --> | 0.048 | 0 | 0 | 0 | 0 | Constrained, otherwise capacity available =48 kW | --> | E15 ex GWEEDORE | Gweedore [T421] | ARDNAGAPPARY |  | 55.1406 | -8.0925
MV/LV Substation AD***720 |  | 10 kV | _ | LV | 630 kVA :Building Structure | 0.63 | --> | 0.63 | 0.5 | 1.56 |  | --> | 0.598 | 0 | 0 | 0 | 0 | Constrained, otherwise capacity available =614 kW | --> | C16 ex DERRYBEG | Derrybeg [T41,T42] | ARDNAGAPPARY |  | 55.0617 | -8.28
MV/LV Substation UN***743 |  | 10 kV | _ | LV | 400 kVA :Building Structure | 0.4 | --> | 0.4 | 0.364 | 1.56 |  | --> | 0.38 | 0 | 0 | 0 | 0 | Constrained, otherwise capacity available =385 kW | --> | C15 ex DERRYBEG | Derrybeg [T41,T42] | ARDNAGAPPARY |  | 55.0628 | -8.279
MV/LV Substation AD***765 |  | 20 kV | _ | LV | 50 kVA :Pole Substation | 0.05 | --> | 0.05 | 0.042 | 1.7 |  | --> | 0.048 | 0 | 0.005 | 0 | 0 | Constrained, otherwise capacity available =45 kW | --> | E15 ex GWEEDORE | Gweedore [T421] | ARDNAGAPPARY |  | 55.1124 | -8.1363
MV/LV Substation CU***782 |  | 20 kV | _ | LV | 50 kVA :Pole Substation | 0.05 | --> | 0.05 | 0.05 | 1.7 |  | --> | 0.048 | 0 | 0 | 0 | 0 | Constrained, otherwise capacity available =48 kW | --> | E15 ex GWEEDORE | Gweedore [T421] | ARDNAGAPPARY |  | 55.0209 | -8.1489
MV/LV Substation AN***783 |  | 10 kV | _ | LV | 400 kVA :Building Structure | 0.4 | --> | 0.4 | 0.285 | 1.7 |  | --> | 0.38 | 0 | 0.175 | 0 | 0 | Constrained, otherwise capacity available =266 kW | --> | E16 ex GWEEDORE | Gweedore [T421] | ARDNAGAPPARY |  | 55.0489 | -8.2231
MV/LV Substation GW***785 |  | 10 kV | _ | LV | 50 kVA :Pole Substation | 0.05 | --> | 0.05 | 0.038 | 1.7 |  | --> | 0.048 | 0 | 0 | 0 | 0 | Constrained, otherwise capacity available =49 kW | --> | E16 ex GWEEDORE | Gweedore [T421] | ARDNAGAPPARY |  | 55.0487 | -8.2296
MV/LV Substation FO***788 |  | 10 kV | _ | LV | 200 kVA :Building Structure | 0.2 | --> | 0.2 | 0.193 | 1.56 |  | --> | 0.19 | 0 | 0 | 0 | 0 | Constrained, otherwise capacity available =191 kW | --> | C15 ex DERRYBEG | Derrybeg [T41,T42] | ARDNAGAPPARY |  | 55.0632 | -8.2795
MV/LV Substation CO***791 |  | 10 kV | _ | LV | 100 kVA :Pole Substation | 0.1 | --> | 0.1 | 0.06 | 1.56 |  | --> | 0.095 | 0 | 0.005 | 0 | 0 | Constrained, otherwise capacity available =96 kW | --> | C15 ex DERRYBEG | Derrybeg [T41,T42] | ARDNAGAPPARY |  | 55.0969 | -8.2805
MV/LV Substation DE***800 |  | 10 kV | _ | LV | 630 kVA :Building Structure | 0.63 | --> | 0.63 | 0.5 | 1.56 |  | --> | 0.598 | 0 | 0 | 0 | 0 | Constrained, otherwise capacity available =600 kW | --> | C14 ex DERRYBEG | Derrybeg [T41,T42] | ARDNAGAPPARY |  | 55.0657 | -8.2849
MV/LV Substation MU***814 |  | 10 kV | _ | LV | 50 kVA :Pole Substation | 0.05 | --> | 0.05 | 0.036 | 1.56 |  | --> | 0.048 | 0 | 0 | 0 | 0 | Constrained, otherwise capacity available =49 kW | --> | C13 ex DERRYBEG | Derrybeg [T41,T42] | ARDNAGAPPARY |  | 55.0281 | -8.3456
MV/LV Substation RT***819 |  | 10 kV | _ | LV | 50 kVA :Pole Substation | 0.05 | --> | 0.05 | 0.031 | 1.56 |  | --> | 0.048 | 0 | 0 | 0 | 0 | Constrained, otherwise capacity available =50 kW | --> | C15 ex DERRYBEG | Derrybeg [T41,T42] | ARDNAGAPPARY |  | 55.0682 | -8.2933
MV/LV Substation FI***824 |  | 10 kV | _ | LV | 200 kVA :Pole Substation | 0.2 | --> | 0.2 | 0.192 | 1.56 |  | --> | 0.19 | 0 | 0 | 0 | 0 | Constrained, otherwise capacity available =191 kW | --> | C13 ex DERRYBEG | Derrybeg [T41,T42] | ARDNAGAPPARY |  | 55.0107 | -8.2509
MV/LV Substation CR***825 |  | 10 kV | _ | LV | 200 kVA :Pole Substation | 0.2 | --> | 0.2 | 0.182 | 1.56 |  | --> | 0.19 | 0 | 0.006 | 0 | 0 | Constrained, otherwise capacity available =188 kW | --> | C13 ex DERRYBEG | Derrybeg [T41,T42] | ARDNAGAPPARY |  | 55.0233 | -8.2655
MV/LV Substation CO***831 |  | 10 kV | _ | LV | 200 kVA :Pole Substation | 0.2 | --> | 0.2 | 0.185 | 1.56 |  | --> | 0.19 | 0 | 0 | 0 | 0 | Constrained, otherwise capacity available =192 kW | --> | C13 ex DERRYBEG | Derrybeg [T41,T42] | ARDNAGAPPARY |  | 55.0206 | -8.2586
MV/LV Substation DO***833 |  | 10 kV | _ | LV | 50 kVA :Pole Substation | 0.05 | --> | 0.05 | 0.045 | 1.56 |  | --> | 0.048 | 0 | 0 | 0 | 0 | Constrained, otherwise capacity available =48 kW | --> | C13 ex DERRYBEG | Derrybeg [T41,T42] | ARDNAGAPPARY |  | 55.046 | -8.2768
MV/LV Substation WA***836 |  | 10 kV | _ | LV | 100 kVA :Pole Substation | 0.1 | --> | 0.1 | 0.099 | 1.56 |  | --> | 0.095 | 0 | 0 | 0 | 0 | Constrained, otherwise capacity available =95 kW | --> | C15 ex DERRYBEG | Derrybeg [T41,T42] | ARDNAGAPPARY |  | 55.0632 | -8.2767
MV/LV Substation DE***851 |  | 10 kV | _ | LV | 200 kVA :Pole Substation | 0.2 | --> | 0.2 | 0.199 | 1.56 |  | --> | 0.19 | 0 | 0 | 0 | 0 | Constrained, otherwise capacity available =190 kW | --> | C15 ex DERRYBEG | Derrybeg [T41,T42] | ARDNAGAPPARY |  | 55.0784 | -8.2909
MV/LV Substation ME***852 |  | 10 kV | _ | LV | 50 kVA :Pole Substation | 0.05 | --> | 0.05 | 0.044 | 1.7 |  | --> | 0.048 | 0 | 0.006 | 0 | 0 | Constrained, otherwise capacity available =44 kW | --> | E16 ex GWEEDORE | Gweedore [T421] | ARDNAGAPPARY |  | 55.05 | -8.2275
MV/LV Substation FI***861 |  | 10 kV | _ | LV | 200 kVA :Pole Substation | 0.2 | --> | 0.2 | 0.127 | 1.7 |  | --> | 0.19 | 0 | 0 | 0 | 0 | Constrained, otherwise capacity available =200 kW | --> | E15 ex GWEEDORE | Gweedore [T421] | ARDNAGAPPARY |  | 55.1156 | -8.1661
MV/LV Substation GW***864 |  | 10 kV | _ | LV | 100 kVA :Pole Substation | 0.1 | --> | 0.1 | 0.094 | 1.56 |  | --> | 0.095 | 0 | 0 | 0 | 0 | Constrained, otherwise capacity available =96 kW | --> | C15 ex DERRYBEG | Derrybeg [T41,T42] | ARDNAGAPPARY |  | 55.0692 | -8.3085
MV/LV Substation CA***877 |  | 20 kV | _ | LV | 50 kVA :Pole Substation | 0.05 | --> | 0.05 | 0.044 | 1.7 |  | --> | 0.048 | 0 | 0.01 | 0 | 0 | Constrained, otherwise capacity available =41 kW | --> | E15 ex GWEEDORE | Gweedore [T421] | ARDNAGAPPARY |  | 55.1152 | -8.1389
MV/LV Substation DO***883 |  | 10 kV | _ | LV | 50 kVA :Pole Substation | 0.05 | --> | 0.05 | 0.026 | 1.7 |  | --> | 0.048 | 0 | 0.026 | 0 | 0 | Constrained, otherwise capacity available =31 kW | --> | E16 ex GWEEDORE | Gweedore [T421] | ARDNAGAPPARY |  | 55.038 | -8.2556
MV/LV Substation TH***912 |  | 10 kV | _ | LV | 200 kVA :Building Structure | 0.2 | --> | 0.2 | 0.171 | 1.56 |  | --> | 0.19 | 0 | 0 | 0 | 0 | Constrained, otherwise capacity available =194 kW | --> | C14 ex DERRYBEG | Derrybeg [T41,T42] | ARDNAGAPPARY |  | 55.0654 | -8.2868
MV/LV Substation SH***915 |  | 20 kV | _ | LV | 200 kVA :Pole Substation | 0.2 | --> | 0.2 | 0.2 | 1.86 |  | --> | 0.19 | 0 | 0 | 0 | 0 | Constrained, otherwise capacity available =190 kW | --> | E17 ex CREESLOUGH | Creeslough [T421] | ARDNAGAPPARY |  | 55.1465 | -8.0787
MV/LV Substation CO***921 |  | 10 kV | _ | LV | 50 kVA :Pole Substation | 0.05 | --> | 0.05 | 0.05 | 1.56 |  | --> | 0.048 | 0 | 0 | 0 | 0 | Constrained, otherwise capacity available =48 kW | --> | C13 ex DERRYBEG | Derrybeg [T41,T42] | ARDNAGAPPARY |  | 55.0132 | -8.2717
MV/LV Substation AN***927 |  | 10 kV | _ | LV | 50 kVA :Pole Substation | 0.05 | --> | 0.05 | 0.048 | 1.56 |  | --> | 0.048 | 0 | 0 | 0 | 0 | Constrained, otherwise capacity available =48 kW | --> | C13 ex DERRYBEG | Derrybeg [T41,T42] | ARDNAGAPPARY |  | 55.0195 | -8.3093
MV/LV Substation CR***932 |  | 10 kV | _ | LV | 50 kVA :Pole Substation | 0.05 | --> | 0.05 | 0.024 | 1.56 |  | --> | 0.048 | 0 | 0.006 | 0 | 0 | Constrained, otherwise capacity available =46 kW | --> | C13 ex DERRYBEG | Derrybeg [T41,T42] | ARDNAGAPPARY |  | 55.0243 | -8.2643
MV/LV Substation TO***937 |  | 10 kV | _ | LV | 100 kVA :Pole Substation | 0.1 | --> | 0.1 | 0.1 | 1.7 |  | --> | 0.095 | 0 | 0 | 0 | 0 | Constrained, otherwise capacity available =95 kW | --> | E16 ex GWEEDORE | Gweedore [T421] | ARDNAGAPPARY |  | 55.0546 | -8.2583
MV/LV Substation HY***939 |  | 20 kV | _ | LV | 200 kVA :Pole Substation | 0.2 | --> | 0.2 | 0.09 | 1.7 |  | --> | 0.19 | 0 | 0 | 0 | 0 | Constrained, otherwise capacity available =196 kW | --> | E15 ex GWEEDORE | Gweedore [T421] | ARDNAGAPPARY |  | 55.0806 | -8.099
MV/LV Substation HY***940 |  | 20 kV | _ | LV | 50 kVA :Pole Substation | 0.05 | --> | 0.05 | 0.05 | 1.7 |  | --> | 0.048 | 0 | 0 | 0 | 0 | Constrained, otherwise capacity available =48 kW | --> | E15 ex GWEEDORE | Gweedore [T421] | ARDNAGAPPARY |  | 55.0733 | -8.0959
MV/LV Substation AN***965 |  | 10 kV | _ | LV | 200 kVA :Pole Substation | 0.2 | --> | 0.2 | 0.117 | 1.56 |  | --> | 0.19 | 0 | 0.045 | 0 | 0 | Constrained, otherwise capacity available =168 kW | --> | C13 ex DERRYBEG | Derrybeg [T41,T42] | ARDNAGAPPARY |  | 55.0204 | -8.3109
MV/LV Substation CA***976 |  | 10 kV | _ | LV | 200 kVA :Pole Substation | 0.2 | --> | 0.2 | 0.16 | 1.56 |  | --> | 0.19 | 0 | 0.01 | 0 | 0 | Constrained, otherwise capacity available =188 kW | --> | C13 ex DERRYBEG | Derrybeg [T41,T42] | ARDNAGAPPARY |  | 55.0367 | -8.342
MV/LV Substation FI***982 |  | 10 kV | _ | LV | 630 kVA :Building Structure | 0.63 | --> | 0.63 | 0.5 | 1.56 |  | --> | 0.598 | 0 | 0 | 0 | 0 | Constrained, otherwise capacity available =600 kW | --> | C13 ex DERRYBEG | Derrybeg [T41,T42] | ARDNAGAPPARY |  | 55.0335 | -8.4037
MV/LV Substation GR***994 |  | 10 kV | _ | LV | 200 kVA :Pole Substation | 0.2 | --> | 0.2 | 0.2 | 1.7 |  | --> | 0.19 | 0 | 0 | 0 | 0 | Constrained, otherwise capacity available =190 kW | --> | E16 ex GWEEDORE | Gweedore [T421] | ARDNAGAPPARY |  | 55.0559 | -8.2531
MV/LV Substation EM***010 |  | 10 kV | _ | LV | 200 kVA :Pole Substation | 0.2 | --> | 0.2 | 0 | 0 | Constrained, otherwise capacity available =142 kVA | --> | 0.19 | 0 | 0 | 0 | 0 | Constrained, otherwise capacity available =198 kW | --> | C15 ex TRIM | Trim [T41,T42] | NAVAN |  | 53.5537 | -6.795
MV/LV Substation ID***010X |  | 10 kV | _ | LV | 50 kVA :Pole Substation | 0.05 | --> | 0.05 | 0 | 0 | Constrained, otherwise capacity available =46 kVA | --> | 0.048 | 0 | 0 | 0 | 0 | Constrained, otherwise capacity available =48 kW | --> | C15 ex TRIM | Trim [T41,T42] | NAVAN |  | 53.5658 | -6.8025
MV/LV Substation TR***012 |  | 10 kV | _ | LV | 630 kVA :Building Structure | 0.63 | --> | 0.63 | 0 | 0 | Constrained, otherwise capacity available =619 kVA | --> | 0.598 | 0 | 0 | 0 | 0 | Constrained, otherwise capacity available =600 kW | --> | C15 ex TRIM | Trim [T41,T42] | NAVAN |  | 53.5519 | -6.7944
MV/LV Substation BO***012X |  | 10 kV | _ | LV | 200 kVA :Pole Substation | 0.2 | --> | 0.2 | 0 | 0 | Constrained, otherwise capacity available =172 kVA | --> | 0.19 | 0 | 0 | 0 | 0 | Constrained, otherwise capacity available =194 kW | --> | C17 ex TRIM | Trim [T41,T42] | NAVAN |  | 53.5507 | -6.7488
MV/LV Substation NE***013 |  | 10 kV | _ | LV | 400 kVA :Kiosk Substation | 0.4 | --> | 0.4 | 0 | 0 | Constrained, otherwise capacity available =346 kVA | --> | 0.38 | 0 | 0.011 | 0 | 0 | Constrained, otherwise capacity available =379 kW | --> | C15 ex TRIM | Trim [T41,T42] | NAVAN |  | 53.552 | -6.7963
MV/LV Substation DU***014 |  | 10 kV | _ | LV | 200 kVA :Pole Substation | 0.2 | --> | 0.2 | 0 | 0 | Constrained, otherwise capacity available =122 kVA | --> | 0.19 | 0 | 0.03 | 0 | 0 | Constrained, otherwise capacity available =178 kW | --> | C18 ex TRIM | Trim [T41,T42] | NAVAN |  | 53.5515 | -6.7846
MV/LV Substation CA***016 |  | 10 kV | _ | LV | 100 kVA :Pole Substation | 0.1 | --> | 0.1 | 0 | 0 | Constrained, otherwise capacity available =92 kVA | --> | 0.095 | 0 | 0 | 0 | 0 | Constrained, otherwise capacity available =96 kW | --> | C15 ex TRIM | Trim [T41,T42] | NAVAN |  | 53.5806 | -6.7725
MV/LV Substation HA***018X |  | 10 kV | _ | LV | 200 kVA :Kiosk Substation | 0.2 | --> | 0.2 | 0 | 0 | Constrained, otherwise capacity available =114 kVA | --> | 0.19 | 0 | 0.019 | 0 | 0 | Constrained, otherwise capacity available =187 kW | --> | C18 ex TRIM | Trim [T41,T42] | NAVAN |  | 53.5592 | -6.7799
MV/LV Substation PA***019X |  | 10 kV | _ | LV | 400 kVA :Building Structure | 0.4 | --> | 0.4 | 0 | 0 | Constrained, otherwise capacity available =397 kVA | --> | 0.38 | 0 | 0 | 0 | 0 | Constrained, otherwise capacity available =380 kW | --> | C15 ex TRIM | Trim [T41,T42] | NAVAN |  | 53.5661 | -6.8046
MV/LV Substation TO***020 |  | 10 kV | _ | LV | 200 kVA :Building Structure | 0.2 | --> | 0.2 | 0 | 0 | Constrained, otherwise capacity available =196 kVA | --> | 0.19 | 0 | 0 | 0 | 0 | Constrained, otherwise capacity available =190 kW | --> | C15 ex TRIM | Trim [T41,T42] | NAVAN |  | 53.5516 | -6.7949
MV/LV Substation DE***021 |  | 10 kV | _ | LV | 630 kVA :Kiosk Substation | 0.63 | --> | 0.63 | 0 | 0 | Constrained, otherwise capacity available =531 kVA | --> | 0.598 | 0 | 0.008 | 0 | 0 | Constrained, otherwise capacity available =606 kW | --> | C18 ex TRIM | Trim [T41,T42] | NAVAN |  | 53.5589 | -6.7852
MV/LV Substation HA***022X |  | 10 kV | _ | LV | 50 kVA :Pole Substation | 0.05 | --> | 0.05 | 0 | 0 | Constrained, otherwise capacity available =38 kVA | --> | 0.048 | 0 | 0 | 0 | 0 | Constrained, otherwise capacity available =49 kW | --> | C18 ex TRIM | Trim [T41,T42] | NAVAN |  | 53.5498 | -6.787
MV/LV Substation AV***025 |  | 10 kV | _ | LV | 400 kVA :Kiosk Substation | 0.4 | --> | 0.4 | 0 | 0 | Constrained, otherwise capacity available =288 kVA | --> | 0.38 | 0 | 0.011 | 0 | 0 | Constrained, otherwise capacity available =387 kW | --> | C15 ex TRIM | Trim [T41,T42] | NAVAN |  | 53.5592 | -6.7966
MV/LV Substation DE***025X |  | 10 kV | _ | LV | 200 kVA :Kiosk Substation | 0.2 | --> | 0.2 | 0 | 0 | Constrained, otherwise capacity available =132 kVA | --> | 0.19 | 0 | 0.028 | 0 | 0 | Constrained, otherwise capacity available =178 kW | --> | C18 ex TRIM | Trim [T41,T42] | NAVAN |  | 53.5581 | -6.7831
MV/LV Substation TR***028 |  | 10 kV | _ | LV | 630 kVA :Building Structure | 0.63 | --> | 0.63 | 0 | 0 | Constrained, otherwise capacity available =627 kVA | --> | 0.598 | 0 | 0 | 0 | 0 | Constrained, otherwise capacity available =599 kW | --> | C15 ex TRIM | Trim [T41,T42] | NAVAN |  | 53.5645 | -6.7979
MV/LV Substation WO***030X |  | 10 kV | _ | LV | 400 kVA :Kiosk Substation | 0.4 | --> | 0.4 | 0 | 0 | Constrained, otherwise capacity available =293 kVA | --> | 0.38 | 0 | 0.025 | 0 | 0 | Constrained, otherwise capacity available =376 kW | --> | C17 ex TRIM | Trim [T41,T42] | NAVAN |  | 53.5598 | -6.7745
MV/LV Substation SU***033 |  | 10 kV | _ | LV | 200 kVA :Kiosk Substation | 0.2 | --> | 0.2 | 0 | 0 | Constrained, otherwise capacity available =163 kVA | --> | 0.19 | 0 | 0 | 0 | 0 | Constrained, otherwise capacity available =195 kW | --> | C18 ex TRIM | Trim [T41,T42] | NAVAN |  | 53.5493 | -6.7937
MV/LV Substation EL***034 |  | 10 kV | _ | LV | 400 kVA :Kiosk Substation | 0.4 | --> | 0.4 | 0 | 0 | Constrained, otherwise capacity available =331 kVA | --> | 0.38 | 0 | 0.046 | 0 | 0 | Constrained, otherwise capacity available =355 kW | --> | C15 ex TRIM | Trim [T41,T42] | NAVAN |  | 53.5588 | -6.7992
MV/LV Substation TR***034X |  | 10 kV | _ | LV | 400 kVA :Building Structure | 0.4 | --> | 0.4 | 0 | 0 | Constrained, otherwise capacity available =336 kVA | --> | 0.38 | 0 | 0 | 0 | 0 | Constrained, otherwise capacity available =389 kW | --> | C17 ex TRIM | Trim [T41,T42] | NAVAN |  | 53.5546 | -6.7656
MV/LV Substation PI***035 |  | 10 kV | _ | LV | 400 kVA :Kiosk Substation | 0.4 | --> | 0.4 | 0 | 0 | Constrained, otherwise capacity available =240 kVA | --> | 0.38 | 0 | 0.021 | 0 | 0 | Constrained, otherwise capacity available =386 kW | --> | C15 ex TRIM | Trim [T41,T42] | NAVAN |  | 53.5612 | -6.796
MV/LV Substation TO***036 |  | 10 kV | _ | LV | 200 kVA :Kiosk Substation | 0.2 | --> | 0.2 | 0 | 0 | Constrained, otherwise capacity available =135 kVA | --> | 0.19 | 0 | 0.01 | 0 | 0 | Constrained, otherwise capacity available =191 kW | --> | C18 ex TRIM | Trim [T41,T42] | NAVAN |  | 53.5611 | -6.7874
MV/LV Substation EA***038X |  | 20 kV | _ | LV | 100 kVA :Pole Substation | 0.1 | --> | 0.1 | 0.063 | 1.34 |  | --> | 0.095 | 0 | 0.018 | 0 | 0 | Constrained, otherwise capacity available =87 kW | --> | E23 ex ATHBOY | Athboy [T423] | NAVAN |  | 53.53 | -6.9618
MV/LV Substation TR***039X |  | 10 kV | _ | LV | 630 kVA :Kiosk Substation | 0.63 | --> | 0.63 | 0 | 0 | Constrained, otherwise capacity available =295 kVA | --> | 0.598 | 0 | 0 | 0 | 0 | Constrained, otherwise capacity available =643 kW | --> | C18 ex TRIM | Trim [T41,T42] | NAVAN |  | 53.5559 | -6.7911
MV/LV Substation EN***041X |  | 10 kV | _ | LV | 100 kVA :Pole Substation | 0.1 | --> | 0.1 | 0 | 0 | Constrained, otherwise capacity available =94 kVA | --> | 0.095 | 0 | 0 | 0 | 0 | Constrained, otherwise capacity available =96 kW | --> | C18 ex ATHBOY | Athboy [T42] | NAVAN |  | 53.6171 | -6.8655
MV/LV Substation SU***042X |  | 10 kV | _ | LV | 400 kVA :Kiosk Substation | 0.4 | --> | 0.4 | 0 | 0 | Constrained, otherwise capacity available =87 kVA | --> | 0.38 | 0 | 0.005 | 0 | 0 | Constrained, otherwise capacity available =417 kW | --> | C18 ex TRIM | Trim [T41,T42] | NAVAN |  | 53.5601 | -6.7903
MV/LV Substation BE***045X |  | 20 kV | _ | LV | 400 kVA :Kiosk Substation | 0.4 | --> | 0.4 | 0.278 | 1.34 |  | --> | 0.38 | 0 | 0.037 | 0 | 0 | Constrained, otherwise capacity available =369 kW | --> | E23 ex ATHBOY | Athboy [T423] | NAVAN |  | 53.533 | -6.9668
MV/LV Substation DE***047X |  | 10 kV | _ | LV | 200 kVA :Kiosk Substation | 0.2 | --> | 0.2 | 0 | 0 | Constrained, otherwise capacity available =122 kVA | --> | 0.19 | 0 | 0.059 | 0 | 0 | Constrained, otherwise capacity available =157 kW | --> | C17 ex TRIM | Trim [T41,T42] | NAVAN |  | 53.5529 | -6.7693
MV/LV Substation MA***050 |  | 10 kV | _ | LV | 50 kVA :Pole Substation | 0.05 | --> | 0.05 | 0 | 0 | Constrained, otherwise capacity available =40 kVA | --> | 0.048 | 0 | 0 | 0 | 0 | Constrained, otherwise capacity available =49 kW | --> | C18 ex ATHBOY | Athboy [T42] | NAVAN |  | 53.6329 | -6.934
MV/LV Substation CO***050X |  | 10 kV | _ | LV | 100 kVA :Pole Substation | 0.1 | --> | 0.1 | 0 | 0 | Constrained, otherwise capacity available =80 kVA | --> | 0.095 | 0 | 0 | 0 | 0 | Constrained, otherwise capacity available =98 kW | --> | C18 ex ATHBOY | Athboy [T42] | NAVAN |  | 53.6236 | -6.9229
MV/LV Substation MA***051 |  | 10 kV | _ | LV | 100 kVA :Pole Substation | 0.1 | --> | 0.1 | 0 | 0 | Constrained, otherwise capacity available =97 kVA | --> | 0.095 | 0 | 0 | 0 | 0 | Constrained, otherwise capacity available =95 kW | --> | C18 ex ATHBOY | Athboy [T42] | NAVAN |  | 53.6306 | -6.9321
MV/LV Substation EF***055X |  | 10 kV | _ | LV | 630 kVA :Kiosk Substation | 0.63 | --> | 0.63 | 0 | 0 | Constrained, otherwise capacity available =488 kVA | --> | 0.598 | 0 | 0.199 | 0 | 0 | Constrained, otherwise capacity available =470 kW | --> | C17 ex TRIM | Trim [T41,T42] | NAVAN |  | 53.549 | -6.7777
MV/LV Substation BE***056 |  | 10 kV | _ | LV | 100 kVA :Pole Substation | 0.1 | --> | 0.1 | 0 | 0 | Constrained, otherwise capacity available =72 kVA | --> | 0.095 | 0 | 0.015 | 0 | 0 | Constrained, otherwise capacity available =88 kW | --> | C18 ex ATHBOY | Athboy [T42] | NAVAN |  | 53.6205 | -6.9184
MV/LV Substation OL***057 |  | 10 kV | _ | LV | 400 kVA :Building Structure | 0.4 | --> | 0.4 | 0 | 0 | Constrained, otherwise capacity available =244 kVA | --> | 0.38 | 0 | 0.01 | 0 | 0 | Constrained, otherwise capacity available =392 kW | --> | C18 ex ATHBOY | Athboy [T42] | NAVAN |  | 53.6218 | -6.9201
MV/LV Substation CR***071X |  | 20 kV | _ | LV | 50 kVA :Pole Substation | 0.05 | --> | 0.05 | 0.048 | 1.34 |  | --> | 0.048 | 0 | 0 | 0 | 0 | Constrained, otherwise capacity available =48 kW | --> | E23 ex ATHBOY | Athboy [T423] | NAVAN |  | 53.5457 | -6.9588
MV/LV Substation CO***074X |  | 10 kV | _ | LV | 400 kVA :Building Structure | 0.4 | --> | 0.4 | 0 | 0 | Constrained, otherwise capacity available =387 kVA | --> | 0.38 | 0 | 0 | 0 | 0 | Constrained, otherwise capacity available =382 kW | --> | C18 ex TRIM | Trim [T41,T42] | NAVAN |  | 53.5505 | -6.7846
MV/LV Substation PA***078 |  | 10 kV | _ | LV | 100 kVA :Pole Substation | 0.1 | --> | 0.1 | 0 | 0 | Constrained, otherwise capacity available =54 kVA | --> | 0.095 | 0 | 0.011 | 0 | 0 | Constrained, otherwise capacity available =93 kW | --> | C18 ex ATHBOY | Athboy [T42] | NAVAN |  | 53.6244 | -6.9092
MV/LV Substation ST***078X |  | 10 kV | _ | LV | 50 kVA :Pole Substation | 0.05 | --> | 0.05 | 0 | 0 | Constrained, otherwise capacity available =45 kVA | --> | 0.048 | 0 | 0 | 0 | 0 | Constrained, otherwise capacity available =48 kW | --> | C15 ex TRIM | Trim [T41,T42] | NAVAN |  | 53.5741 | -6.7991
MV/LV Substation EI***079 |  | 10 kV | _ | LV | 100 kVA :Pole Substation | 0.1 | --> | 0.1 | 0 | 0 | Constrained, otherwise capacity available =82 kVA | --> | 0.095 | 0 | 0.006 | 0 | 0 | Constrained, otherwise capacity available =93 kW | --> | C18 ex ATHBOY | Athboy [T42] | NAVAN |  | 53.6228 | -6.9061
MV/LV Substation CL***080 |  | 10 kV | _ | LV | 50 kVA :Pole Substation | 0.05 | --> | 0.05 | 0 | 0 | Constrained, otherwise capacity available =29 kVA | --> | 0.048 | 0 | 0.009 | 0 | 0 | Constrained, otherwise capacity available =44 kW | --> | C18 ex ATHBOY | Athboy [T42] | NAVAN |  | 53.6208 | -6.9098
MV/LV Substation TO***082 |  | 10 kV | _ | LV | 50 kVA :Pole Substation | 0.05 | --> | 0.05 | 0 | 0 | Constrained, otherwise capacity available =21 kVA | --> | 0.048 | 0 | 0 | 0 | 0 | Constrained, otherwise capacity available =51 kW | --> | C18 ex ATHBOY | Athboy [T42] | NAVAN |  | 53.6147 | -6.905
MV/LV Substation AT***083 |  | 10 kV | _ | LV | 50 kVA :Pole Substation | 0.05 | --> | 0.05 | 0 | 0 |  | --> | 0.048 | 0 | 0 | 0 | 0 | Constrained, otherwise capacity available =55 kW | --> | C18 ex ATHBOY | Athboy [T42] | NAVAN |  | 53.6187 | -6.9119
MV/LV Substation PO***083X |  | 10 kV | _ | LV | 200 kVA :Pole Substation | 0.2 | --> | 0.2 | 0 | 0 | Constrained, otherwise capacity available =188 kVA | --> | 0.19 | 0 | 0.01 | 0 | 0 | Constrained, otherwise capacity available =184 kW | --> | C18 ex ATHBOY | Athboy [T42] | NAVAN |  | 53.6204 | -6.8595
MV/LV Substation HA***087X |  | 20 kV | _ | LV | 400 kVA :Kiosk Substation | 0.4 | --> | 0.4 | 0.345 | 1.34 |  | --> | 0.38 | 0 | 0 | 0 | 0 | Constrained, otherwise capacity available =387 kW | --> | E23 ex ATHBOY | Athboy [T423] | NAVAN |  | 53.5344 | -6.9637
MV/LV Substation MI***089 |  | 10 kV | _ | LV | 100 kVA :Pole Substation | 0.1 | --> | 0.1 | 0 | 0 | Constrained, otherwise capacity available =88 kVA | --> | 0.095 | 0 | 0 | 0 | 0 | Constrained, otherwise capacity available =97 kW | --> | C18 ex ATHBOY | Athboy [T42] | NAVAN |  | 53.6119 | -6.8912
MV/LV Substation CE***089X |  | 10 kV | _ | LV | 200 kVA :Pole Substation | 0.2 | --> | 0.2 | 0 | 0 | Constrained, otherwise capacity available =163 kVA | --> | 0.19 | 0 | 0 | 0 | 0 | Constrained, otherwise capacity available =195 kW | --> | C18 ex ATHBOY | Athboy [T42] | NAVAN |  | 53.6226 | -6.9211
MV/LV Substation MU***091 |  | 10 kV | _ | LV | 200 kVA :Pole Substation | 0.2 | --> | 0.2 | 0 | 0 | Constrained, otherwise capacity available =194 kVA | --> | 0.19 | 0 | 0 | 0 | 0 | Constrained, otherwise capacity available =191 kW | --> | C18 ex ATHBOY | Athboy [T42] | NAVAN |  | 53.6332 | -6.8942
MV/LV Substation KI***091X |  | 20 kV | _ | LV | 50 kVA :Pole Substation | 0.05 | --> | 0.05 | 0.033 | 0.33 |  | --> | 0.048 | 0 | 0 | 0.05 | 0 |  | --> | E31 ex TRIM | Trim [T421] | NAVAN |  | 53.5714 | -6.8996
MV/LV Substation ST***093X |  | 10 kV | _ | LV | 400 kVA :Kiosk Substation | 0.4 | --> | 0.4 | 0 | 0 | Constrained, otherwise capacity available =298 kVA | --> | 0.38 | 0 | 0.075 | 0 | 0 | Constrained, otherwise capacity available =338 kW | --> | C17 ex TRIM | Trim [T41,T42] | NAVAN |  | 53.5571 | -6.7732
MV/LV Substation CA***098X |  | 10 kV | _ | LV | 50 kVA :Pole Substation | 0.05 | --> | 0.05 | 0 | 0 | Constrained, otherwise capacity available =42 kVA | --> | 0.048 | 0 | 0 | 0 | 0 | Constrained, otherwise capacity available =49 kW | --> | C15 ex TRIM | Trim [T41,T42] | NAVAN |  | 53.5834 | -6.7772
MV/LV Substation HI***105X |  | 10 kV | _ | LV | 100 kVA :Pole Substation | 0.1 | --> | 0.1 | 0 | 0 | Constrained, otherwise capacity available =83 kVA | --> | 0.095 | 0 | 0.012 | 0 | 0 | Constrained, otherwise capacity available =88 kW | --> | C18 ex ATHBOY | Athboy [T42] | NAVAN |  | 53.6273 | -6.9059
MV/LV Substation DU***106X |  | 10 kV | _ | LV | 50 kVA :Pole Substation | 0.05 | --> | 0.05 | 0 | 0 | Constrained, otherwise capacity available =19 kVA | --> | 0.048 | 0 | 0 | 0 | 0 | Constrained, otherwise capacity available =52 kW | --> | C15 ex TRIM | Trim [T41,T42] | NAVAN |  | 53.5925 | -6.7601
MV/LV Substation AR***112X |  | 10 kV | _ | LV | 400 kVA :Kiosk Substation | 0.4 | --> | 0.4 | 0 | 0 | Constrained, otherwise capacity available =332 kVA | --> | 0.38 | 0 | 0.005 | 0 | 0 | Constrained, otherwise capacity available =385 kW | --> | C18 ex ATHBOY | Athboy [T42] | NAVAN |  | 53.6223 | -6.9148
MV/LV Substation NE***115X |  | 10 kV | _ | LV | 630 kVA :Kiosk Substation | 0.63 | --> | 0.63 | 0 | 0 | Constrained, otherwise capacity available =437 kVA | --> | 0.598 | 0 | 0.022 | 0 | 0 | Constrained, otherwise capacity available =608 kW | --> | C18 ex ATHBOY | Athboy [T42] | NAVAN |  | 53.6238 | -6.9165
MV/LV Substation KU***120X |  | 10 kV | _ | LV | 400 kVA :Building Structure | 0.4 | --> | 0.4 | 0 | 0 | Constrained, otherwise capacity available =360 kVA | --> | 0.38 | 0 | 0 | 0 | 0 | Constrained, otherwise capacity available =386 kW | --> | C15 ex TRIM | Trim [T41,T42] | NAVAN |  | 53.5662 | -6.8035
MV/LV Substation MA***125X |  | 20 kV | _ | LV | 400 kVA :Kiosk Substation | 0.4 | --> | 0.4 | 0.284 | 0.33 |  | --> | 0.38 | 0 | 0.014 | 0.385 | 0 |  | --> | E31 ex TRIM | Trim [T421] | NAVAN |  | 53.55 | -6.8006
MV/LV Substation KI***136X |  | 20 kV | _ | LV | 200 kVA :Kiosk Substation | 0.2 | --> | 0.2 | 0.079 | 0.33 |  | --> | 0.19 | 0 | 0.027 | 0.186 | 0 |  | --> | E31 ex TRIM | Trim [T421] | NAVAN |  | 53.5703 | -6.9074
MV/LV Substation RA***139 |  | 10 kV | _ | LV | 200 kVA :Pole Substation | 0.2 | --> | 0.2 | 0 | 0 | Constrained, otherwise capacity available =194 kVA | --> | 0.19 | 0 | 0 | 0 | 0 | Constrained, otherwise capacity available =191 kW | --> | C18 ex ATHBOY | Athboy [T42] | NAVAN |  | 53.6221 | -6.8577
MV/LV Substation RA***143 |  | 10 kV | _ | LV | 50 kVA :Pole Substation | 0.05 | --> | 0.05 | 0 | 0 | Constrained, otherwise capacity available =41 kVA | --> | 0.048 | 0 | 0.002 | 0 | 0 | Constrained, otherwise capacity available =47 kW | --> | C18 ex ATHBOY | Athboy [T42] | NAVAN |  | 53.6167 | -6.8649
MV/LV Substation CO***151 |  | 10 kV | _ | LV | 400 kVA :Kiosk Substation | 0.4 | --> | 0.4 | 0 | 0 | Constrained, otherwise capacity available =257 kVA | --> | 0.38 | 0 | 0.074 | 0 | 0 | Constrained, otherwise capacity available =344 kW | --> | C18 ex ATHBOY | Athboy [T42] | NAVAN |  | 53.6233 | -6.9254
MV/LV Substation ID***153 |  | 10 kV | _ | LV | 50 kVA :Pole Substation | 0.05 | --> | 0.05 | 0 | 0 | Constrained, otherwise capacity available =30 kVA | --> | 0.048 | 0 | 0 | 0 | 0 | Constrained, otherwise capacity available =50 kW | --> | C18 ex ATHBOY | Athboy [T42] | NAVAN |  | 53.6209 | -6.9268
MV/LV Substation WI***154 |  | 10 kV | _ | LV | 100 kVA :Pole Substation | 0.1 | --> | 0.1 | 0 | 0 | Constrained, otherwise capacity available =30 kVA | --> | 0.095 | 0 | 0.006 | 0 | 0 | Constrained, otherwise capacity available =100 kW | --> | C18 ex ATHBOY | Athboy [T42] | NAVAN |  | 53.619 | -6.9253
MV/LV Substation CO***156X |  | 10 kV | _ | LV | 400 kVA :Kiosk Substation | 0.4 | --> | 0.4 | 0 | 0 | Constrained, otherwise capacity available =302 kVA | --> | 0.38 | 0 | 0.022 | 0 | 0 | Constrained, otherwise capacity available =377 kW | --> | C18 ex ATHBOY | Athboy [T42] | NAVAN |  | 53.6254 | -6.9159
MV/LV Substation LA***160X |  | 10 kV | _ | LV | 200 kVA :Kiosk Substation | 0.2 | --> | 0.2 | 0 | 0 | Constrained, otherwise capacity available =152 kVA | --> | 0.19 | 0 | 0.035 | 0 | 0 | Constrained, otherwise capacity available =170 kW | --> | C18 ex TRIM | Trim [T41,T42] | NAVAN |  | 53.5577 | -6.7792
MV/LV Substation BA***162 |  | 10 kV | _ | LV | 50 kVA :Pole Substation | 0.05 | --> | 0.05 | 0 | 0 | Constrained, otherwise capacity available =50 kVA | --> | 0.048 | 0 | 0 | 0 | 0 | Constrained, otherwise capacity available =48 kW | --> | C18 ex ATHBOY | Athboy [T42] | NAVAN |  | 53.6064 | -6.9092
MV/LV Substation BO***164X |  | 20 kV | _ | LV | 400 kVA :Building Structure | 0.4 | --> | 0.4 | 0.36 | 1.34 |  | --> | 0.38 | 0 | 0.05 | 0 | 0 | Constrained, otherwise capacity available =348 kW | --> | E23 ex ATHBOY | Athboy [T423] | NAVAN |  | 53.533 | -7.0288
MV/LV Substation CL***168X |  | 10 kV | _ | LV | 400 kVA :Kiosk Substation | 0.4 | --> | 0.4 | 0 | 0 | Constrained, otherwise capacity available =346 kVA | --> | 0.38 | 0 | 0.015 | 0 | 0 | Constrained, otherwise capacity available =376 kW | --> | C18 ex ATHBOY | Athboy [T42] | NAVAN |  | 53.6223 | -6.9285
MV/LV Substation DI***171X |  | 10 kV | _ | LV | 200 kVA :Kiosk Substation | 0.2 | --> | 0.2 | 0 | 0 | Constrained, otherwise capacity available =155 kVA | --> | 0.19 | 0 | 0.029 | 0 | 0 | Constrained, otherwise capacity available =175 kW | --> | C17 ex TRIM | Trim [T41,T42] | NAVAN |  | 53.552 | -6.7761
MV/LV Substation LA***174X |  | 10 kV | _ | LV | 400 kVA :Kiosk Substation | 0.4 | --> | 0.4 | 0 | 0 | Constrained, otherwise capacity available =309 kVA | --> | 0.38 | 0 | 0.038 | 0 | 0 | Constrained, otherwise capacity available =364 kW | --> | C17 ex TRIM | Trim [T41,T42] | NAVAN |  | 53.5578 | -6.7772
MV/LV Substation TU***175X |  | 10 kV | _ | LV | 100 kVA :Pole Substation | 0.1 | --> | 0.1 | 0 | 0 | Constrained, otherwise capacity available =48 kVA | --> | 0.095 | 0 | 0.019 | 0 | 0 | Constrained, otherwise capacity available =88 kW | --> | C18 ex ATHBOY | Athboy [T42] | NAVAN |  | 53.6259 | -6.9265
MV/LV Substation CA***176 |  | 20 kV | _ | LV | 100 kVA :Pole Substation | 0.1 | --> | 0.1 | 0.1 | 1.34 |  | --> | 0.095 | 0 | 0 | 0 | 0 | Constrained, otherwise capacity available =95 kW | --> | E23 ex ATHBOY | Athboy [T423] | NAVAN |  | 53.6135 | -6.9349
MV/LV Substation CH***179 |  | 20 kV | _ | LV | 50 kVA :Pole Substation | 0.05 | --> | 0.05 | 0.05 | 1.34 |  | --> | 0.048 | 0 | 0 | 0 | 0 | Constrained, otherwise capacity available =48 kW | --> | E23 ex ATHBOY | Athboy [T423] | NAVAN |  | 53.6109 | -6.9458
MV/LV Substation FR***185X |  | 10 kV | _ | LV | 400 kVA :Kiosk Substation | 0.4 | --> | 0.4 | 0 | 0 | Constrained, otherwise capacity available =260 kVA | --> | 0.38 | 0 | 0.015 | 0 | 0 | Constrained, otherwise capacity available =388 kW | --> | C18 ex ATHBOY | Athboy [T42] | NAVAN |  | 53.6198 | -6.9219
MV/LV Substation TH***187X |  | 10 kV | _ | LV | 630 kVA :Kiosk Substation | 0.63 | --> | 0.63 | 0 | 0 | Constrained, otherwise capacity available =604 kVA | --> | 0.598 | 0 | 0 | 0 | 0 | Constrained, otherwise capacity available =602 kW | --> | C18 ex ATHBOY | Athboy [T42] | NAVAN |  | 53.6208 | -6.9203
MV/LV Substation KI***191X |  | 20 kV | _ | LV | 630 kVA :Kiosk Substation | 0.63 | --> | 0.63 | 0.33 | 0.33 | Constrained, otherwise capacity available =514 kVA | --> | 0.598 | 0 | 0.084 | 0.5 | 0 |  | --> | E31 ex TRIM | Trim [T421] | NAVAN |  | 53.5673 | -6.9024
MV/LV Substation GR***194 |  | 20 kV | _ | LV | 50 kVA :Pole Substation | 0.05 | --> | 0.05 | 0.042 | 1.34 |  | --> | 0.048 | 0 | 0 | 0 | 0 | Constrained, otherwise capacity available =49 kW | --> | E23 ex ATHBOY | Athboy [T423] | NAVAN |  | 53.6226 | -6.9744
MV/LV Substation HO***197X |  | 10 kV | _ | LV | 200 kVA :Pole Substation | 0.2 | --> | 0.2 | 0 | 0 | Constrained, otherwise capacity available =126 kVA | --> | 0.19 | 0 | 0 | 0 | 0 | Constrained, otherwise capacity available =200 kW | --> | C18 ex ATHBOY | Athboy [T42] | NAVAN |  | 53.6227 | -6.859
MV/LV Substation CA***203X |  | 20 kV | _ | LV | 50 kVA :Pole Substation | 0.05 | --> | 0.05 | 0.046 | 0.33 |  | --> | 0.048 | 0 | 0.005 | 0.044 | 0 |  | --> | E31 ex TRIM | Trim [T421] | NAVAN |  | 53.5454 | -6.8012
MV/LV Substation CL***205 |  | 20 kV | _ | LV | 50 kVA :Pole Substation | 0.05 | --> | 0.05 | 0.043 | 1.34 |  | --> | 0.048 | 0 | 0.005 | 0 | 0 | Constrained, otherwise capacity available =45 kW | --> | E23 ex ATHBOY | Athboy [T423] | NAVAN |  | 53.5916 | -6.9135
MV/LV Substation PA***206X |  | 20 kV | _ | LV | 50 kVA :Pole Substation | 0.05 | --> | 0.05 | 0.03 | 1.34 |  | --> | 0.048 | 0 | 0.015 | 0 | 0 | Constrained, otherwise capacity available =39 kW | --> | E23 ex ATHBOY | Athboy [T423] | NAVAN |  | 53.5342 | -6.9545
MV/LV Substation TH***208X |  | 10 kV | _ | LV | 400 kVA :Kiosk Substation | 0.4 | --> | 0.4 | 0 | 0 | Constrained, otherwise capacity available =254 kVA | --> | 0.38 | 0 | 0.048 | 0 | 0 | Constrained, otherwise capacity available =364 kW | --> | C15 ex TRIM | Trim [T41,T42] | NAVAN |  | 53.5642 | -6.8017
MV/LV Substation TR***219X |  | 10 kV | _ | LV | 50 kVA :Pole Substation | 0.05 | --> | 0.05 | 0 | 0 | Constrained, otherwise capacity available =46 kVA | --> | 0.048 | 0 | 0 | 0 | 0 | Constrained, otherwise capacity available =48 kW | --> | C18 ex TRIM | Trim [T41,T42] | NAVAN |  | 53.5471 | -6.7933
MV/LV Substation OA***221X |  | 10 kV | _ | LV | 630 kVA :Kiosk Substation | 0.63 | --> | 0.63 | 0 | 0 | Constrained, otherwise capacity available =575 kVA | --> | 0.598 | 0 | 0 | 0 | 0 | Constrained, otherwise capacity available =606 kW | --> | C15 ex TRIM | Trim [T41,T42] | NAVAN |  | 53.5655 | -6.7932
MV/LV Substation OA***222X |  | 10 kV | _ | LV | 630 kVA :Kiosk Substation | 0.63 | --> | 0.63 | 0 | 0 | Constrained, otherwise capacity available =596 kVA | --> | 0.598 | 0 | 0.025 | 0 | 0 | Constrained, otherwise capacity available =584 kW | --> | C15 ex TRIM | Trim [T41,T42] | NAVAN |  | 53.5658 | -6.797
MV/LV Substation OA***223X |  | 10 kV | _ | LV | 630 kVA :Kiosk Substation | 0.63 | --> | 0.63 | 0 | 0 | Constrained, otherwise capacity available =527 kVA | --> | 0.598 | 0 | 0 | 0 | 0 | Constrained, otherwise capacity available =612 kW | --> | C15 ex TRIM | Trim [T41,T42] | NAVAN |  | 53.5665 | -6.8002
MV/LV Substation EA***224X |  | 20 kV | _ | LV | 200 kVA :Kiosk Substation | 0.2 | --> | 0.2 | 0.179 | 1.34 |  | --> | 0.19 | 0 | 0 | 0 | 0 | Constrained, otherwise capacity available =193 kW | --> | E23 ex ATHBOY | Athboy [T423] | NAVAN |  | 53.5283 | -6.9631
MV/LV Substation TH***227X |  | 20 kV | _ | LV | 200 kVA :Kiosk Substation | 0.2 | --> | 0.2 | 0.124 | 1.34 |  | --> | 0.19 | 0 | 0.044 | 0 | 0 | Constrained, otherwise capacity available =168 kW | --> | E23 ex ATHBOY | Athboy [T423] | NAVAN |  | 53.5342 | -6.9585
MV/LV Substation BA***234 |  | 20 kV | _ | LV | 100 kVA :Pole Substation | 0.1 | --> | 0.1 | 0.08 | 1.34 |  | --> | 0.095 | 0 | 0 | 0 | 0 | Constrained, otherwise capacity available =98 kW | --> | E23 ex ATHBOY | Athboy [T423] | NAVAN |  | 53.5889 | -6.9604
MV/LV Substation BA***235 |  | 20 kV | _ | LV | 100 kVA :Pole Substation | 0.1 | --> | 0.1 | 0.098 | 1.34 |  | --> | 0.095 | 0 | 0 | 0 | 0 | Constrained, otherwise capacity available =95 kW | --> | E23 ex ATHBOY | Athboy [T423] | NAVAN |  | 53.5941 | -6.9715
MV/LV Substation CA***235X |  | 10 kV | _ | LV | 400 kVA :Kiosk Substation | 0.4 | --> | 0.4 | 0 | 0 | Constrained, otherwise capacity available =294 kVA | --> | 0.38 | 0 | 0.05 | 0 | 0 | Constrained, otherwise capacity available =355 kW | --> | C15 ex TRIM | Trim [T41,T42] | NAVAN |  | 53.5511 | -6.7943
MV/LV Substation ST***236X |  | 20 kV | _ | LV | 200 kVA :Kiosk Substation | 0.2 | --> | 0.2 | 0.139 | 1.34 |  | --> | 0.19 | 0 | 0.022 | 0 | 0 | Constrained, otherwise capacity available =182 kW | --> | E23 ex ATHBOY | Athboy [T423] | NAVAN |  | 53.5323 | -6.959
MV/LV Substation AT***244X |  | 10 kV | _ | LV | 630 kVA :Kiosk Substation | 0.63 | --> | 0.63 | 0 | 0 | Constrained, otherwise capacity available =608 kVA | --> | 0.598 | 0 | 0 | 0 | 0 | Constrained, otherwise capacity available =602 kW | --> | C18 ex ATHBOY | Athboy [T42] | NAVAN |  | 53.6181 | -6.9066
MV/LV Substation ME***252X |  | 10 kV | _ | LV | 630 kVA :Kiosk Substation | 0.63 | --> | 0.63 | 0 | 0 | Constrained, otherwise capacity available =532 kVA | --> | 0.598 | 0 | 0 | 0 | 0 | Constrained, otherwise capacity available =612 kW | --> | C17 ex TRIM | Trim [T41,T42] | NAVAN |  | 53.5631 | -6.7672
MV/LV Substation LI***255X |  | 10 kV | _ | LV | 200 kVA :Kiosk Substation | 0.2 | --> | 0.2 | 0 | 0 | Constrained, otherwise capacity available =96 kVA | --> | 0.19 | 0 | 0 | 0 | 0 | Constrained, otherwise capacity available =204 kW | --> | C18 ex TRIM | Trim [T41,T42] | NAVAN |  | 53.5621 | -6.7913
MV/LV Substation BE***256X |  | 20 kV | _ | LV | 50 kVA :Pole Substation | 0.05 | --> | 0.05 | 0.034 | 0.33 |  | --> | 0.048 | 0 | 0.017 | 0.037 | 0 |  | --> | E31 ex TRIM | Trim [T421] | NAVAN |  | 53.572 | -6.9018
MV/LV Substation PR***257X |  | 10 kV | _ | LV | 200 kVA :Kiosk Substation | 0.2 | --> | 0.2 | 0 | 0 | Constrained, otherwise capacity available =112 kVA | --> | 0.19 | 0 | 0.059 | 0 | 0 | Constrained, otherwise capacity available =158 kW | --> | C18 ex ATHBOY | Athboy [T42] | NAVAN |  | 53.6187 | -6.9287
MV/LV Substation RA***258 |  | 20 kV | _ | LV | 50 kVA :Pole Substation | 0.05 | --> | 0.05 | 0.037 | 1.34 |  | --> | 0.048 | 0 | 0.008 | 0 | 0 | Constrained, otherwise capacity available =43 kW | --> | E23 ex ATHBOY | Athboy [T423] | NAVAN |  | 53.5637 | -6.9556
MV/LV Substation KI***258X |  | 20 kV | _ | LV | 200 kVA :Kiosk Substation | 0.2 | --> | 0.2 | 0.152 | 1.34 |  | --> | 0.19 | 0 | 0.005 | 0 | 0 | Constrained, otherwise capacity available =193 kW | --> | E23 ex ATHBOY | Athboy [T423] | NAVAN |  | 53.5351 | -6.962
MV/LV Substation TO***261X |  | 10 kV | _ | LV | 50 kVA :Pole Substation | 0.05 | --> | 0.05 | 0 | 0 | Constrained, otherwise capacity available =34 kVA | --> | 0.048 | 0 | 0 | 0 | 0 | Constrained, otherwise capacity available =50 kW | --> | C18 ex ATHBOY | Athboy [T42] | NAVAN |  | 53.6256 | -6.919
MV/LV Substation BA***263 |  | 20 kV | _ | LV | 100 kVA :Pole Substation | 0.1 | --> | 0.1 | 0.1 | 1.34 |  | --> | 0.095 | 0 | 0 | 0 | 0 | Constrained, otherwise capacity available =95 kW | --> | E23 ex ATHBOY | Athboy [T423] | NAVAN |  | 53.5502 | -6.9546
MV/LV Substation VI***270X |  | 10 kV | _ | LV | 630 kVA :Kiosk Substation | 0.63 | --> | 0.63 | 0 | 0 | Constrained, otherwise capacity available =454 kVA | --> | 0.598 | 0 | 0.061 | 0 | 0 | Constrained, otherwise capacity available =577 kW | --> | C17 ex TRIM | Trim [T41,T42] | NAVAN |  | 53.5521 | -6.7657
MV/LV Substation ME***271 |  | 10 kV | _ | LV | 200 kVA :Pole Substation | 0.2 | --> | 0.2 | 0 | 0 | Constrained, otherwise capacity available =146 kVA | --> | 0.19 | 0 | 0.031 | 0 | 0 | Constrained, otherwise capacity available =174 kW | --> | C18 ex ATHBOY | Athboy [T42] | NAVAN |  | 53.6238 | -6.9074
MV/LV Substation SC***272X |  | 10 kV | _ | LV | 630 kVA :Kiosk Substation | 0.63 | --> | 0.63 | 0 | 0 | Constrained, otherwise capacity available =577 kVA | --> | 0.598 | 0 | 0 | 0 | 0 | Constrained, otherwise capacity available =606 kW | --> | C17 ex TRIM | Trim [T41,T42] | NAVAN |  | 53.5493 | -6.7394
MV/LV Substation GR***275X |  | 10 kV | _ | LV | 400 kVA :Kiosk Substation | 0.4 | --> | 0.4 | 0 | 0 | Constrained, otherwise capacity available =293 kVA | --> | 0.38 | 0 | 0 | 0 | 0 | Constrained, otherwise capacity available =394 kW | --> | C18 ex ATHBOY | Athboy [T42] | NAVAN |  | 53.6252 | -6.914
MV/LV Substation GL***282X |  | 20 kV | _ | LV | 100 kVA :Pole Substation | 0.1 | --> | 0.1 | 0.068 | 1.34 |  | --> | 0.095 | 0 | 0.008 | 0 | 0 | Constrained, otherwise capacity available =93 kW | --> | E23 ex ATHBOY | Athboy [T423] | NAVAN |  | 53.5335 | -6.9543
MV/LV Substation CO***285X |  | 10 kV | _ | LV | 50 kVA :Pole Substation | 0.05 | --> | 0.05 | 0 | 0 | Constrained, otherwise capacity available =45 kVA | --> | 0.048 | 0 | 0 | 0 | 0 | Constrained, otherwise capacity available =48 kW | --> | C18 ex ATHBOY | Athboy [T42] | NAVAN |  | 53.6215 | -6.9286
MV/LV Substation KN***288X |  | 10 kV | _ | LV | 630 kVA :Building Structure | 0.63 | --> | 0.63 | 0 | 0 | Constrained, otherwise capacity available =436 kVA | --> | 0.598 | 0 | 0 | 0 | 0 | Constrained, otherwise capacity available =624 kW | --> | C17 ex TRIM | Trim [T41,T42] | NAVAN |  | 53.5482 | -6.763
MV/LV Substation TR***290X |  | 10 kV | _ | LV | 400 kVA :Building Structure | 0.4 | --> | 0.4 | 0 | 0 | Constrained, otherwise capacity available =315 kVA | --> | 0.38 | 0 | 0 | 0 | 0 | Constrained, otherwise capacity available =391 kW | --> | C18 ex TRIM | Trim [T41,T42] | NAVAN |  | 53.5538 | -6.7907
MV/LV Substation KE***293X |  | 20 kV | _ | LV | 50 kVA :Pole Substation | 0.05 | --> | 0.05 | 0.048 | 0.33 |  | --> | 0.048 | 0 | 0 | 0.048 | 0 |  | --> | E31 ex TRIM | Trim [T421] | NAVAN |  | 53.5357 | -6.8298
MV/LV Substation KE***294X |  | 20 kV | _ | LV | 50 kVA :Pole Substation | 0.05 | --> | 0.05 | 0.049 | 1.34 |  | --> | 0.048 | 0 | 0 | 0 | 0 | Constrained, otherwise capacity available =48 kW | --> | E23 ex ATHBOY | Athboy [T423] | NAVAN |  | 53.5899 | -6.9207
MV/LV Substation FO***303X |  | 10 kV | _ | LV | 400 kVA :Building Structure | 0.4 | --> | 0.4 | 0 | 0 | Constrained, otherwise capacity available =300 kVA | --> | 0.38 | 0 | 0.05 | 0 | 0 | Constrained, otherwise capacity available =356 kW | --> | C15 ex TRIM | Trim [T41,T42] | NAVAN |  | 53.5667 | -6.8024
MV/LV Substation HA***311X |  | 10 kV | _ | LV | 630 kVA :Kiosk Substation | 0.63 | --> | 0.63 | 0 | 0 | Constrained, otherwise capacity available =480 kVA | --> | 0.598 | 0 | 0.027 | 0 | 0 | Constrained, otherwise capacity available =599 kW | --> | C18 ex TRIM | Trim [T41,T42] | NAVAN |  | 53.5581 | -6.7881
MV/LV Substation FO***312X |  | 10 kV | _ | LV | 50 kVA :Pole Substation | 0.05 | --> | 0.05 | 0 | 0 | Constrained, otherwise capacity available =48 kVA | --> | 0.048 | 0 | 0 | 0 | 0 | Constrained, otherwise capacity available =48 kW | --> | C18 ex ATHBOY | Athboy [T42] | NAVAN |  | 53.6293 | -6.9125
MV/LV Substation EF***313X |  | 10 kV | _ | LV | 400 kVA :Building Structure | 0.4 | --> | 0.4 | 0 | 0 | Constrained, otherwise capacity available =350 kVA | --> | 0.38 | 0 | 0 | 0 | 0 | Constrained, otherwise capacity available =387 kW | --> | C17 ex TRIM | Trim [T41,T42] | NAVAN |  | 53.5476 | -6.7502
MV/LV Substation CL***314X |  | 20 kV | _ | LV | 400 kVA :Kiosk Substation | 0.4 | --> | 0.4 | 0.357 | 1.34 |  | --> | 0.38 | 0 | 0.036 | 0 | 0 | Constrained, otherwise capacity available =359 kW | --> | E23 ex ATHBOY | Athboy [T423] | NAVAN |  | 53.5334 | -6.9661
MV/LV Substation MA***319X |  | 10 kV | _ | LV | 400 kVA :Kiosk Substation | 0.4 | --> | 0.4 | 0 | 0 | Constrained, otherwise capacity available =291 kVA | --> | 0.38 | 0 | 0.01 | 0 | 0 | Constrained, otherwise capacity available =387 kW | --> | C17 ex TRIM | Trim [T41,T42] | NAVAN |  | 53.5473 | -6.7847
MV/LV Substation TH***326X |  | 20 kV | _ | LV | 100 kVA :Pole Substation | 0.1 | --> | 0.1 | 0.059 | 0.33 |  | --> | 0.095 | 0 | 0.025 | 0.082 | 0 |  | --> | E31 ex TRIM | Trim [T421] | NAVAN |  | 53.5734 | -6.9075
MV/LV Substation KN***327X |  | 10 kV | _ | LV | 400 kVA :Kiosk Substation | 0.4 | --> | 0.4 | 0 | 0 | Constrained, otherwise capacity available =252 kVA | --> | 0.38 | 0 | 0.098 | 0 | 0 | Constrained, otherwise capacity available =327 kW | --> | C17 ex TRIM | Trim [T41,T42] | NAVAN |  | 53.5491 | -6.7678
MV/LV Substation KN***334X |  | 10 kV | _ | LV | 400 kVA :Kiosk Substation | 0.4 | --> | 0.4 | 0 | 0 | Constrained, otherwise capacity available =258 kVA | --> | 0.38 | 0 | 0.025 | 0 | 0 | Constrained, otherwise capacity available =380 kW | --> | C17 ex TRIM | Trim [T41,T42] | NAVAN |  | 53.5499 | -6.7706
MV/LV Substation TR***339X |  | 10 kV | _ | LV | 200 kVA :Pole Substation | 0.2 | --> | 0.2 | 0 | 0 | Constrained, otherwise capacity available =177 kVA | --> | 0.19 | 0 | 0.01 | 0 | 0 | Constrained, otherwise capacity available =186 kW | --> | C18 ex TRIM | Trim [T41,T42] | NAVAN |  | 53.5497 | -6.7848
MV/LV Substation TH***341X |  | 10 kV | _ | LV | 200 kVA :Kiosk Substation | 0.2 | --> | 0.2 | 0 | 0 | Constrained, otherwise capacity available =140 kVA | --> | 0.19 | 0 | 0.069 | 0 | 0 | Constrained, otherwise capacity available =147 kW | --> | C15 ex TRIM | Trim [T41,T42] | NAVAN |  | 53.5516 | -6.8021
MV/LV Substation SC***343X |  | 10 kV | _ | LV | 630 kVA :Building Structure | 0.63 | --> | 0.63 | 0 | 0 | Constrained, otherwise capacity available =610 kVA | --> | 0.598 | 0 | 0 | 0 | 0 | Constrained, otherwise capacity available =601 kW | --> | C17 ex TRIM | Trim [T41,T42] | NAVAN |  | 53.549 | -6.7428
MV/LV Substation TR***344X |  | 10 kV | _ | LV | 630 kVA :Building Structure | 0.63 | --> | 0.63 | 0 | 0 | Constrained, otherwise capacity available =589 kVA | --> | 0.598 | 0 | 0.025 | 0 | 0 | Constrained, otherwise capacity available =586 kW | --> | C15 ex TRIM | Trim [T41,T42] | NAVAN |  | 53.553 | -6.8001
MV/LV Substation DA***350X |  | 20 kV | _ | LV | 50 kVA :Pole Substation | 0.05 | --> | 0.05 | 0.046 | 1.34 |  | --> | 0.048 | 0 | 0.006 | 0 | 0 | Constrained, otherwise capacity available =44 kW | --> | E23 ex ATHBOY | Athboy [T423] | NAVAN |  | 53.5008 | -6.8939
MV/LV Substation FI***356X |  | 10 kV | _ | LV | 630 kVA :Kiosk Substation | 0.63 | --> | 0.63 | 0 | 0 | Constrained, otherwise capacity available =542 kVA | --> | 0.598 | 0 | 0 | 0 | 0 | Constrained, otherwise capacity available =610 kW | --> | C18 ex TRIM | Trim [T41,T42] | NAVAN |  | 53.5536 | -6.7931
MV/LV Substation OA***358X |  | 10 kV | _ | LV | 630 kVA :Building Structure | 0.63 | --> | 0.63 | 0 | 0 | Constrained, otherwise capacity available =591 kVA | --> | 0.598 | 0 | 0 | 0 | 0 | Constrained, otherwise capacity available =604 kW | --> | C15 ex TRIM | Trim [T41,T42] | NAVAN |  | 53.5663 | -6.7981
MV/LV Substation TR***359X |  | 20 kV | _ | LV | 400 kVA :Building Structure | 0.4 | --> | 0.4 | 0.386 | 1.34 |  | --> | 0.38 | 0 | 0.04 | 0 | 0 | Constrained, otherwise capacity available =352 kW | --> | E23 ex ATHBOY | Athboy [T423] | NAVAN |  | 53.5098 | -6.8707
MV/LV Substation KN***363X |  | 10 kV | _ | LV | 1000 kVA :Building Structure | 1 | --> | 1 | 0 | 0 | Constrained, otherwise capacity available =890 kVA | --> | 0.95 | 0 | 0 | 0 | 0 | Constrained, otherwise capacity available =965 kW | --> | C21 ex TRIM | Trim [T41,T42] | NAVAN |  | 53.5467 | -6.7964
MV/LV Substation KN***365X |  | 10 kV | _ | LV | 400 kVA :Kiosk Substation | 0.4 | --> | 0.4 | 0 | 0 | Constrained, otherwise capacity available =367 kVA | --> | 0.38 | 0 | 0.004 | 0 | 0 | Constrained, otherwise capacity available =382 kW | --> | C21 ex TRIM | Trim [T41,T42] | NAVAN |  | 53.5468 | -6.7987
MV/LV Substation BU***366X |  | 10 kV | _ | LV | 200 kVA :Kiosk Substation | 0.2 | --> | 0.2 | 0 | 0 | Constrained, otherwise capacity available =148 kVA | --> | 0.19 | 0 | 0.018 | 0 | 0 | Constrained, otherwise capacity available =184 kW | --> | C15 ex TRIM | Trim [T41,T42] | NAVAN |  | 53.5617 | -6.7988
MV/LV Substation ST***372X |  | 20 kV | _ | LV | 200 kVA :Kiosk Substation | 0.2 | --> | 0.2 | 0.178 | 1.34 |  | --> | 0.19 | 0 | 0.016 | 0 | 0 | Constrained, otherwise capacity available =181 kW | --> | E23 ex ATHBOY | Athboy [T423] | NAVAN |  | 53.5333 | -6.9722
MV/LV Substation RY***380X |  | 20 kV | _ | LV | 50 kVA :Pole Substation | 0.05 | --> | 0.05 | 0.048 | 1.34 |  | --> | 0.048 | 0 | 0 | 0 | 0 | Constrained, otherwise capacity available =48 kW | --> | E23 ex ATHBOY | Athboy [T423] | NAVAN |  | 53.5331 | -6.976
MV/LV Substation 6 ***381X |  | 10 kV | _ | LV | 400 kVA :Building Structure | 0.4 | --> | 0.4 | 0 | 0 | Constrained, otherwise capacity available =391 kVA | --> | 0.38 | 0 | 0 | 0 | 0 | Constrained, otherwise capacity available =381 kW | --> | C15 ex TRIM | Trim [T41,T42] | NAVAN |  | 53.5667 | -6.7949
MV/LV Substation OP***384X |  | 10 kV | _ | LV | 630 kVA :Building Structure | 0.63 | --> | 0.63 | 0 | 0 | Constrained, otherwise capacity available =518 kVA | --> | 0.598 | 0 | 0 | 0 | 0 | Constrained, otherwise capacity available =614 kW | --> | C15 ex TRIM | Trim [T41,T42] | NAVAN |  | 53.5543 | -6.7969
MV/LV Substation LE***394X |  | 20 kV | _ | LV | 50 kVA :Pole Substation | 0.05 | --> | 0.05 | 0.049 | 1.34 |  | --> | 0.048 | 0 | 0 | 0 | 0 | Constrained, otherwise capacity available =48 kW | --> | E23 ex ATHBOY | Athboy [T423] | NAVAN |  | 53.5364 | -7.0088
MV/LV Substation EP***4009 |  | 10 kV | _ | LV | 50 kVA :Pole Substation | 0.05 | --> | 0.05 | 0 | 0 | Constrained, otherwise capacity available =44 kVA | --> | 0.048 | 0 | 0 | 0 | 0 | Constrained, otherwise capacity available =48 kW | --> | C18 ex ATHBOY | Athboy [T42] | NAVAN |  | 53.6235 | -6.8587
MV/LV Substation PU***4014 |  | 10 kV | _ | LV | 50 kVA :Pole Substation | 0.05 | --> | 0.05 | 0 | 0 | Constrained, otherwise capacity available =49 kVA | --> | 0.048 | 0 | 0 | 0 | 0 | Constrained, otherwise capacity available =48 kW | --> | C18 ex ATHBOY | Athboy [T42] | NAVAN |  | 53.6134 | -6.8712
MV/LV Substation BA***4020 |  | 20 kV | _ | LV | 100 kVA :Pole Substation | 0.1 | --> | 0.1 | 0.027 | 1.34 |  | --> | 0.095 | 0 | 0 | 0 | 0 | Constrained, otherwise capacity available =104 kW | --> | E23 ex ATHBOY | Athboy [T423] | NAVAN |  | 53.5318 | -6.9699
MV/LV Substation ST***4039 |  | 10 kV | _ | LV | 200 kVA :Kiosk Substation | 0.2 | --> | 0.2 | 0 | 0 | Constrained, otherwise capacity available =39 kVA | --> | 0.19 | 0 | 0.012 | 0 | 0 | Constrained, otherwise capacity available =202 kW | --> | C18 ex TRIM | Trim [T41,T42] | NAVAN |  | 53.5516 | -6.7915
MV/LV Substation MO***403X |  | 20 kV | _ | LV | 50 kVA :Pole Substation | 0.05 | --> | 0.05 | 0.047 | 1.34 |  | --> | 0.048 | 0 | 0 | 0 | 0 | Constrained, otherwise capacity available =48 kW | --> | E23 ex ATHBOY | Athboy [T423] | NAVAN |  | 53.5266 | -6.8913
MV/LV Substation KE***4057 |  | 20 kV | _ | LV | 100 kVA :Pole Substation | 0.1 | --> | 0.1 | 0.089 | 0.33 |  | --> | 0.095 | 0 | 0 | 0.097 | 0 |  | --> | E31 ex TRIM | Trim [T421] | NAVAN |  | 53.5158 | -6.8419
MV/LV Substation O ***4071 |  | 10 kV | _ | LV | 50 kVA :Pole Substation | 0.05 | --> | 0.05 | 0 | 0 | Constrained, otherwise capacity available =42 kVA | --> | 0.048 | 0 | 0.006 | 0 | 0 | Constrained, otherwise capacity available =44 kW | --> | C18 ex ATHBOY | Athboy [T42] | NAVAN |  | 53.6202 | -6.9251
MV/LV Substation AP***4072 |  | 10 kV | _ | LV | 200 kVA :Kiosk Substation | 0.2 | --> | 0.2 | 0 | 0 | Constrained, otherwise capacity available =57 kVA | --> | 0.19 | 0 | 0 | 0 | 0 | Constrained, otherwise capacity available =209 kW | --> | C18 ex TRIM | Trim [T41,T42] | NAVAN |  | 53.547 | -6.7952
MV/LV Substation AL***4080 |  | 10 kV | _ | LV | 400 kVA :Kiosk Substation | 0.4 | --> | 0.4 | 0 | 0 | Constrained, otherwise capacity available =321 kVA | --> | 0.38 | 0 | 0 | 0 | 0 | Constrained, otherwise capacity available =391 kW | --> | C15 ex TRIM | Trim [T41,T42] | NAVAN |  | 53.5557 | -6.795
MV/LV Substation WO***4096 |  | 20 kV | _ | LV | 50 kVA :Pole Substation | 0.05 | --> | 0.05 | 0.027 | 0.33 |  | --> | 0.048 | 0 | 0 | 0.05 | 0 |  | --> | E31 ex TRIM | Trim [T421] | NAVAN |  | 53.5505 | -6.8932
MV/LV Substation ST***4098 |  | 20 kV | _ | LV | 100 kVA :Pole Substation | 0.1 | --> | 0.1 | 0.076 | 0.33 |  | --> | 0.095 | 0 | 0.002 | 0.097 | 0 |  | --> | E31 ex TRIM | Trim [T421] | NAVAN |  | 53.5742 | -6.9053
MV/LV Substation LO***4099 |  | 10 kV | _ | LV | 50 kVA :Pole Substation | 0.05 | --> | 0.05 | 0 | 0 | Constrained, otherwise capacity available =48 kVA | --> | 0.048 | 0 | 0 | 0 | 0 | Constrained, otherwise capacity available =48 kW | --> | C21 ex TRIM | Trim [T41,T42] | NAVAN |  | 53.5466 | -6.7958
MV/LV Substation MO***4102 |  | 20 kV | _ | LV | 50 kVA :Pole Substation | 0.05 | --> | 0.05 | 0.049 | 1.34 |  | --> | 0.048 | 0 | 0 | 0 | 0 | Constrained, otherwise capacity available =48 kW | --> | E23 ex ATHBOY | Athboy [T423] | NAVAN |  | 53.5248 | -6.8994
MV/LV Substation EF***4105 |  | 10 kV | _ | LV | 630 kVA :Kiosk Substation | 0.63 | --> | 0.63 | 0 | 0 | Constrained, otherwise capacity available =464 kVA | --> | 0.598 | 0 | 0.225 | 0 | 0 | Constrained, otherwise capacity available =454 kW | --> | C17 ex TRIM | Trim [T41,T42] | NAVAN |  | 53.5485 | -6.7735
MV/LV Substation LO***4114 |  | 10 kV | _ | LV | 50 kVA :Pole Substation | 0.05 | --> | 0.05 | 0 | 0 | Constrained, otherwise capacity available =44 kVA | --> | 0.048 | 0 | 0 | 0 | 0 | Constrained, otherwise capacity available =48 kW | --> | C17 ex TRIM | Trim [T41,T42] | NAVAN |  | 53.555 | -6.7517
MV/LV Substation BA***4115 |  | 20 kV | _ | LV | 200 kVA :Pole Substation | 0.2 | --> | 0.2 | 0.2 | 1.34 |  | --> | 0.19 | 0 | 0 | 0 | 0 | Constrained, otherwise capacity available =190 kW | --> | E23 ex ATHBOY | Athboy [T423] | NAVAN |  | 53.5317 | -6.9699
MV/LV Substation MI***4121 |  | 10 kV | _ | LV | 100 kVA :Pole Substation | 0.1 | --> | 0.1 | 0 | 0 | Constrained, otherwise capacity available =65 kVA | --> | 0.095 | 0 | 0 | 0 | 0 | Constrained, otherwise capacity available =100 kW | --> | C18 ex TRIM | Trim [T41,T42] | NAVAN |  | 53.5609 | -6.7849
MV/LV Substation KI***4129 |  | 20 kV | _ | LV | 50 kVA :Pole Substation | 0.05 | --> | 0.05 | 0.048 | 1.34 |  | --> | 0.048 | 0 | 0 | 0 | 0 | Constrained, otherwise capacity available =48 kW | --> | E23 ex ATHBOY | Athboy [T423] | NAVAN |  | 53.5256 | -6.8779
MV/LV Substation PO***4142 |  | 10 kV | _ | LV | 50 kVA :Pole Substation | 0.05 | --> | 0.05 | 0 | 0 | Constrained, otherwise capacity available =50 kVA | --> | 0.048 | 0 | 0 | 0 | 0 | Constrained, otherwise capacity available =48 kW | --> | C18 ex TRIM | Trim [T41,T42] | NAVAN |  | 53.5532 | -6.7831
MV/LV Substation ST***4148 |  | 10 kV | _ | LV | 400 kVA :Kiosk Substation | 0.4 | --> | 0.4 | 0 | 0 | Constrained, otherwise capacity available =367 kVA | --> | 0.38 | 0 | 0 | 0 | 0 | Constrained, otherwise capacity available =384 kW | --> | C18 ex ATHBOY | Athboy [T42] | NAVAN |  | 53.6216 | -6.9189
MV/LV Substation DR***4158 |  | 20 kV | _ | LV | 100 kVA :Pole Substation | 0.1 | --> | 0.1 | 0.1 | 0.33 |  | --> | 0.095 | 0 | 0 | 0.095 | 0 |  | --> | E31 ex TRIM | Trim [T421] | NAVAN |  | 53.5234 | -6.8513
MV/LV Substation EF***4162 |  | 10 kV | _ | LV | 630 kVA :Kiosk Substation | 0.63 | --> | 0.63 | 0 | 0 | Constrained, otherwise capacity available =520 kVA | --> | 0.598 | 0 | 0.107 | 0 | 0 | Constrained, otherwise capacity available =534 kW | --> | C17 ex TRIM | Trim [T41,T42] | NAVAN |  | 53.5487 | -6.7718
MV/LV Substation EF***4163 |  | 10 kV | _ | LV | 400 kVA :Kiosk Substation | 0.4 | --> | 0.4 | 0 | 0 | Constrained, otherwise capacity available =346 kVA | --> | 0.38 | 0 | 0.142 | 0 | 0 | Constrained, otherwise capacity available =282 kW | --> | C17 ex TRIM | Trim [T41,T42] | NAVAN |  | 53.5469 | -6.7744
MV/LV Substation CA***4169 |  | 10 kV | _ | LV | 630 kVA :Kiosk Substation | 0.63 | --> | 0.63 | 0 | 0 | Constrained, otherwise capacity available =519 kVA | --> | 0.598 | 0 | 0.031 | 0 | 0 | Constrained, otherwise capacity available =590 kW | --> | C18 ex ATHBOY | Athboy [T42] | NAVAN |  | 53.6163 | -6.9278
MV/LV Substation CI***4171 |  | 10 kV | _ | LV | 400 kVA :Kiosk Substation | 0.4 | --> | 0.4 | 0 | 0 | Constrained, otherwise capacity available =240 kVA | --> | 0.38 | 0 | 0 | 0 | 0 | Constrained, otherwise capacity available =400 kW | --> | C17 ex TRIM | Trim [T41,T42] | NAVAN |  | 53.5528 | -6.762
MV/LV Substation TR***4179 |  | 10 kV | _ | LV | 400 kVA :Kiosk Substation | 0.4 | --> | 0.4 | 0 | 0 | Constrained, otherwise capacity available =356 kVA | --> | 0.38 | 0 | 0 | 0 | 0 | Constrained, otherwise capacity available =386 kW | --> | C15 ex TRIM | Trim [T41,T42] | NAVAN |  | 53.557 | -6.7916
MV/LV Substation BO***4182 |  | 20 kV | _ | LV | 50 kVA :Pole Substation | 0.05 | --> | 0.05 | 0.049 | 1.34 |  | --> | 0.048 | 0 | 0 | 0 | 0 | Constrained, otherwise capacity available =48 kW | --> | E23 ex ATHBOY | Athboy [T423] | NAVAN |  | 53.5279 | -6.8729
MV/LV Substation YE***4193 |  | 10 kV | _ | LV | 630 kVA :Kiosk Substation | 0.63 | --> | 0.63 | 0 | 0 | Constrained, otherwise capacity available =630 kVA | --> | 0.598 | 0 | 0 | 0 | 0 | Constrained, otherwise capacity available =598 kW | --> | C18 ex ATHBOY | Athboy [T42] | NAVAN |  | 53.6193 | -6.9209
MV/LV Substation FO***4239 |  | 20 kV | _ | LV | 100 kVA :Pole Substation | 0.1 | --> | 0.1 | 0.1 | 1.34 |  | --> | 0.095 | 0 | 0 | 0 | 0 | Constrained, otherwise capacity available =95 kW | --> | E23 ex ATHBOY | Athboy [T423] | NAVAN |  | 53.5154 | -6.8929
MV/LV Substation CL***430 |  | 20 kV | _ | LV | 200 kVA :Pole Substation | 0.2 | --> | 0.2 | 0.165 | 0.33 |  | --> | 0.19 | 0 | 0 | 0.195 | 0 |  | --> | E31 ex TRIM | Trim [T421] | NAVAN |  | 53.543 | -6.8954
MV/LV Substation PO***433 |  | 20 kV | _ | LV | 50 kVA :Pole Substation | 0.05 | --> | 0.05 | 0.046 | 0.33 |  | --> | 0.048 | 0 | 0 | 0.048 | 0 |  | --> | E31 ex TRIM | Trim [T421] | NAVAN |  | 53.5533 | -6.9021
MV/LV Substation MO***435 |  | 20 kV | _ | LV | 100 kVA :Pole Substation | 0.1 | --> | 0.1 | 0.097 | 0.33 |  | --> | 0.095 | 0 | 0 | 0.095 | 0 |  | --> | E31 ex TRIM | Trim [T421] | NAVAN |  | 53.5601 | -6.9058
MV/LV Substation BA***490 |  | 20 kV | _ | LV | 100 kVA :Pole Substation | 0.1 | --> | 0.1 | 0.084 | 1.34 |  | --> | 0.095 | 0 | 0 | 0 | 0 | Constrained, otherwise capacity available =97 kW | --> | E23 ex ATHBOY | Athboy [T423] | NAVAN |  | 53.5141 | -6.8828
MV/LV Substation DA***499 |  | 20 kV | _ | LV | 100 kVA :Pole Substation | 0.1 | --> | 0.1 | 0.099 | 1.34 |  | --> | 0.095 | 0 | 0 | 0 | 0 | Constrained, otherwise capacity available =95 kW | --> | E23 ex ATHBOY | Athboy [T423] | NAVAN |  | 53.5003 | -6.8914
MV/LV Substation CA***502 |  | 20 kV | _ | LV | 50 kVA :Pole Substation | 0.05 | --> | 0.05 | 0.039 | 1.34 |  | --> | 0.048 | 0 | 0.011 | 0 | 0 | Constrained, otherwise capacity available =41 kW | --> | E23 ex ATHBOY | Athboy [T423] | NAVAN |  | 53.4913 | -6.9144
MV/LV Substation PR***514 |  | 20 kV | _ | LV | 100 kVA :Pole Substation | 0.1 | --> | 0.1 | 0.09 | 1.34 |  | --> | 0.095 | 0 | 0 | 0 | 0 | Constrained, otherwise capacity available =96 kW | --> | E23 ex ATHBOY | Athboy [T423] | NAVAN |  | 53.5253 | -6.8911
MV/LV Substation WR***578 |  | 10 kV | _ | LV | 200 kVA :Pole Substation | 0.2 | --> | 0.2 | 0 | 0 | Constrained, otherwise capacity available =195 kVA | --> | 0.19 | 0 | 0 | 0 | 0 | Constrained, otherwise capacity available =191 kW | --> | C17 ex TRIM | Trim [T41,T42] | NAVAN |  | 53.5422 | -6.7141
MV/LV Substation FR***580 |  | 20 kV | _ | LV | 50 kVA :Pole Substation | 0.05 | --> | 0.05 | 0.039 | 0.33 |  | --> | 0.048 | 0 | 0.005 | 0.045 | 0 |  | --> | E31 ex TRIM | Trim [T421] | NAVAN |  | 53.5426 | -6.8228
MV/LV Substation WH***600 |  | 10 kV | _ | LV | 100 kVA :Pole Substation | 0.1 | --> | 0.1 | 0 | 0 | Constrained, otherwise capacity available =83 kVA | --> | 0.095 | 0 | 0 | 0 | 0 | Constrained, otherwise capacity available =97 kW | --> | C15 ex TRIM | Trim [T41,T42] | NAVAN |  | 53.562 | -6.7948
MV/LV Substation WO***636 |  | 20 kV | _ | LV | 100 kVA :Pole Substation | 0.1 | --> | 0.1 | 0.056 | 1.34 |  | --> | 0.095 | 0 | 0.011 | 0 | 0 | Constrained, otherwise capacity available =93 kW | --> | E23 ex ATHBOY | Athboy [T423] | NAVAN |  | 53.5338 | -6.9701
MV/LV Substation TR***648 |  | 10 kV | _ | LV | 100 kVA :Pole Substation | 0.1 | --> | 0.1 | 0 | 0 | Constrained, otherwise capacity available =100 kVA | --> | 0.095 | 0 | 0 | 0 | 0 | Constrained, otherwise capacity available =95 kW | --> | C15 ex TRIM | Trim [T41,T42] | NAVAN |  | 53.5504 | -6.7969
MV/LV Substation MA***652 |  | 10 kV | _ | LV | 200 kVA :Pole Substation | 0.2 | --> | 0.2 | 0 | 0 | Constrained, otherwise capacity available =79 kVA | --> | 0.19 | 0 | 0 | 0 | 0 | Constrained, otherwise capacity available =206 kW | --> | C15 ex TRIM | Trim [T41,T42] | NAVAN |  | 53.5551 | -6.7942
MV/LV Substation ST***656 |  | 20 kV | _ | LV | 50 kVA :Pole Substation | 0.05 | --> | 0.05 | 0.02 | 1.34 |  | --> | 0.048 | 0 | 0 | 0 | 0 | Constrained, otherwise capacity available =51 kW | --> | E23 ex ATHBOY | Athboy [T423] | NAVAN |  | 53.5245 | -6.8974
MV/LV Substation DA***691 |  | 20 kV | _ | LV | 50 kVA :Pole Substation | 0.05 | --> | 0.05 | 0.05 | 1.34 |  | --> | 0.048 | 0 | 0 | 0 | 0 | Constrained, otherwise capacity available =48 kW | --> | E23 ex ATHBOY | Athboy [T423] | NAVAN |  | 53.5035 | -6.8905
MV/LV Substation TU***696 |  | 10 kV | _ | LV | 100 kVA :Pole Substation | 0.1 | --> | 0.1 | 0 | 0 | Constrained, otherwise capacity available =64 kVA | --> | 0.095 | 0 | 0 | 0 | 0 | Constrained, otherwise capacity available =100 kW | --> | C15 ex TRIM | Trim [T41,T42] | NAVAN |  | 53.5915 | -6.8517
MV/LV Substation CO***701 |  | 20 kV | _ | LV | 50 kVA :Pole Substation | 0.05 | --> | 0.05 | 0.048 | 0.33 |  | --> | 0.048 | 0 | 0 | 0.048 | 0 |  | --> | E31 ex TRIM | Trim [T421] | NAVAN |  | 53.5385 | -6.8068
MV/LV Substation BU***706 |  | 10 kV | _ | LV | 50 kVA :Pole Substation | 0.05 | --> | 0.05 | 0 | 0 | Constrained, otherwise capacity available =45 kVA | --> | 0.048 | 0 | 0 | 0 | 0 | Constrained, otherwise capacity available =48 kW | --> | C15 ex TRIM | Trim [T41,T42] | NAVAN |  | 53.5607 | -6.8003
MV/LV Substation DA***714 |  | 20 kV | _ | LV | 200 kVA :Pole Substation | 0.2 | --> | 0.2 | 0.062 | 1.34 |  | --> | 0.19 | 0 | 0 | 0 | 0 | Constrained, otherwise capacity available =208 kW | --> | E23 ex ATHBOY | Athboy [T423] | NAVAN |  | 53.5031 | -6.8935
MV/LV Substation AB***719 |  | 10 kV | _ | LV | 400 kVA :Kiosk Substation | 0.4 | --> | 0.4 | 0 | 0 | Constrained, otherwise capacity available =285 kVA | --> | 0.38 | 0 | 0.096 | 0 | 0 | Constrained, otherwise capacity available =324 kW | --> | C17 ex TRIM | Trim [T41,T42] | NAVAN |  | 53.5526 | -6.7724
MV/LV Substation MC***729 |  | 10 kV | _ | LV | 630 kVA :Kiosk Substation | 0.63 | --> | 0.63 | 0 | 0 | Constrained, otherwise capacity available =596 kVA | --> | 0.598 | 0 | 0.01 | 0 | 0 | Constrained, otherwise capacity available =596 kW | --> | C18 ex ATHBOY | Athboy [T42] | NAVAN |  | 53.6243 | -6.919
MV/LV Substation TR***738 |  | 10 kV | _ | LV | 200 kVA :Building Structure | 0.2 | --> | 0.2 | 0 | 0 | Constrained, otherwise capacity available =122 kVA | --> | 0.19 | 0 | 0.015 | 0 | 0 | Constrained, otherwise capacity available =189 kW | --> | C15 ex TRIM | Trim [T41,T42] | NAVAN |  | 53.565 | -6.8015
MV/LV Substation MO***804 |  | 10 kV | _ | LV | 100 kVA :Pole Substation | 0.1 | --> | 0.1 | 0 | 0 | Constrained, otherwise capacity available =43 kVA | --> | 0.095 | 0 | 0.005 | 0 | 0 | Constrained, otherwise capacity available =99 kW | --> | C18 ex TRIM | Trim [T41,T42] | NAVAN |  | 53.5498 | -6.7883
MV/LV Substation TR***807 |  | 20 kV | _ | LV | 100 kVA :Pole Substation | 0.1 | --> | 0.1 | 0.081 | 0.33 |  | --> | 0.095 | 0 | 0.025 | 0.079 | 0 |  | --> | E31 ex TRIM | Trim [T421] | NAVAN |  | 53.5204 | -6.8251
MV/LV Substation NE***811 |  | 20 kV | _ | LV | 100 kVA :Pole Substation | 0.1 | --> | 0.1 | 0.009 | 0.33 |  | --> | 0.095 | 0 | 0.115 | 0.014 | 0 |  | --> | E31 ex TRIM | Trim [T421] | NAVAN |  | 53.5184 | -6.8241
MV/LV Substation MO***820 |  | 10 kV | _ | LV | 200 kVA :Kiosk Substation | 0.2 | --> | 0.2 | 0 | 0 | Constrained, otherwise capacity available =140 kVA | --> | 0.19 | 0 | 0.006 | 0 | 0 | Constrained, otherwise capacity available =194 kW | --> | C18 ex TRIM | Trim [T41,T42] | NAVAN |  | 53.5483 | -6.7914
MV/LV Substation BR***826 |  | 20 kV | _ | LV | 100 kVA :Pole Substation | 0.1 | --> | 0.1 | 0.095 | 1.34 |  | --> | 0.095 | 0 | 0.005 | 0 | 0 | Constrained, otherwise capacity available =92 kW | --> | E23 ex ATHBOY | Athboy [T423] | NAVAN |  | 53.5124 | -6.8766
MV/LV Substation WA***830 |  | 20 kV | _ | LV | 50 kVA :Pole Substation | 0.05 | --> | 0.05 | 0.04 | 1.34 |  | --> | 0.048 | 0 | 0 | 0 | 0 | Constrained, otherwise capacity available =49 kW | --> | E23 ex ATHBOY | Athboy [T423] | NAVAN |  | 53.525 | -6.8889
MV/LV Substation SP***852 |  | 20 kV | _ | LV | 200 kVA :Pole Substation | 0.2 | --> | 0.2 | 0.196 | 1.34 |  | --> | 0.19 | 0 | 0 | 0 | 0 | Constrained, otherwise capacity available =190 kW | --> | E23 ex ATHBOY | Athboy [T423] | NAVAN |  | 53.5007 | -6.9038
MV/LV Substation BA***857 |  | 20 kV | _ | LV | 50 kVA :Pole Substation | 0.05 | --> | 0.05 | 0.004 | 1.34 |  | --> | 0.048 | 0 | 0 | 0 | 0 | Constrained, otherwise capacity available =53 kW | --> | E23 ex ATHBOY | Athboy [T423] | NAVAN |  | 53.53 | -6.9603
MV/LV Substation CA***861 |  | 10 kV | _ | LV | 400 kVA :Kiosk Substation | 0.4 | --> | 0.4 | 0 | 0 | Constrained, otherwise capacity available =289 kVA | --> | 0.38 | 0 | 0 | 0 | 0 | Constrained, otherwise capacity available =395 kW | --> | C18 ex TRIM | Trim [T41,T42] | NAVAN |  | 53.5529 | -6.7879
MV/LV Substation OA***863 |  | 10 kV | _ | LV | 200 kVA :Pole Substation | 0.2 | --> | 0.2 | 0 | 0 | Constrained, otherwise capacity available =148 kVA | --> | 0.19 | 0 | 0.01 | 0 | 0 | Constrained, otherwise capacity available =190 kW | --> | C15 ex TRIM | Trim [T41,T42] | NAVAN |  | 53.5707 | -6.832
MV/LV Substation KI***905 |  | 20 kV | _ | LV | 50 kVA :Pole Substation | 0.05 | --> | 0.05 | 0.049 | 1.34 |  | --> | 0.048 | 0 | 0 | 0 | 0 | Constrained, otherwise capacity available =48 kW | --> | E23 ex ATHBOY | Athboy [T423] | NAVAN |  | 53.5306 | -6.8657
MV/LV Substation WO***957 |  | 20 kV | _ | LV | 200 kVA :Kiosk Substation | 0.2 | --> | 0.2 | 0.054 | 1.34 |  | --> | 0.19 | 0 | 0.033 | 0 | 0 | Constrained, otherwise capacity available =184 kW | --> | E23 ex ATHBOY | Athboy [T423] | NAVAN |  | 53.5333 | -6.9606
MV/LV Substation PO***969 |  | 20 kV | _ | LV | 50 kVA :Pole Substation | 0.05 | --> | 0.05 | 0.045 | 0.33 |  | --> | 0.048 | 0 | 0 | 0.048 | 0 |  | --> | E31 ex TRIM | Trim [T421] | NAVAN |  | 53.555 | -6.9059
MV/LV Substation RO***971 |  | 20 kV | _ | LV | 100 kVA :Pole Substation | 0.1 | --> | 0.1 | 0.093 | 0.33 |  | --> | 0.095 | 0 | 0 | 0.096 | 0 |  | --> | E31 ex TRIM | Trim [T421] | NAVAN |  | 53.5366 | -6.8372
MV/LV Substation BO***972 |  | 10 kV | _ | LV | 200 kVA :Pole Substation | 0.2 | --> | 0.2 | 0 | 0 | Constrained, otherwise capacity available =157 kVA | --> | 0.19 | 0 | 0 | 0 | 0 | Constrained, otherwise capacity available =196 kW | --> | C17 ex TRIM | Trim [T41,T42] | NAVAN |  | 53.5574 | -6.7674
MV/LV Substation AR***976 |  | 10 kV | _ | LV | 50 kVA :Pole Substation | 0.05 | --> | 0.05 | 0 | 0 | Constrained, otherwise capacity available =49 kVA | --> | 0.048 | 0 | 0 | 0 | 0 | Constrained, otherwise capacity available =48 kW | --> | C15 ex TRIM | Trim [T41,T42] | NAVAN |  | 53.5851 | -6.7759
MV/LV Substation CO***001 |  | 10 kV | _ | LV | 400 kVA :Kiosk Substation | 0.4 | --> | 0.4 | 0 | 0 | Constrained, otherwise capacity available =158 kVA | --> | 0.38 | 0 | 0.005 | 0 | 0 | Constrained, otherwise capacity available =408 kW | --> | E16 ex BUNCRANA | Buncrana [T421,T422] | TRILLICK |  | 55.1371 | -7.4558
MV/LV Substation LR***002 |  | 10 kV | _ | LV | 400 kVA :Kiosk Substation | 0.4 | --> | 0.4 | 0 | 0 | Constrained, otherwise capacity available =136 kVA | --> | 0.38 | 0 | 0.005 | 0 | 0 | Constrained, otherwise capacity available =411 kW | --> | E16 ex BUNCRANA | Buncrana [T421,T422] | TRILLICK |  | 55.1331 | -7.4523
MV/LV Substation VI***003 |  | 10 kV | _ | LV | 400 kVA :Kiosk Substation | 0.4 | --> | 0.4 | 0.122 | 2.02 |  | --> | 0.38 | 0 | 0.026 | 0 | 0 | Constrained, otherwise capacity available =397 kW | --> | E15 ex BALLYMACARRY | Ballymacarry [T421] | TRILLICK |  | 55.1297 | -7.4578
MV/LV Substation MA***004 |  | 10 kV | _ | LV | 630 kVA :Kiosk Substation | 0.63 | --> | 0.63 | 0 | 0 | Constrained, otherwise capacity available =364 kVA | --> | 0.598 | 0 | 0 | 0 | 0 | Constrained, otherwise capacity available =634 kW | --> | E16 ex BUNCRANA | Buncrana [T421,T422] | TRILLICK |  | 55.1346 | -7.4522
MV/LV Substation WE***005 |  | 10 kV | _ | LV | 100 kVA :Pole Substation | 0.1 | --> | 0.1 | 0 | 0 | Constrained, otherwise capacity available =54 kVA | --> | 0.095 | 0 | 0.01 | 0 | 0 | Constrained, otherwise capacity available =94 kW | --> | E16 ex BUNCRANA | Buncrana [T421,T422] | TRILLICK |  | 55.1401 | -7.454
MV/LV Substation PO***006X |  | 20 kV | _ | LV | 200 kVA :Pole Substation | 0.2 | --> | 0.2 | 0 | 0 | Constrained, otherwise capacity available =117 kVA | --> | 0.19 | 0 | 0 | 0 | 0 | Constrained, otherwise capacity available =201 kW | --> | E17 ex BUNCRANA | Buncrana [T421,T422] | TRILLICK |  | 55.1266 | -7.1971
MV/LV Substation AR***009 |  | 10 kV | _ | LV | 400 kVA :Kiosk Substation | 0.4 | --> | 0.4 | 0 | 0 | Constrained, otherwise capacity available =265 kVA | --> | 0.38 | 0 | 0.017 | 0 | 0 | Constrained, otherwise capacity available =385 kW | --> | E16 ex BUNCRANA | Buncrana [T421,T422] | TRILLICK |  | 55.1361 | -7.4477
MV/LV Substation SW***011 |  | 10 kV | _ | LV | 200 kVA :Building Structure | 0.2 | --> | 0.2 | 0.142 | 2.02 |  | --> | 0.19 | 0 | 0.006 | 0 | 0 | Constrained, otherwise capacity available =193 kW | --> | E15 ex BALLYMACARRY | Ballymacarry [T421] | TRILLICK |  | 55.1295 | -7.462
MV/LV Substation VO***012 |  | 10 kV | _ | LV | 400 kVA :Building Structure | 0.4 | --> | 0.4 | 0 | 0 | Constrained, otherwise capacity available =260 kVA | --> | 0.38 | 0 | 0.013 | 0 | 0 | Constrained, otherwise capacity available =389 kW | --> | E16 ex BUNCRANA | Buncrana [T421,T422] | TRILLICK |  | 55.1353 | -7.458
MV/LV Substation NU***015 |  | 10 kV | _ | LV | 400 kVA :Building Structure | 0.4 | --> | 0.4 | 0 | 0 | Constrained, otherwise capacity available =346 kVA | --> | 0.38 | 0 | 0 | 0 | 0 | Constrained, otherwise capacity available =387 kW | --> | E16 ex BUNCRANA | Buncrana [T421,T422] | TRILLICK |  | 55.1341 | -7.4501
MV/LV Substation FR***017 |  | 10 kV | _ | LV | 200 kVA :Building Structure | 0.2 | --> | 0.2 | 0 | 0 | Constrained, otherwise capacity available =132 kVA | --> | 0.19 | 0 | 0.006 | 0 | 0 | Constrained, otherwise capacity available =195 kW | --> | E16 ex BUNCRANA | Buncrana [T421,T422] | TRILLICK |  | 55.1338 | -7.461
MV/LV Substation IN***018X |  | 20 kV | _ | LV | 100 kVA :Pole Substation | 0.1 | --> | 0.1 | 0 | 0 | Constrained, otherwise capacity available =95 kVA | --> | 0.095 | 0 | 0 | 0 | 0 | Constrained, otherwise capacity available =96 kW | --> | E13 ex CARNDONAGH | Carndonagh [T421,T422] | TRILLICK |  | 55.165 | -7.4227
MV/LV Substation CA***022X |  | 20 kV | _ | LV | 100 kVA :Pole Substation | 0.1 | --> | 0.1 | 0.082 | 2.02 |  | --> | 0.095 | 0 | 0 | 0 | 0 | Constrained, otherwise capacity available =97 kW | --> | E17 ex BALLYMACARRY | Ballymacarry [T421] | TRILLICK |  | 55.1168 | -7.4567
MV/LV Substation CR***033X |  | 10 kV | _ | LV | 200 kVA :Pole Substation | 0.2 | --> | 0.2 | 0 | 0 | Constrained, otherwise capacity available =117 kVA | --> | 0.19 | 0 | 0 | 0 | 0 | Constrained, otherwise capacity available =201 kW | --> | E16 ex BUNCRANA | Buncrana [T421,T422] | TRILLICK |  | 55.1375 | -7.4534
MV/LV Substation TI***042X |  | 20 kV | _ | LV | 50 kVA :Pole Substation | 0.05 | --> | 0.05 | 0.04 | 2.02 |  | --> | 0.048 | 0 | 0.01 | 0 | 0 | Constrained, otherwise capacity available =41 kW | --> | E17 ex BALLYMACARRY | Ballymacarry [T421] | TRILLICK |  | 55.0684 | -7.4352
MV/LV Substation MC***044X |  | 20 kV | _ | LV | 100 kVA :Pole Substation | 0.1 | --> | 0.1 | 0 | 0 | Constrained, otherwise capacity available =96 kVA | --> | 0.095 | 0 | 0 | 0 | 0 | Constrained, otherwise capacity available =96 kW | --> | E13 ex CARNDONAGH | Carndonagh [T421,T422] | TRILLICK |  | 55.2776 | -7.4422
MV/LV Substation SL***054X |  | 20 kV | _ | LV | 100 kVA :Pole Substation | 0.1 | --> | 0.1 | 0 | 0 | Constrained, otherwise capacity available =61 kVA | --> | 0.095 | 0 | 0.005 | 0 | 0 | Constrained, otherwise capacity available =96 kW | --> | E14 ex BUNCRANA | Buncrana [T421,T422] | TRILLICK |  | 55.1522 | -7.4534
MV/LV Substation DE***055X |  | 20 kV | _ | LV | 50 kVA :Pole Substation | 0.05 | --> | 0.05 | 0 | 0 | Constrained, otherwise capacity available =48 kVA | --> | 0.048 | 0 | 0 | 0 | 0 | Constrained, otherwise capacity available =48 kW | --> | E13 ex CARNDONAGH | Carndonagh [T421,T422] | TRILLICK |  | 55.2677 | -7.4346
MV/LV Substation GL***064X |  | 20 kV | _ | LV | 200 kVA :Kiosk Substation | 0.2 | --> | 0.2 | 0 | 0 | Constrained, otherwise capacity available =158 kVA | --> | 0.19 | 0 | 0.006 | 0 | 0 | Constrained, otherwise capacity available =191 kW | --> | E14 ex BUNCRANA | Buncrana [T421,T422] | TRILLICK |  | 55.1566 | -7.4489
MV/LV Substation KE***072X |  | 20 kV | _ | LV | 50 kVA :Pole Substation | 0.05 | --> | 0.05 | 0 | 0 | Constrained, otherwise capacity available =32 kVA | --> | 0.048 | 0 | 0 | 0 | 0 | Constrained, otherwise capacity available =50 kW | --> | E17 ex BUNCRANA | Buncrana [T421,T422] | TRILLICK |  | 55.1527 | -7.4273
MV/LV Substation GR***075X |  | 20 kV | _ | LV | 50 kVA :Pole Substation | 0.05 | --> | 0.05 | 0 | 0 | Constrained, otherwise capacity available =49 kVA | --> | 0.048 | 0 | 0 | 0 | 0 | Constrained, otherwise capacity available =48 kW | --> | E17 ex BUNCRANA | Buncrana [T421,T422] | TRILLICK |  | 55.1487 | -7.3331
MV/LV Substation WO***078X |  | 20 kV | _ | LV | 50 kVA :Pole Substation | 0.05 | --> | 0.05 | 0.045 | 2.02 |  | --> | 0.048 | 0 | 0 | 0 | 0 | Constrained, otherwise capacity available =48 kW | --> | E17 ex BALLYMACARRY | Ballymacarry [T421] | TRILLICK |  | 55.0768 | -7.4506
MV/LV Substation FO***084X |  | 20 kV | _ | LV | 200 kVA :Pole Substation | 0.2 | --> | 0.2 | 0 | 0 | Constrained, otherwise capacity available =189 kVA | --> | 0.19 | 0 | 0 | 0 | 0 | Constrained, otherwise capacity available =192 kW | --> | E17 ex BUNCRANA | Buncrana [T421,T422] | TRILLICK |  | 55.1235 | -7.1967
MV/LV Substation AL***086X |  | 20 kV | _ | LV | 100 kVA :Pole Substation | 0.1 | --> | 0.1 | 0 | 0 | Constrained, otherwise capacity available =31 kVA | --> | 0.095 | 0 | 0.004 | 0 | 0 | Constrained, otherwise capacity available =101 kW | --> | E17 ex BUNCRANA | Buncrana [T421,T422] | TRILLICK |  | 55.1374 | -7.4369
MV/LV Substation IN***087X |  | 20 kV | _ | LV | 630 kVA :Kiosk Substation | 0.63 | --> | 0.63 | 0.5 | 2.02 |  | --> | 0.598 | 0 | 0.01 | 0 | 0 | Constrained, otherwise capacity available =596 kW | --> | E17 ex BALLYMACARRY | Ballymacarry [T421] | TRILLICK |  | 55.1097 | -7.4637
MV/LV Substation WH***088X |  | 20 kV | _ | LV | 400 kVA :Kiosk Substation | 0.4 | --> | 0.4 | 0 | 0 | Constrained, otherwise capacity available =294 kVA | --> | 0.38 | 0 | 0 | 0 | 0 | Constrained, otherwise capacity available =394 kW | --> | E17 ex BUNCRANA | Buncrana [T421,T422] | TRILLICK |  | 55.0697 | -7.2722
MV/LV Substation SL***090X |  | 20 kV | _ | LV | 50 kVA :Pole Substation | 0.05 | --> | 0.05 | 0 | 0 | Constrained, otherwise capacity available =41 kVA | --> | 0.048 | 0 | 0 | 0 | 0 | Constrained, otherwise capacity available =49 kW | --> | E14 ex BUNCRANA | Buncrana [T421,T422] | TRILLICK |  | 55.1582 | -7.4544
MV/LV Substation TH***092X |  | 20 kV | _ | LV | 200 kVA :Pole Substation | 0.2 | --> | 0.2 | 0 | 0 | Constrained, otherwise capacity available =100 kVA | --> | 0.19 | 0 | 0.03 | 0 | 0 | Constrained, otherwise capacity available =181 kW | --> | E17 ex BUNCRANA | Buncrana [T421,T422] | TRILLICK |  | 55.1334 | -7.4351
MV/LV Substation OH***097X |  | 20 kV | _ | LV | 100 kVA :Pole Substation | 0.1 | --> | 0.1 | 0 | 0 | Constrained, otherwise capacity available =95 kVA | --> | 0.095 | 0 | 0 | 0 | 0 | Constrained, otherwise capacity available =96 kW | --> | E14 ex BUNCRANA | Buncrana [T421,T422] | TRILLICK |  | 55.1812 | -7.4926
MV/LV Substation WH***101X |  | 20 kV | _ | LV | 50 kVA :Pole Substation | 0.05 | --> | 0.05 | 0 | 0 | Constrained, otherwise capacity available =27 kVA | --> | 0.048 | 0 | 0 | 0 | 0 | Constrained, otherwise capacity available =50 kW | --> | E17 ex BUNCRANA | Buncrana [T421,T422] | TRILLICK |  | 55.0553 | -7.3288
MV/LV Substation NO***117X |  | 20 kV | _ | LV | 50 kVA :Pole Substation | 0.05 | --> | 0.05 | 0 | 0 | Constrained, otherwise capacity available =50 kVA | --> | 0.048 | 0 | 0 | 0 | 0 | Constrained, otherwise capacity available =48 kW | --> | E17 ex BUNCRANA | Buncrana [T421,T422] | TRILLICK |  | 55.174 | -7.2342
MV/LV Substation WH***119X |  | 20 kV | _ | LV | 400 kVA :Kiosk Substation | 0.4 | --> | 0.4 | 0 | 0 | Constrained, otherwise capacity available =331 kVA | --> | 0.38 | 0 | 0.004 | 0 | 0 | Constrained, otherwise capacity available =386 kW | --> | E17 ex BUNCRANA | Buncrana [T421,T422] | TRILLICK |  | 55.0711 | -7.2674
MV/LV Substation SE***122X |  | 20 kV | _ | LV | 50 kVA :Pole Substation | 0.05 | --> | 0.05 | 0.048 | 2.02 |  | --> | 0.048 | 0 | 0 | 0 | 0 | Constrained, otherwise capacity available =48 kW | --> | E17 ex BALLYMACARRY | Ballymacarry [T421] | TRILLICK |  | 55.1102 | -7.4615
MV/LV Substation MC***125X |  | 20 kV | _ | LV | 100 kVA :Pole Substation | 0.1 | --> | 0.1 | 0 | 0 | Constrained, otherwise capacity available =93 kVA | --> | 0.095 | 0 | 0 | 0 | 0 | Constrained, otherwise capacity available =96 kW | --> | E14 ex BUNCRANA | Buncrana [T421,T422] | TRILLICK |  | 55.1655 | -7.4642
MV/LV Substation AR***133X |  | 20 kV | _ | LV | 100 kVA :Pole Substation | 0.1 | --> | 0.1 | 0 | 0 | Constrained, otherwise capacity available =62 kVA | --> | 0.095 | 0 | 0.005 | 0 | 0 | Constrained, otherwise capacity available =96 kW | --> | E17 ex BUNCRANA | Buncrana [T421,T422] | TRILLICK |  | 55.0743 | -7.2695
MV/LV Substation BR***136X |  | 10 kV | _ | LV | 400 kVA :Kiosk Substation | 0.4 | --> | 0.4 | 0 | 0 | Constrained, otherwise capacity available =163 kVA | --> | 0.38 | 0 | 0 | 0 | 0 | Constrained, otherwise capacity available =411 kW | --> | E16 ex BUNCRANA | Buncrana [T421,T422] | TRILLICK |  | 55.1354 | -7.4551
MV/LV Substation DU***151X |  | 10 kV | _ | LV | 200 kVA :Pole Substation | 0.2 | --> | 0.2 | 0 | 0 | Constrained, otherwise capacity available =174 kVA | --> | 0.19 | 0 | 0 | 0 | 0 | Constrained, otherwise capacity available =194 kW | --> | E16 ex BUNCRANA | Buncrana [T421,T422] | TRILLICK |  | 55.1382 | -7.4506
MV/LV Substation TH***157X |  | 20 kV | _ | LV | 100 kVA :Pole Substation | 0.1 | --> | 0.1 | 0.058 | 2.02 |  | --> | 0.095 | 0 | 0 | 0 | 0 | Constrained, otherwise capacity available =101 kW | --> | E17 ex BALLYMACARRY | Ballymacarry [T421] | TRILLICK |  | 55.0829 | -7.4565
MV/LV Substation RO***165X |  | 20 kV | _ | LV | 200 kVA :Kiosk Substation | 0.2 | --> | 0.2 | 0 | 0 | Constrained, otherwise capacity available =127 kVA | --> | 0.19 | 0 | 0.023 | 0 | 0 | Constrained, otherwise capacity available =183 kW | --> | E14 ex BUNCRANA | Buncrana [T421,T422] | TRILLICK |  | 55.1416 | -7.4456
MV/LV Substation FO***169X |  | 20 kV | _ | LV | 50 kVA :Pole Substation | 0.05 | --> | 0.05 | 0 | 0 | Constrained, otherwise capacity available =35 kVA | --> | 0.048 | 0 | 0.004 | 0 | 0 | Constrained, otherwise capacity available =46 kW | --> | E17 ex BUNCRANA | Buncrana [T421,T422] | TRILLICK |  | 55.1228 | -7.1997
MV/LV Substation RO***171X |  | 10 kV | _ | LV | 200 kVA :Pole Substation | 0.2 | --> | 0.2 | 0 | 0 | Constrained, otherwise capacity available =158 kVA | --> | 0.19 | 0 | 0 | 0 | 0 | Constrained, otherwise capacity available =196 kW | --> | E16 ex BUNCRANA | Buncrana [T421,T422] | TRILLICK |  | 55.1406 | -7.4482
MV/LV Substation LI***174X |  | 10 kV | _ | LV | 630 kVA :Kiosk Substation | 0.63 | --> | 0.63 | 0 | 0 | Constrained, otherwise capacity available =496 kVA | --> | 0.598 | 0 | 0 | 0 | 0 | Constrained, otherwise capacity available =614 kW | --> | E16 ex BUNCRANA | Buncrana [T421,T422] | TRILLICK |  | 55.1319 | -7.4499
MV/LV Substation TH***175X |  | 20 kV | _ | LV | 200 kVA :Pole Substation | 0.2 | --> | 0.2 | 0 | 0 | Constrained, otherwise capacity available =177 kVA | --> | 0.19 | 0 | 0.01 | 0 | 0 | Constrained, otherwise capacity available =186 kW | --> | E14 ex BUNCRANA | Buncrana [T421,T422] | TRILLICK |  | 55.1454 | -7.4535
MV/LV Substation DO***178X |  | 20 kV | _ | LV | 100 kVA :Pole Substation | 0.1 | --> | 0.1 | 0.085 | 2.02 |  | --> | 0.095 | 0 | 0 | 0 | 0 | Constrained, otherwise capacity available =97 kW | --> | E17 ex BALLYMACARRY | Ballymacarry [T421] | TRILLICK |  | 55.1179 | -7.4554
MV/LV Substation 02***188X |  | 20 kV | _ | LV | 50 kVA :Pole Substation | 0.05 | --> | 0.05 | 0 | 0 | Constrained, otherwise capacity available =49 kVA | --> | 0.048 | 0 | 0 | 0 | 0 | Constrained, otherwise capacity available =48 kW | --> | E17 ex BUNCRANA | Buncrana [T421,T422] | TRILLICK |  | 55.168 | -7.2414
MV/LV Substation UM***200 |  | 20 kV | _ | LV | 50 kVA :Pole Substation | 0.05 | --> | 0.05 | 0 | 0 | Constrained, otherwise capacity available =43 kVA | --> | 0.048 | 0 | 0.014 | 0 | 0 | Constrained, otherwise capacity available =38 kW | --> | E14 ex BUNCRANA | Buncrana [T421,T422] | TRILLICK |  | 55.1585 | -7.4382
MV/LV Substation ME***205X |  | 20 kV | _ | LV | 100 kVA :Pole Substation | 0.1 | --> | 0.1 | 0 | 0 | Constrained, otherwise capacity available =91 kVA | --> | 0.095 | 0 | 0.011 | 0 | 0 | Constrained, otherwise capacity available =88 kW | --> | E17 ex BUNCRANA | Buncrana [T421,T422] | TRILLICK |  | 55.1451 | -7.226
MV/LV Substation PU***207 |  | 20 kV | _ | LV | 50 kVA :Pole Substation | 0.05 | --> | 0.05 | 0 | 0 | Constrained, otherwise capacity available =49 kVA | --> | 0.048 | 0 | 0 | 0 | 0 | Constrained, otherwise capacity available =48 kW | --> | E13 ex CARNDONAGH | Carndonagh [T421,T422] | TRILLICK |  | 55.2176 | -7.4065
MV/LV Substation LU***212X |  | 20 kV | _ | LV | 50 kVA :Pole Substation | 0.05 | --> | 0.05 | 0.031 | 2.02 |  | --> | 0.048 | 0 | 0.005 | 0 | 0 | Constrained, otherwise capacity available =46 kW | --> | E17 ex BALLYMACARRY | Ballymacarry [T421] | TRILLICK |  | 55.1152 | -7.457
MV/LV Substation CR***217X |  | 20 kV | _ | LV | 50 kVA :Pole Substation | 0.05 | --> | 0.05 | 0 | 0 | Constrained, otherwise capacity available =46 kVA | --> | 0.048 | 0 | 0 | 0 | 0 | Constrained, otherwise capacity available =48 kW | --> | E17 ex BUNCRANA | Buncrana [T421,T422] | TRILLICK |  | 55.1465 | -7.2872
MV/LV Substation DA***224 |  | 20 kV | _ | LV | 50 kVA :Pole Substation | 0.05 | --> | 0.05 | 0 | 0 | Constrained, otherwise capacity available =26 kVA | --> | 0.048 | 0 | 0.045 | 0 | 0 | Constrained, otherwise capacity available =17 kW | --> | E13 ex CARNDONAGH | Carndonagh [T421,T422] | TRILLICK |  | 55.2573 | -7.4009
MV/LV Substation GO***224X |  | 20 kV | _ | LV | 50 kVA :Pole Substation | 0.05 | --> | 0.05 | 0 | 0 | Constrained, otherwise capacity available =15 kVA | --> | 0.048 | 0 | 0 | 0 | 0 | Constrained, otherwise capacity available =52 kW | --> | E14 ex BUNCRANA | Buncrana [T421,T422] | TRILLICK |  | 55.1728 | -7.4829
MV/LV Substation SP***225X |  | 20 kV | _ | LV | 50 kVA :Pole Substation | 0.05 | --> | 0.05 | 0 | 0 | Constrained, otherwise capacity available =32 kVA | --> | 0.048 | 0 | 0.01 | 0 | 0 | Constrained, otherwise capacity available =42 kW | --> | E17 ex BUNCRANA | Buncrana [T421,T422] | TRILLICK |  | 55.1238 | -7.1984
MV/LV Substation SE***228X |  | 20 kV | _ | LV | 200 kVA :Pole Substation | 0.2 | --> | 0.2 | 0.2 | 2.02 |  | --> | 0.19 | 0 | 0 | 0 | 0 | Constrained, otherwise capacity available =190 kW | --> | E17 ex BALLYMACARRY | Ballymacarry [T421] | TRILLICK |  | 55.1105 | -7.4629
MV/LV Substation IN***229 |  | 20 kV | _ | LV | 50 kVA :Pole Substation | 0.05 | --> | 0.05 | 0 | 0 | Constrained, otherwise capacity available =50 kVA | --> | 0.048 | 0 | 0 | 0 | 0 | Constrained, otherwise capacity available =48 kW | --> | E13 ex CARNDONAGH | Carndonagh [T421,T422] | TRILLICK |  | 55.1754 | -7.411
MV/LV Substation LO***229X |  | 10 kV | _ | LV | 400 kVA :Kiosk Substation | 0.4 | --> | 0.4 | 0 | 0 | Constrained, otherwise capacity available =304 kVA | --> | 0.38 | 0 | 0.01 | 0 | 0 | Constrained, otherwise capacity available =386 kW | --> | E16 ex BUNCRANA | Buncrana [T421,T422] | TRILLICK |  | 55.1277 | -7.4536
MV/LV Substation AR***233X |  | 10 kV | _ | LV | 100 kVA :Pole Substation | 0.1 | --> | 0.1 | 0 | 0 | Constrained, otherwise capacity available =96 kVA | --> | 0.095 | 0 | 0 | 0 | 0 | Constrained, otherwise capacity available =96 kW | --> | E16 ex BUNCRANA | Buncrana [T421,T422] | TRILLICK |  | 55.1326 | -7.4446
MV/LV Substation HE***234X |  | 20 kV | _ | LV | 100 kVA :Pole Substation | 0.1 | --> | 0.1 | 0 | 0 | Constrained, otherwise capacity available =63 kVA | --> | 0.095 | 0 | 0.015 | 0 | 0 | Constrained, otherwise capacity available =89 kW | --> | E17 ex BUNCRANA | Buncrana [T421,T422] | TRILLICK |  | 55.138 | -7.4345
MV/LV Substation CH***238X |  | 20 kV | _ | LV | 50 kVA :Pole Substation | 0.05 | --> | 0.05 | 0.032 | 2.02 |  | --> | 0.048 | 0 | 0.006 | 0 | 0 | Constrained, otherwise capacity available =46 kW | --> | E17 ex BALLYMACARRY | Ballymacarry [T421] | TRILLICK |  | 55.0864 | -7.4621
MV/LV Substation TI***239X |  | 20 kV | _ | LV | 100 kVA :Pole Substation | 0.1 | --> | 0.1 | 0 | 0 | Constrained, otherwise capacity available =73 kVA | --> | 0.095 | 0 | 0 | 0 | 0 | Constrained, otherwise capacity available =99 kW | --> | E14 ex BUNCRANA | Buncrana [T421,T422] | TRILLICK |  | 55.1475 | -7.4611
MV/LV Substation CR***241X |  | 20 kV | _ | LV | 50 kVA :Pole Substation | 0.05 | --> | 0.05 | 0.043 | 2.02 |  | --> | 0.048 | 0 | 0 | 0 | 0 | Constrained, otherwise capacity available =48 kW | --> | E17 ex BALLYMACARRY | Ballymacarry [T421] | TRILLICK |  | 55.0702 | -7.4267
MV/LV Substation DR***245X |  | 20 kV | _ | LV | 50 kVA :Pole Substation | 0.05 | --> | 0.05 | 0 | 0 | Constrained, otherwise capacity available =49 kVA | --> | 0.048 | 0 | 0.008 | 0 | 0 | Constrained, otherwise capacity available =42 kW | --> | E13 ex CARNDONAGH | Carndonagh [T421,T422] | TRILLICK |  | 55.1948 | -7.3991
MV/LV Substation AR***250X |  | 10 kV | _ | LV | 400 kVA :Kiosk Substation | 0.4 | --> | 0.4 | 0 | 0 | Constrained, otherwise capacity available =325 kVA | --> | 0.38 | 0 | 0 | 0 | 0 | Constrained, otherwise capacity available =390 kW | --> | E16 ex BUNCRANA | Buncrana [T421,T422] | TRILLICK |  | 55.1316 | -7.4474
MV/LV Substation CO***252 |  | 10 kV | _ | LV | 50 kVA :Pole Substation | 0.05 | --> | 0.05 | 0 | 0 | Constrained, otherwise capacity available =36 kVA | --> | 0.048 | 0 | 0.01 | 0 | 0 | Constrained, otherwise capacity available =42 kW | --> | E16 ex BUNCRANA | Buncrana [T421,T422] | TRILLICK |  | 55.1277 | -7.454
MV/LV Substation MA***256X |  | 20 kV | _ | LV | 50 kVA :Pole Substation | 0.05 | --> | 0.05 | 0.049 | 2.02 |  | --> | 0.048 | 0 | 0 | 0 | 0 | Constrained, otherwise capacity available =48 kW | --> | E17 ex BALLYMACARRY | Ballymacarry [T421] | TRILLICK |  | 55.0632 | -7.451
MV/LV Substation BO***264 |  | 20 kV | _ | LV | 50 kVA :Pole Substation | 0.05 | --> | 0.05 | 0.048 | 2.02 |  | --> | 0.048 | 0 | 0 | 0 | 0 | Constrained, otherwise capacity available =48 kW | --> | E17 ex BALLYMACARRY | Ballymacarry [T421] | TRILLICK |  | 55.1075 | -7.4694
MV/LV Substation MI***270 |  | 20 kV | _ | LV | 50 kVA :Pole Substation | 0.05 | --> | 0.05 | 0 | 0 |  | --> | 0.048 | 0 | 0 | 0 | 0 | Constrained, otherwise capacity available =54 kW | --> | E15 ex BUNCRANA | Buncrana [T421,T422] | TRILLICK |  | 55.1283 | -7.4456
MV/LV Substation PI***271 |  | 20 kV | _ | LV | 200 kVA :Pole Substation | 0.2 | --> | 0.2 | 0 | 0 | Constrained, otherwise capacity available =100 kVA | --> | 0.19 | 0 | 0.005 | 0 | 0 | Constrained, otherwise capacity available =200 kW | --> | E14 ex BUNCRANA | Buncrana [T421,T422] | TRILLICK |  | 55.1462 | -7.4588
MV/LV Substation PO***273 |  | 20 kV | _ | LV | 100 kVA :Pole Substation | 0.1 | --> | 0.1 | 0 | 0 | Constrained, otherwise capacity available =90 kVA | --> | 0.095 | 0 | 0 | 0 | 0 | Constrained, otherwise capacity available =96 kW | --> | E17 ex BUNCRANA | Buncrana [T421,T422] | TRILLICK |  | 55.1586 | -7.3036
MV/LV Substation CA***274 |  | 20 kV | _ | LV | 630 kVA :Kiosk Substation | 0.63 | --> | 0.63 | 0 | 0 | Constrained, otherwise capacity available =613 kVA | --> | 0.598 | 0 | 0 | 0 | 0 | Constrained, otherwise capacity available =601 kW | --> | E15 ex BUNCRANA | Buncrana [T421,T422] | TRILLICK |  | 55.1272 | -7.4399
MV/LV Substation MU***275X |  | 20 kV | _ | LV | 400 kVA :Kiosk Substation | 0.4 | --> | 0.4 | 0 | 0 | Constrained, otherwise capacity available =372 kVA | --> | 0.38 | 0 | 0 | 0 | 0 | Constrained, otherwise capacity available =384 kW | --> | E17 ex BUNCRANA | Buncrana [T421,T422] | TRILLICK |  | 55.0668 | -7.263
MV/LV Substation IN***284X |  | 20 kV | _ | LV | 630 kVA :Building Structure | 0.63 | --> | 0.63 | 0 | 0 | Constrained, otherwise capacity available =600 kVA | --> | 0.598 | 0 | 0 | 0 | 0 | Constrained, otherwise capacity available =603 kW | --> | E13 ex CARNDONAGH | Carndonagh [T421,T422] | TRILLICK |  | 55.1869 | -7.4035
MV/LV Substation SH***290 |  | 20 kV | _ | LV | 100 kVA :Pole Substation | 0.1 | --> | 0.1 | 0 | 0 | Constrained, otherwise capacity available =100 kVA | --> | 0.095 | 0 | 0 | 0 | 0 | Constrained, otherwise capacity available =95 kW | --> | E13 ex CARNDONAGH | Carndonagh [T421,T422] | TRILLICK |  | 55.1881 | -7.4043
MV/LV Substation JO***290X |  | 20 kV | _ | LV | 50 kVA :Pole Substation | 0.05 | --> | 0.05 | 0.047 | 2.02 |  | --> | 0.048 | 0 | 0 | 0 | 0 | Constrained, otherwise capacity available =48 kW | --> | E17 ex BALLYMACARRY | Ballymacarry [T421] | TRILLICK |  | 55.0902 | -7.4698
MV/LV Substation TH***291 |  | 20 kV | _ | LV | 50 kVA :Pole Substation | 0.05 | --> | 0.05 | 0 | 0 | Constrained, otherwise capacity available =45 kVA | --> | 0.048 | 0 | 0 | 0 | 0 | Constrained, otherwise capacity available =48 kW | --> | E17 ex BUNCRANA | Buncrana [T421,T422] | TRILLICK |  | 55.1398 | -7.4344
MV/LV Substation PE***297 |  | 20 kV | _ | LV | 200 kVA :Pole Substation | 0.2 | --> | 0.2 | 0.112 | 2.02 |  | --> | 0.19 | 0 | 0.002 | 0 | 0 | Constrained, otherwise capacity available =200 kW | --> | E17 ex BALLYMACARRY | Ballymacarry [T421] | TRILLICK |  | 55.1142 | -7.4619
MV/LV Substation LI***298 |  | 20 kV | _ | LV | 630 kVA :Kiosk Substation | 0.63 | --> | 0.63 | 0.409 | 2.02 |  | --> | 0.598 | 0 | 0 | 0 | 0 | Constrained, otherwise capacity available =628 kW | --> | E17 ex BALLYMACARRY | Ballymacarry [T421] | TRILLICK |  | 55.1111 | -7.4632
MV/LV Substation CO***298X |  | 20 kV | _ | LV | 200 kVA :Pole Substation | 0.2 | --> | 0.2 | 0 | 0 | Constrained, otherwise capacity available =171 kVA | --> | 0.19 | 0 | 0 | 0 | 0 | Constrained, otherwise capacity available =194 kW | --> | E14 ex BUNCRANA | Buncrana [T421,T422] | TRILLICK |  | 55.1511 | -7.4451
MV/LV Substation PO***304 |  | 20 kV | _ | LV | 100 kVA :Pole Substation | 0.1 | --> | 0.1 | 0 | 0 | Constrained, otherwise capacity available =75 kVA | --> | 0.095 | 0 | 0 | 0 | 0 | Constrained, otherwise capacity available =98 kW | --> | E14 ex BUNCRANA | Buncrana [T421,T422] | TRILLICK |  | 55.1439 | -7.4732
MV/LV Substation CL***310 |  | 20 kV | _ | LV | 200 kVA :Pole Substation | 0.2 | --> | 0.2 | 0 | 0 | Constrained, otherwise capacity available =48 kVA | --> | 0.19 | 0 | 0.023 | 0 | 0 | Constrained, otherwise capacity available =193 kW | --> | E13 ex CARNDONAGH | Carndonagh [T421,T422] | TRILLICK |  | 55.2639 | -7.4116
MV/LV Substation AR***310X |  | 20 kV | _ | LV | 400 kVA :Kiosk Substation | 0.4 | --> | 0.4 | 0 | 0 | Constrained, otherwise capacity available =323 kVA | --> | 0.38 | 0 | 0 | 0 | 0 | Constrained, otherwise capacity available =390 kW | --> | E17 ex BUNCRANA | Buncrana [T421,T422] | TRILLICK |  | 55.0696 | -7.2764
MV/LV Substation HO***311 |  | 20 kV | _ | LV | 100 kVA :Pole Substation | 0.1 | --> | 0.1 | 0 | 0 | Constrained, otherwise capacity available =86 kVA | --> | 0.095 | 0 | 0.014 | 0 | 0 | Constrained, otherwise capacity available =86 kW | --> | E13 ex CARNDONAGH | Carndonagh [T421,T422] | TRILLICK |  | 55.2648 | -7.4106
MV/LV Substation RI***312 |  | 20 kV | _ | LV | 100 kVA :Pole Substation | 0.1 | --> | 0.1 | 0 | 0 | Constrained, otherwise capacity available =69 kVA | --> | 0.095 | 0 | 0 | 0 | 0 | Constrained, otherwise capacity available =99 kW | --> | E13 ex CARNDONAGH | Carndonagh [T421,T422] | TRILLICK |  | 55.2619 | -7.4191
MV/LV Substation IN***316X |  | 20 kV | _ | LV | 50 kVA :Pole Substation | 0.05 | --> | 0.05 | 0.044 | 2.02 |  | --> | 0.048 | 0 | 0 | 0 | 0 | Constrained, otherwise capacity available =48 kW | --> | E17 ex BALLYMACARRY | Ballymacarry [T421] | TRILLICK |  | 55.0609 | -7.4417
MV/LV Substation PL***325X |  | 10 kV | _ | LV | 400 kVA :Kiosk Substation | 0.4 | --> | 0.4 | 0 | 0 | Constrained, otherwise capacity available =373 kVA | --> | 0.38 | 0 | 0 | 0 | 0 | Constrained, otherwise capacity available =384 kW | --> | E16 ex BUNCRANA | Buncrana [T421,T422] | TRILLICK |  | 55.1358 | -7.4533
MV/LV Substation CL***328X |  | 20 kV | _ | LV | 50 kVA :Pole Substation | 0.05 | --> | 0.05 | 0 | 0 | Constrained, otherwise capacity available =37 kVA | --> | 0.048 | 0 | 0 | 0 | 0 | Constrained, otherwise capacity available =49 kW | --> | E17 ex BUNCRANA | Buncrana [T421,T422] | TRILLICK |  | 55.1547 | -7.4125
MV/LV Substation DR***357X |  | 20 kV | _ | LV | 50 kVA :Pole Substation | 0.05 | --> | 0.05 | 0 | 0 | Constrained, otherwise capacity available =49 kVA | --> | 0.048 | 0 | 0 | 0 | 0 | Constrained, otherwise capacity available =48 kW | --> | E17 ex BUNCRANA | Buncrana [T421,T422] | TRILLICK |  | 55.0625 | -7.3406
MV/LV Substation SA***359X |  | 20 kV | _ | LV | 50 kVA :Pole Substation | 0.05 | --> | 0.05 | 0 | 0 | Constrained, otherwise capacity available =44 kVA | --> | 0.048 | 0 | 0 | 0 | 0 | Constrained, otherwise capacity available =48 kW | --> | E17 ex BUNCRANA | Buncrana [T421,T422] | TRILLICK |  | 55.1548 | -7.3834
MV/LV Substation CA***362 |  | 20 kV | _ | LV | 100 kVA :Pole Substation | 0.1 | --> | 0.1 | 0 | 0 | Constrained, otherwise capacity available =72 kVA | --> | 0.095 | 0 | 0.003 | 0 | 0 | Constrained, otherwise capacity available =97 kW | --> | E13 ex CARNDONAGH | Carndonagh [T421,T422] | TRILLICK |  | 55.2786 | -7.444
MV/LV Substation UM***362X |  | 20 kV | _ | LV | 50 kVA :Pole Substation | 0.05 | --> | 0.05 | 0 | 0 | Constrained, otherwise capacity available =50 kVA | --> | 0.048 | 0 | 0 | 0 | 0 | Constrained, otherwise capacity available =48 kW | --> | E14 ex BUNCRANA | Buncrana [T421,T422] | TRILLICK |  | 55.1602 | -7.436
MV/LV Substation CL***368X |  | 20 kV | _ | LV | 400 kVA :Kiosk Substation | 0.4 | --> | 0.4 | 0 | 0 | Constrained, otherwise capacity available =378 kVA | --> | 0.38 | 0 | 0 | 0 | 0 | Constrained, otherwise capacity available =383 kW | --> | E14 ex BUNCRANA | Buncrana [T421,T422] | TRILLICK |  | 55.1534 | -7.4442
MV/LV Substation SO***374X |  | 10 kV | _ | LV | 400 kVA :Kiosk Substation | 0.4 | --> | 0.4 | 0 | 0 | Constrained, otherwise capacity available =351 kVA | --> | 0.38 | 0 | 0.006 | 0 | 0 | Constrained, otherwise capacity available =382 kW | --> | E16 ex BUNCRANA | Buncrana [T421,T422] | TRILLICK |  | 55.1307 | -7.4504
MV/LV Substation CO***383X |  | 10 kV | _ | LV | 200 kVA :Pole Substation | 0.2 | --> | 0.2 | 0 | 0 | Constrained, otherwise capacity available =189 kVA | --> | 0.19 | 0 | 0 | 0 | 0 | Constrained, otherwise capacity available =192 kW | --> | E16 ex BUNCRANA | Buncrana [T421,T422] | TRILLICK |  | 55.1409 | -7.4494
MV/LV Substation MU***385X |  | 20 kV | _ | LV | 200 kVA :Pole Substation | 0.2 | --> | 0.2 | 0 | 0 | Constrained, otherwise capacity available =111 kVA | --> | 0.19 | 0 | 0 | 0 | 0 | Constrained, otherwise capacity available =202 kW | --> | E17 ex BUNCRANA | Buncrana [T421,T422] | TRILLICK |  | 55.0664 | -7.2705
MV/LV Substation AR***4028 |  | 20 kV | _ | LV | 50 kVA :Pole Substation | 0.05 | --> | 0.05 | 0 | 0 | Constrained, otherwise capacity available =43 kVA | --> | 0.048 | 0 | 0.011 | 0 | 0 | Constrained, otherwise capacity available =40 kW | --> | E17 ex BUNCRANA | Buncrana [T421,T422] | TRILLICK |  | 55.0842 | -7.2705
MV/LV Substation FO***4042 |  | 20 kV | _ | LV | 50 kVA :Pole Substation | 0.05 | --> | 0.05 | 0 | 0 | Constrained, otherwise capacity available =50 kVA | --> | 0.048 | 0 | 0 | 0 | 0 | Constrained, otherwise capacity available =48 kW | --> | E17 ex BUNCRANA | Buncrana [T421,T422] | TRILLICK |  | 55.1561 | -7.3863
MV/LV Substation TO***4043 |  | 20 kV | _ | LV | 100 kVA :Pole Substation | 0.1 | --> | 0.1 | 0.1 | 2.02 |  | --> | 0.095 | 0 | 0 | 0 | 0 | Constrained, otherwise capacity available =95 kW | --> | E17 ex BALLYMACARRY | Ballymacarry [T421] | TRILLICK |  | 55.0653 | -7.4308
MV/LV Substation DR***4072 |  | 20 kV | _ | LV | 50 kVA :Pole Substation | 0.05 | --> | 0.05 | 0 | 0 | Constrained, otherwise capacity available =50 kVA | --> | 0.048 | 0 | 0 | 0 | 0 | Constrained, otherwise capacity available =48 kW | --> | E17 ex BUNCRANA | Buncrana [T421,T422] | TRILLICK |  | 55.154 | -7.4004
MV/LV Substation AG***4073 |  | 20 kV | _ | LV | 200 kVA :Pole Substation | 0.2 | --> | 0.2 | 0 | 0 | Constrained, otherwise capacity available =200 kVA | --> | 0.19 | 0 | 0 | 0 | 0 | Constrained, otherwise capacity available =190 kW | --> | E17 ex BUNCRANA | Buncrana [T421,T422] | TRILLICK |  | 55.1283 | -7.4129
MV/LV Substation TR***4074 |  | 20 kV | _ | LV | 50 kVA :Pole Substation | 0.05 | --> | 0.05 | 0 | 0 | Constrained, otherwise capacity available =38 kVA | --> | 0.048 | 0 | 0 | 0 | 0 | Constrained, otherwise capacity available =49 kW | --> | E17 ex BUNCRANA | Buncrana [T421,T422] | TRILLICK |  | 55.1273 | -7.2055
MV/LV Substation MI***4075 |  | 20 kV | _ | LV | 50 kVA :Pole Substation | 0.05 | --> | 0.05 | 0 | 0 | Constrained, otherwise capacity available =43 kVA | --> | 0.048 | 0 | 0 | 0 | 0 | Constrained, otherwise capacity available =48 kW | --> | E14 ex BUNCRANA | Buncrana [T421,T422] | TRILLICK |  | 55.1307 | -7.4415
MV/LV Substation BA***4080 |  | 20 kV | _ | LV | 200 kVA :Pole Substation | 0.2 | --> | 0.2 | 0 | 0 | Constrained, otherwise capacity available =114 kVA | --> | 0.19 | 0 | 0 | 0 | 0 | Constrained, otherwise capacity available =202 kW | --> | E17 ex BUNCRANA | Buncrana [T421,T422] | TRILLICK |  | 55.1536 | -7.4318
MV/LV Substation CL***4093 |  | 20 kV | _ | LV | 50 kVA :Pole Substation | 0.05 | --> | 0.05 | 0 | 0 | Constrained, otherwise capacity available =48 kVA | --> | 0.048 | 0 | 0 | 0 | 0 | Constrained, otherwise capacity available =48 kW | --> | E17 ex BUNCRANA | Buncrana [T421,T422] | TRILLICK |  | 55.1516 | -7.4088
MV/LV Substation CA***4094 |  | 20 kV | _ | LV | 50 kVA :Pole Substation | 0.05 | --> | 0.05 | 0.044 | 2.02 |  | --> | 0.048 | 0 | 0 | 0 | 0 | Constrained, otherwise capacity available =48 kW | --> | E17 ex BALLYMACARRY | Ballymacarry [T421] | TRILLICK |  | 55.0748 | -7.4544
MV/LV Substation AU***4119 |  | 20 kV | _ | LV | 50 kVA :Pole Substation | 0.05 | --> | 0.05 | 0 | 0 | Constrained, otherwise capacity available =45 kVA | --> | 0.048 | 0 | 0 | 0 | 0 | Constrained, otherwise capacity available =48 kW | --> | E14 ex BUNCRANA | Buncrana [T421,T422] | TRILLICK |  | 55.1854 | -7.474
MV/LV Substation DO***4124 |  | 20 kV | _ | LV | 200 kVA :Pole Substation | 0.2 | --> | 0.2 | 0 | 0 | Constrained, otherwise capacity available =200 kVA | --> | 0.19 | 0 | 0 | 0 | 0 | Constrained, otherwise capacity available =190 kW | --> | E17 ex BUNCRANA | Buncrana [T421,T422] | TRILLICK |  | 55.1508 | -7.4347
MV/LV Substation CL***4149 |  | 20 kV | _ | LV | 400 kVA :Kiosk Substation | 0.4 | --> | 0.4 | 0 | 0 | Constrained, otherwise capacity available =400 kVA | --> | 0.38 | 0 | 0 | 0 | 0 | Constrained, otherwise capacity available =380 kW | --> | E13 ex CARNDONAGH | Carndonagh [T421,T422] | TRILLICK |  | 55.2629 | -7.4143
MV/LV Substation BA***4171 |  | 10 kV | _ | LV | 630 kVA :Kiosk Substation | 0.63 | --> | 0.63 | 0 | 0 | Constrained, otherwise capacity available =630 kVA | --> | 0.598 | 0 | 0 | 0 | 0 | Constrained, otherwise capacity available =598 kW | --> | E16 ex BUNCRANA | Buncrana [T421,T422] | TRILLICK |  | 55.14 | -7.4463
MV/LV Substation LE***4173 |  | 20 kV | _ | LV | 50 kVA :Pole Substation | 0.05 | --> | 0.05 | 0 | 0 | Constrained, otherwise capacity available =50 kVA | --> | 0.048 | 0 | 0 | 0 | 0 | Constrained, otherwise capacity available =48 kW | --> | E14 ex BUNCRANA | Buncrana [T421,T422] | TRILLICK |  | 55.1762 | -7.484
MV/LV Substation AG***428 |  | 20 kV | _ | LV | 50 kVA :Pole Substation | 0.05 | --> | 0.05 | 0 | 0 | Constrained, otherwise capacity available =44 kVA | --> | 0.048 | 0 | 0.01 | 0 | 0 | Constrained, otherwise capacity available =41 kW | --> | E17 ex BUNCRANA | Buncrana [T421,T422] | TRILLICK |  | 55.1319 | -7.4287
MV/LV Substation FO***430 |  | 20 kV | _ | LV | 50 kVA :Pole Substation | 0.05 | --> | 0.05 | 0 | 0 | Constrained, otherwise capacity available =40 kVA | --> | 0.048 | 0 | 0 | 0 | 0 | Constrained, otherwise capacity available =49 kW | --> | E17 ex BUNCRANA | Buncrana [T421,T422] | TRILLICK |  | 55.0951 | -7.2332
MV/LV Substation LE***444 |  | 20 kV | _ | LV | 50 kVA :Pole Substation | 0.05 | --> | 0.05 | 0 | 0 | Constrained, otherwise capacity available =42 kVA | --> | 0.048 | 0 | 0 | 0 | 0 | Constrained, otherwise capacity available =49 kW | --> | E17 ex BUNCRANA | Buncrana [T421,T422] | TRILLICK |  | 55.0542 | -7.3115
MV/LV Substation MU***452 |  | 20 kV | _ | LV | 200 kVA :Pole Substation | 0.2 | --> | 0.2 | 0 | 0 | Constrained, otherwise capacity available =134 kVA | --> | 0.19 | 0 | 0 | 0 | 0 | Constrained, otherwise capacity available =199 kW | --> | E17 ex BUNCRANA | Buncrana [T421,T422] | TRILLICK |  | 55.066 | -7.2704
MV/LV Substation MU***456 |  | 20 kV | _ | LV | 400 kVA :Kiosk Substation | 0.4 | --> | 0.4 | 0 | 0 | Constrained, otherwise capacity available =274 kVA | --> | 0.38 | 0 | 0.004 | 0 | 0 | Constrained, otherwise capacity available =394 kW | --> | E17 ex BUNCRANA | Buncrana [T421,T422] | TRILLICK |  | 55.0693 | -7.2692
MV/LV Substation QU***458 |  | 20 kV | _ | LV | 200 kVA :Pole Substation | 0.2 | --> | 0.2 | 0 | 0 | Constrained, otherwise capacity available =169 kVA | --> | 0.19 | 0 | 0.017 | 0 | 0 | Constrained, otherwise capacity available =182 kW | --> | E17 ex BUNCRANA | Buncrana [T421,T422] | TRILLICK |  | 55.0743 | -7.2666
MV/LV Substation TU***475 |  | 20 kV | _ | LV | 50 kVA :Pole Substation | 0.05 | --> | 0.05 | 0 | 0 | Constrained, otherwise capacity available =46 kVA | --> | 0.048 | 0 | 0 | 0 | 0 | Constrained, otherwise capacity available =48 kW | --> | E17 ex BUNCRANA | Buncrana [T421,T422] | TRILLICK |  | 55.0983 | -7.2283
MV/LV Substation CA***488 |  | 20 kV | _ | LV | 50 kVA :Pole Substation | 0.05 | --> | 0.05 | 0 | 0 | Constrained, otherwise capacity available =48 kVA | --> | 0.048 | 0 | 0 | 0 | 0 | Constrained, otherwise capacity available =48 kW | --> | E15 ex BUNCRANA | Buncrana [T421,T422] | TRILLICK |  | 55.1246 | -7.4276
MV/LV Substation TI***490 |  | 20 kV | _ | LV | 50 kVA :Pole Substation | 0.05 | --> | 0.05 | 0.028 | 2.02 |  | --> | 0.048 | 0 | 0 | 0 | 0 | Constrained, otherwise capacity available =50 kW | --> | E17 ex BALLYMACARRY | Ballymacarry [T421] | TRILLICK |  | 55.0653 | -7.4226
MV/LV Substation I/***491 |  | 10 kV | _ | LV | 400 kVA :Building Structure | 0.4 | --> | 0.4 | 0.269 | 2.02 |  | --> | 0.38 | 0 | 0.011 | 0 | 0 | Constrained, otherwise capacity available =389 kW | --> | E15 ex BALLYMACARRY | Ballymacarry [T421] | TRILLICK |  | 55.1245 | -7.4566
MV/LV Substation DO***494 |  | 20 kV | _ | LV | 50 kVA :Pole Substation | 0.05 | --> | 0.05 | 0 | 0 |  | --> | 0.048 | 0 | 0 | 0 | 0 | Constrained, otherwise capacity available =61 kW | --> | E17 ex BUNCRANA | Buncrana [T421,T422] | TRILLICK |  | 55.1519 | -7.4363
MV/LV Substation PI***495 |  | 20 kV | _ | LV | 50 kVA :Pole Substation | 0.05 | --> | 0.05 | 0.028 | 2.02 |  | --> | 0.048 | 0 | 0 | 0 | 0 | Constrained, otherwise capacity available =50 kW | --> | E17 ex BALLYMACARRY | Ballymacarry [T421] | TRILLICK |  | 55.0656 | -7.4454
MV/LV Substation IL***496 |  | 20 kV | _ | LV | 630 kVA :Building Structure | 0.63 | --> | 0.63 | 0 | 0 | Constrained, otherwise capacity available =513 kVA | --> | 0.598 | 0 | 0 | 0 | 0 | Constrained, otherwise capacity available =614 kW | --> | E17 ex BUNCRANA | Buncrana [T421,T422] | TRILLICK |  | 55.1508 | -7.3481
MV/LV Substation CL***505 |  | 20 kV | _ | LV | 50 kVA :Pole Substation | 0.05 | --> | 0.05 | 0 | 0 | Constrained, otherwise capacity available =46 kVA | --> | 0.048 | 0 | 0.01 | 0 | 0 | Constrained, otherwise capacity available =41 kW | --> | E13 ex CARNDONAGH | Carndonagh [T421,T422] | TRILLICK |  | 55.2544 | -7.3715
MV/LV Substation MU***511 |  | 20 kV | _ | LV | 100 kVA :Pole Substation | 0.1 | --> | 0.1 | 0 | 0 | Constrained, otherwise capacity available =96 kVA | --> | 0.095 | 0 | 0 | 0 | 0 | Constrained, otherwise capacity available =96 kW | --> | E15 ex BUNCRANA | Buncrana [T421,T422] | TRILLICK |  | 55.1247 | -7.4336
MV/LV Substation PU***514 |  | 20 kV | _ | LV | 50 kVA :Pole Substation | 0.05 | --> | 0.05 | 0.047 | 2.02 |  | --> | 0.048 | 0 | 0 | 0 | 0 | Constrained, otherwise capacity available =48 kW | --> | E17 ex BALLYMACARRY | Ballymacarry [T421] | TRILLICK |  | 55.1182 | -7.4582
MV/LV Substation LR***515 |  | 20 kV | _ | LV | 100 kVA :Pole Substation | 0.1 | --> | 0.1 | 0 | 0 | Constrained, otherwise capacity available =49 kVA | --> | 0.095 | 0 | 0 | 0 | 0 | Constrained, otherwise capacity available =102 kW | --> | E17 ex BUNCRANA | Buncrana [T421,T422] | TRILLICK |  | 55.1527 | -7.433
MV/LV Substation DU***518 |  | 20 kV | _ | LV | 50 kVA :Pole Substation | 0.05 | --> | 0.05 | 0.048 | 2.02 |  | --> | 0.048 | 0 | 0 | 0 | 0 | Constrained, otherwise capacity available =48 kW | --> | E17 ex BALLYMACARRY | Ballymacarry [T421] | TRILLICK |  | 55.1049 | -7.4711
MV/LV Substation HA***525 |  | 20 kV | _ | LV | 200 kVA :Pole Substation | 0.2 | --> | 0.2 | 0.178 | 2.02 |  | --> | 0.19 | 0 | 0.011 | 0 | 0 | Constrained, otherwise capacity available =185 kW | --> | E17 ex BALLYMACARRY | Ballymacarry [T421] | TRILLICK |  | 55.0644 | -7.4269
MV/LV Substation ST***530 |  | 20 kV | _ | LV | 100 kVA :Pole Substation | 0.1 | --> | 0.1 | 0.07 | 2.02 |  | --> | 0.095 | 0 | 0.018 | 0 | 0 | Constrained, otherwise capacity available =86 kW | --> | E17 ex BALLYMACARRY | Ballymacarry [T421] | TRILLICK |  | 55.0665 | -7.4348
MV/LV Substation CH***542 |  | 20 kV | _ | LV | 100 kVA :Pole Substation | 0.1 | --> | 0.1 | 0.086 | 2.02 |  | --> | 0.095 | 0 | 0.003 | 0 | 0 | Constrained, otherwise capacity available =95 kW | --> | E17 ex BALLYMACARRY | Ballymacarry [T421] | TRILLICK |  | 55.0843 | -7.4606
MV/LV Substation NA***543 |  | 20 kV | _ | LV | 100 kVA :Pole Substation | 0.1 | --> | 0.1 | 0.016 | 2.02 |  | --> | 0.095 | 0 | 0.006 | 0 | 0 | Constrained, otherwise capacity available =101 kW | --> | E17 ex BALLYMACARRY | Ballymacarry [T421] | TRILLICK |  | 55.0858 | -7.4664
MV/LV Substation FA***545 |  | 20 kV | _ | LV | 200 kVA :Pole Substation | 0.2 | --> | 0.2 | 0.126 | 2.02 |  | --> | 0.19 | 0 | 0 | 0 | 0 | Constrained, otherwise capacity available =200 kW | --> | E17 ex BALLYMACARRY | Ballymacarry [T421] | TRILLICK |  | 55.0898 | -7.4763
MV/LV Substation FA***553 |  | 20 kV | _ | LV | 50 kVA :Pole Substation | 0.05 | --> | 0.05 | 0.049 | 2.02 |  | --> | 0.048 | 0 | 0 | 0 | 0 | Constrained, otherwise capacity available =48 kW | --> | E17 ex BALLYMACARRY | Ballymacarry [T421] | TRILLICK |  | 55.0616 | -7.4738
MV/LV Substation TE***572 |  | 20 kV | _ | LV | 50 kVA :Pole Substation | 0.05 | --> | 0.05 | 0.032 | 2.02 |  | --> | 0.048 | 0 | 0.016 | 0 | 0 | Constrained, otherwise capacity available =38 kW | --> | E17 ex BALLYMACARRY | Ballymacarry [T421] | TRILLICK |  | 55.1186 | -7.4453
MV/LV Substation CO***583 |  | 20 kV | _ | LV | 200 kVA :Pole Substation | 0.2 | --> | 0.2 | 0 | 0 | Constrained, otherwise capacity available =157 kVA | --> | 0.19 | 0 | 0.018 | 0 | 0 | Constrained, otherwise capacity available =182 kW | --> | E14 ex BUNCRANA | Buncrana [T421,T422] | TRILLICK |  | 55.1494 | -7.4586
MV/LV Substation CL***587 |  | 20 kV | _ | LV | 50 kVA :Pole Substation | 0.05 | --> | 0.05 | 0 | 0 | Constrained, otherwise capacity available =21 kVA | --> | 0.048 | 0 | 0.011 | 0 | 0 | Constrained, otherwise capacity available =43 kW | --> | E14 ex BUNCRANA | Buncrana [T421,T422] | TRILLICK |  | 55.1544 | -7.4483
MV/LV Substation TU***588 |  | 20 kV | _ | LV | 100 kVA :Pole Substation | 0.1 | --> | 0.1 | 0 | 0 | Constrained, otherwise capacity available =80 kVA | --> | 0.095 | 0 | 0 | 0 | 0 | Constrained, otherwise capacity available =98 kW | --> | E14 ex BUNCRANA | Buncrana [T421,T422] | TRILLICK |  | 55.1537 | -7.4527
MV/LV Substation ME***589 |  | 20 kV | _ | LV | 100 kVA :Pole Substation | 0.1 | --> | 0.1 | 0 | 0 | Constrained, otherwise capacity available =80 kVA | --> | 0.095 | 0 | 0 | 0 | 0 | Constrained, otherwise capacity available =98 kW | --> | E14 ex BUNCRANA | Buncrana [T421,T422] | TRILLICK |  | 55.1592 | -7.452
MV/LV Substation DR***623 |  | 20 kV | _ | LV | 50 kVA :Pole Substation | 0.05 | --> | 0.05 | 0 | 0 | Constrained, otherwise capacity available =38 kVA | --> | 0.048 | 0 | 0.006 | 0 | 0 | Constrained, otherwise capacity available =45 kW | --> | E13 ex CARNDONAGH | Carndonagh [T421,T422] | TRILLICK |  | 55.1966 | -7.3971
MV/LV Substation TR***645 |  | 20 kV | _ | LV | 50 kVA :Pole Substation | 0.05 | --> | 0.05 | 0 | 0 | Constrained, otherwise capacity available =50 kVA | --> | 0.048 | 0 | 0 | 0 | 0 | Constrained, otherwise capacity available =48 kW | --> | E17 ex BUNCRANA | Buncrana [T421,T422] | TRILLICK |  | 55.1245 | -7.2112
MV/LV Substation TH***675 |  | 20 kV | _ | LV | 200 kVA :Pole Substation | 0.2 | --> | 0.2 | 0 | 0 | Constrained, otherwise capacity available =132 kVA | --> | 0.19 | 0 | 0.018 | 0 | 0 | Constrained, otherwise capacity available =186 kW | --> | E14 ex BUNCRANA | Buncrana [T421,T422] | TRILLICK |  | 55.1438 | -7.4523
MV/LV Substation MU***683 |  | 20 kV | _ | LV | 100 kVA :Pole Substation | 0.1 | --> | 0.1 | 0.059 | 2.02 |  | --> | 0.095 | 0 | 0.011 | 0 | 0 | Constrained, otherwise capacity available =92 kW | --> | E17 ex BALLYMACARRY | Ballymacarry [T421] | TRILLICK |  | 55.1014 | -7.4713
MV/LV Substation FA***689 |  | 20 kV | _ | LV | 50 kVA :Pole Substation | 0.05 | --> | 0.05 | 0.037 | 2.02 |  | --> | 0.048 | 0 | 0 | 0 | 0 | Constrained, otherwise capacity available =49 kW | --> | E17 ex BALLYMACARRY | Ballymacarry [T421] | TRILLICK |  | 55.083 | -7.4618
MV/LV Substation WA***708 |  | 20 kV | _ | LV | 100 kVA :Pole Substation | 0.1 | --> | 0.1 | 0 | 0 | Constrained, otherwise capacity available =69 kVA | --> | 0.095 | 0 | 0 | 0 | 0 | Constrained, otherwise capacity available =99 kW | --> | E14 ex BUNCRANA | Buncrana [T421,T422] | TRILLICK |  | 55.1496 | -7.4462
MV/LV Substation FI***709 |  | 20 kV | _ | LV | 50 kVA :Pole Substation | 0.05 | --> | 0.05 | 0 | 0 | Constrained, otherwise capacity available =20 kVA | --> | 0.048 | 0 | 0 | 0 | 0 | Constrained, otherwise capacity available =51 kW | --> | E14 ex BUNCRANA | Buncrana [T421,T422] | TRILLICK |  | 55.156 | -7.453
MV/LV Substation CO***711 |  | 20 kV | _ | LV | 100 kVA :Pole Substation | 0.1 | --> | 0.1 | 0 | 0 | Constrained, otherwise capacity available =28 kVA | --> | 0.095 | 0 | 0 | 0 | 0 | Constrained, otherwise capacity available =104 kW | --> | E14 ex BUNCRANA | Buncrana [T421,T422] | TRILLICK |  | 55.1476 | -7.4466
MV/LV Substation AG***717 |  | 20 kV | _ | LV | 50 kVA :Pole Substation | 0.05 | --> | 0.05 | 0 | 0 | Constrained, otherwise capacity available =44 kVA | --> | 0.048 | 0 | 0 | 0 | 0 | Constrained, otherwise capacity available =48 kW | --> | E17 ex BUNCRANA | Buncrana [T421,T422] | TRILLICK |  | 55.1325 | -7.4327
MV/LV Substation JO***721 |  | 20 kV | _ | LV | 200 kVA :Pole Substation | 0.2 | --> | 0.2 | 0 | 0 | Constrained, otherwise capacity available =193 kVA | --> | 0.19 | 0 | 0 | 0 | 0 | Constrained, otherwise capacity available =191 kW | --> | E15 ex BUNCRANA | Buncrana [T421,T422] | TRILLICK |  | 55.1255 | -7.4408
MV/LV Substation LI***737 |  | 20 kV | _ | LV | 100 kVA :Pole Substation | 0.1 | --> | 0.1 | 0.084 | 2.02 |  | --> | 0.095 | 0 | 0.006 | 0 | 0 | Constrained, otherwise capacity available =93 kW | --> | E17 ex BALLYMACARRY | Ballymacarry [T421] | TRILLICK |  | 55.0927 | -7.4734
MV/LV Substation UM***741 |  | 20 kV | _ | LV | 200 kVA :Pole Substation | 0.2 | --> | 0.2 | 0 | 0 | Constrained, otherwise capacity available =175 kVA | --> | 0.19 | 0 | 0.01 | 0 | 0 | Constrained, otherwise capacity available =186 kW | --> | E14 ex BUNCRANA | Buncrana [T421,T422] | TRILLICK |  | 55.1575 | -7.439
MV/LV Substation TI***746 |  | 20 kV | _ | LV | 50 kVA :Pole Substation | 0.05 | --> | 0.05 | 0.036 | 2.02 |  | --> | 0.048 | 0 | 0.005 | 0 | 0 | Constrained, otherwise capacity available =46 kW | --> | E17 ex BALLYMACARRY | Ballymacarry [T421] | TRILLICK |  | 55.0652 | -7.4261
MV/LV Substation ME***789 |  | 20 kV | _ | LV | 100 kVA :Pole Substation | 0.1 | --> | 0.1 | 0 | 0 | Constrained, otherwise capacity available =85 kVA | --> | 0.095 | 0 | 0.006 | 0 | 0 | Constrained, otherwise capacity available =93 kW | --> | E14 ex BUNCRANA | Buncrana [T421,T422] | TRILLICK |  | 55.177 | -7.4964
MV/LV Substation CO***792 |  | 20 kV | _ | LV | 50 kVA :Pole Substation | 0.05 | --> | 0.05 | 0 | 0 | Constrained, otherwise capacity available =50 kVA | --> | 0.048 | 0 | 0 | 0 | 0 | Constrained, otherwise capacity available =48 kW | --> | E13 ex CARNDONAGH | Carndonagh [T421,T422] | TRILLICK |  | 55.2474 | -7.3869
MV/LV Substation CR***793 |  | 20 kV | _ | LV | 100 kVA :Pole Substation | 0.1 | --> | 0.1 | 0 | 0 | Constrained, otherwise capacity available =96 kVA | --> | 0.095 | 0 | 0 | 0 | 0 | Constrained, otherwise capacity available =96 kW | --> | E17 ex BUNCRANA | Buncrana [T421,T422] | TRILLICK |  | 55.1533 | -7.4312
MV/LV Substation CO***794 |  | 20 kV | _ | LV | 100 kVA :Pole Substation | 0.1 | --> | 0.1 | 0 | 0 | Constrained, otherwise capacity available =82 kVA | --> | 0.095 | 0 | 0.005 | 0 | 0 | Constrained, otherwise capacity available =94 kW | --> | E14 ex BUNCRANA | Buncrana [T421,T422] | TRILLICK |  | 55.1451 | -7.4486
MV/LV Substation ME***798 |  | 20 kV | _ | LV | 50 kVA :Pole Substation | 0.05 | --> | 0.05 | 0 | 0 | Constrained, otherwise capacity available =27 kVA | --> | 0.048 | 0 | 0 | 0 | 0 | Constrained, otherwise capacity available =50 kW | --> | E13 ex CARNDONAGH | Carndonagh [T421,T422] | TRILLICK |  | 55.242 | -7.3782
MV/LV Substation I ***801 |  | 20 kV | _ | LV | 200 kVA :Pole Substation | 0.2 | --> | 0.2 | 0.171 | 2.02 |  | --> | 0.19 | 0 | 0 | 0 | 0 | Constrained, otherwise capacity available =194 kW | --> | E17 ex BALLYMACARRY | Ballymacarry [T421] | TRILLICK |  | 55.1093 | -7.4656
MV/LV Substation BA***807 |  | 20 kV | _ | LV | 200 kVA :Pole Substation | 0.2 | --> | 0.2 | 0 | 0 | Constrained, otherwise capacity available =157 kVA | --> | 0.19 | 0 | 0 | 0 | 0 | Constrained, otherwise capacity available =196 kW | --> | E14 ex BUNCRANA | Buncrana [T421,T422] | TRILLICK |  | 55.1438 | -7.4482
MV/LV Substation MU***809 |  | 20 kV | _ | LV | 200 kVA :Kiosk Substation | 0.2 | --> | 0.2 | 0 | 0 | Constrained, otherwise capacity available =158 kVA | --> | 0.19 | 0 | 0.006 | 0 | 0 | Constrained, otherwise capacity available =191 kW | --> | E17 ex BUNCRANA | Buncrana [T421,T422] | TRILLICK |  | 55.1316 | -7.439
MV/LV Substation GR***811 |  | 20 kV | _ | LV | 50 kVA :Pole Substation | 0.05 | --> | 0.05 | 0 | 0 | Constrained, otherwise capacity available =29 kVA | --> | 0.048 | 0 | 0 | 0 | 0 | Constrained, otherwise capacity available =50 kW | --> | E15 ex BUNCRANA | Buncrana [T421,T422] | TRILLICK |  | 55.1288 | -7.45
MV/LV Substation W/***826 |  | 20 kV | _ | LV | 50 kVA :Pole Substation | 0.05 | --> | 0.05 | 0 | 0 | Constrained, otherwise capacity available =48 kVA | --> | 0.048 | 0 | 0 | 0 | 0 | Constrained, otherwise capacity available =48 kW | --> | E17 ex BUNCRANA | Buncrana [T421,T422] | TRILLICK |  | 55.1228 | -7.2039
MV/LV Substation CA***828 |  | 20 kV | _ | LV | 50 kVA :Pole Substation | 0.05 | --> | 0.05 | 0.035 | 2.02 |  | --> | 0.048 | 0 | 0 | 0 | 0 | Constrained, otherwise capacity available =50 kW | --> | E17 ex BALLYMACARRY | Ballymacarry [T421] | TRILLICK |  | 55.0721 | -7.4526
MV/LV Substation GO***829 |  | 20 kV | _ | LV | 200 kVA :Pole Substation | 0.2 | --> | 0.2 | 0.147 | 2.02 |  | --> | 0.19 | 0 | 0 | 0 | 0 | Constrained, otherwise capacity available =197 kW | --> | E17 ex BALLYMACARRY | Ballymacarry [T421] | TRILLICK |  | 55.1121 | -7.4646
MV/LV Substation CO***838 |  | 20 kV | _ | LV | 200 kVA :Pole Substation | 0.2 | --> | 0.2 | 0 | 0 | Constrained, otherwise capacity available =115 kVA | --> | 0.19 | 0 | 0 | 0 | 0 | Constrained, otherwise capacity available =201 kW | --> | E17 ex BUNCRANA | Buncrana [T421,T422] | TRILLICK |  | 55.0672 | -7.3251
MV/LV Substation CA***841 |  | 20 kV | _ | LV | 400 kVA :Building Structure | 0.4 | --> | 0.4 | 0.399 | 2.02 |  | --> | 0.38 | 0 | 0 | 0 | 0 | Constrained, otherwise capacity available =380 kW | --> | E17 ex BALLYMACARRY | Ballymacarry [T421] | TRILLICK |  | 55.1175 | -7.4388
MV/LV Substation BU***868 |  | 20 kV | _ | LV | 200 kVA :Pole Substation | 0.2 | --> | 0.2 | 0 | 0 | Constrained, otherwise capacity available =144 kVA | --> | 0.19 | 0 | 0.003 | 0 | 0 | Constrained, otherwise capacity available =195 kW | --> | E14 ex BUNCRANA | Buncrana [T421,T422] | TRILLICK |  | 55.1382 | -7.4442
MV/LV Substation SA***871 |  | 20 kV | _ | LV | 100 kVA :Pole Substation | 0.1 | --> | 0.1 | 0 | 0 | Constrained, otherwise capacity available =75 kVA | --> | 0.095 | 0 | 0.01 | 0 | 0 | Constrained, otherwise capacity available =91 kW | --> | E17 ex BUNCRANA | Buncrana [T421,T422] | TRILLICK |  | 55.1335 | -7.4336
MV/LV Substation ST***899 |  | 20 kV | _ | LV | 200 kVA :Pole Substation | 0.2 | --> | 0.2 | 0 | 0 | Constrained, otherwise capacity available =158 kVA | --> | 0.19 | 0 | 0.018 | 0 | 0 | Constrained, otherwise capacity available =182 kW | --> | E14 ex BUNCRANA | Buncrana [T421,T422] | TRILLICK |  | 55.1521 | -7.4408
MV/LV Substation ST***907 |  | 20 kV | _ | LV | 200 kVA :Pole Substation | 0.2 | --> | 0.2 | 0 | 0 | Constrained, otherwise capacity available =142 kVA | --> | 0.19 | 0 | 0.021 | 0 | 0 | Constrained, otherwise capacity available =182 kW | --> | E15 ex BUNCRANA | Buncrana [T421,T422] | TRILLICK |  | 55.1263 | -7.4465
MV/LV Substation FO***959 |  | 20 kV | _ | LV | 50 kVA :Pole Substation | 0.05 | --> | 0.05 | 0 | 0 | Constrained, otherwise capacity available =38 kVA | --> | 0.048 | 0 | 0 | 0 | 0 | Constrained, otherwise capacity available =49 kW | --> | E14 ex BUNCRANA | Buncrana [T421,T422] | TRILLICK |  | 55.1981 | -7.5517
MV/LV Substation RO***965 |  | 20 kV | _ | LV | 400 kVA :Kiosk Substation | 0.4 | --> | 0.4 | 0.314 | 2.02 |  | --> | 0.38 | 0 | 0.01 | 0 | 0 | Constrained, otherwise capacity available =384 kW | --> | E17 ex BALLYMACARRY | Ballymacarry [T421] | TRILLICK |  | 55.0878 | -7.4708
MV/LV Substation BA***969 |  | 20 kV | _ | LV | 100 kVA :Pole Substation | 0.1 | --> | 0.1 | 0.084 | 2.02 |  | --> | 0.095 | 0 | 0 | 0 | 0 | Constrained, otherwise capacity available =97 kW | --> | E17 ex BALLYMACARRY | Ballymacarry [T421] | TRILLICK |  | 55.1204 | -7.4554
MV/LV Substation IN***978 |  | 20 kV | _ | LV | 100 kVA :Pole Substation | 0.1 | --> | 0.1 | 0.088 | 2.02 |  | --> | 0.095 | 0 | 0.004 | 0 | 0 | Constrained, otherwise capacity available =94 kW | --> | E17 ex BALLYMACARRY | Ballymacarry [T421] | TRILLICK |  | 55.0658 | -7.4678
MV/LV Substation TU***999 |  | 20 kV | _ | LV | 50 kVA :Pole Substation | 0.05 | --> | 0.05 | 0 | 0 | Constrained, otherwise capacity available =48 kVA | --> | 0.048 | 0 | 0.006 | 0 | 0 | Constrained, otherwise capacity available =43 kW | --> | E17 ex BUNCRANA | Buncrana [T421,T422] | TRILLICK |  | 55.0871 | -7.246
MV/LV Substation DO***015X |  | 20 kV | _ | LV | 50 kVA :Pole Substation | 0.05 | --> | 0.05 | 0.046 | 7.61 |  | --> | 0.048 | 0 | 0 | 0 | 0 | Constrained, otherwise capacity available =48 kW | --> | E14 ex BELLACORICK | Bellacorick [T122] | BELLACORICK |  | 54.204 | -9.9231
MV/LV Substation MU***056X |  | 20 kV | _ | LV | 630 kVA :Building Structure | 0.63 | --> | 0.63 | 0.5 | 1.6 |  | --> | 0.598 | 0 | 0 | 0 | 0 | Constrained, otherwise capacity available =598 kW | --> | E17 ex BELMULLET | Belmullet [T421] | BELLACORICK |  | 54.2519 | -9.9877
MV/LV Substation TA***063X |  | 20 kV | _ | LV | 100 kVA :Pole Substation | 0.1 | --> | 0.1 | 0.099 | 1.6 |  | --> | 0.095 | 0 | 0 | 0 | 0 | Constrained, otherwise capacity available =95 kW | --> | E17 ex BELMULLET | Belmullet [T421] | BELLACORICK |  | 54.2363 | -9.9786
MV/LV Substation MC***071X |  | 20 kV | _ | LV | 50 kVA :Pole Substation | 0.05 | --> | 0.05 | 0.049 | 1.6 |  | --> | 0.048 | 0 | 0 | 0 | 0 | Constrained, otherwise capacity available =48 kW | --> | E17 ex BELMULLET | Belmullet [T421] | BELLACORICK |  | 54.2342 | -9.9868
MV/LV Substation LE***088X |  | 20 kV | _ | LV | 630 kVA :Building Structure | 0.63 | --> | 0.63 | 0.5 | 7.61 |  | --> | 0.598 | 0 | 0 | 0 | 0 | Constrained, otherwise capacity available =600 kW | --> | E14 ex BELLACORICK | Bellacorick [T122] | BELLACORICK |  | 54.1839 | -9.8885
MV/LV Substation RE***124X |  | 20 kV | _ | LV | 50 kVA :Pole Substation | 0.05 | --> | 0.05 | 0.048 | 7.61 |  | --> | 0.048 | 0 | 0 | 0 | 0 | Constrained, otherwise capacity available =48 kW | --> | E14 ex BELLACORICK | Bellacorick [T122] | BELLACORICK |  | 54.205 | -9.918
MV/LV Substation LA***167X |  | 20 kV | _ | LV | 50 kVA :Pole Substation | 0.05 | --> | 0.05 | 0.047 | 7.61 |  | --> | 0.048 | 0 | 0 | 0 | 0 | Constrained, otherwise capacity available =48 kW | --> | E14 ex BELLACORICK | Bellacorick [T122] | BELLACORICK |  | 54.1663 | -9.8688
MV/LV Substation ER***168X |  | 20 kV | _ | LV | 200 kVA :Kiosk Substation | 0.2 | --> | 0.2 | 0.2 | 1.6 |  | --> | 0.19 | 0 | 0 | 0 | 0 | Constrained, otherwise capacity available =190 kW | --> | E12 ex BELMULLET | Belmullet [T421] | BELLACORICK |  | 54.2163 | -9.9853
MV/LV Substation UD***191X |  | 20 kV | _ | LV | 200 kVA :Pole Substation | 0.2 | --> | 0.2 | 0.174 | 1.6 |  | --> | 0.19 | 0 | 0.007 | 0 | 0 | Constrained, otherwise capacity available =188 kW | --> | E17 ex BELMULLET | Belmullet [T421] | BELLACORICK |  | 54.1194 | -10.1021
MV/LV Substation BR***197X |  | 20 kV | _ | LV | 630 kVA :Building Structure | 0.63 | --> | 0.63 | 0.5 | 1.6 |  | --> | 0.598 | 0 | 0 | 0 | 0 | Constrained, otherwise capacity available =599 kW | --> | E12 ex BELMULLET | Belmullet [T421] | BELLACORICK |  | 54.2187 | -9.9777
MV/LV Substation CI***204X |  | 20 kV | _ | LV | 630 kVA :Kiosk Substation | 0.63 | --> | 0.63 | 0.5 | 1.6 |  | --> | 0.598 | 0 | 0.007 | 0 | 0 | Constrained, otherwise capacity available =597 kW | --> | E12 ex BELMULLET | Belmullet [T421] | BELLACORICK |  | 54.2218 | -9.9882
MV/LV Substation PO***205X |  | 20 kV | _ | LV | 630 kVA :Kiosk Substation | 0.63 | --> | 0.63 | 0.5 | 1.6 |  | --> | 0.598 | 0 | 0 | 0 | 0 | Constrained, otherwise capacity available =598 kW | --> | E17 ex BELMULLET | Belmullet [T421] | BELLACORICK |  | 54.2255 | -9.9881
MV/LV Substation BO***206X |  | 20 kV | _ | LV | 200 kVA :Kiosk Substation | 0.2 | --> | 0.2 | 0.2 | 7.61 |  | --> | 0.19 | 0 | 0 | 0 | 0 | Constrained, otherwise capacity available =190 kW | --> | E14 ex BELLACORICK | Bellacorick [T122] | BELLACORICK |  | 54.1499 | -9.7672
MV/LV Substation CO***208X |  | 20 kV | _ | LV | 630 kVA :Kiosk Substation | 0.63 | --> | 0.63 | 0.5 | 1.6 |  | --> | 0.598 | 0 | 0 | 0 | 0 | Constrained, otherwise capacity available =602 kW | --> | E12 ex BELMULLET | Belmullet [T421] | BELLACORICK |  | 54.2157 | -9.983
MV/LV Substation DR***235X |  | 20 kV | _ | LV | 200 kVA :Kiosk Substation | 0.2 | --> | 0.2 | 0.168 | 1.6 |  | --> | 0.19 | 0 | 0.005 | 0 | 0 | Constrained, otherwise capacity available =191 kW | --> | E12 ex BELMULLET | Belmullet [T421] | BELLACORICK |  | 54.2192 | -9.9843
MV/LV Substation BR***237X |  | 20 kV | _ | LV | 50 kVA :Pole Substation | 0.05 | --> | 0.05 | 0.043 | 7.61 |  | --> | 0.048 | 0 | 0 | 0 | 0 | Constrained, otherwise capacity available =48 kW | --> | E14 ex BELLACORICK | Bellacorick [T122] | BELLACORICK |  | 54.1361 | -9.7118
MV/LV Substation ST***250X |  | 20 kV | _ | LV | 200 kVA :Kiosk Substation | 0.2 | --> | 0.2 | 0.18 | 1.6 |  | --> | 0.19 | 0 | 0 | 0 | 0 | Constrained, otherwise capacity available =193 kW | --> | E17 ex BELMULLET | Belmullet [T421] | BELLACORICK |  | 54.237 | -9.996
MV/LV Substation AC***251X |  | 20 kV | _ | LV | 630 kVA :Kiosk Substation | 0.63 | --> | 0.63 | 0.5 | 1.6 |  | --> | 0.598 | 0 | 0.008 | 0 | 0 | Constrained, otherwise capacity available =599 kW | --> | E12 ex BELMULLET | Belmullet [T421] | BELLACORICK |  | 54.2205 | -9.9888
MV/LV Substation BU***253X |  | 20 kV | _ | LV | 100 kVA :Pole Substation | 0.1 | --> | 0.1 | 0.098 | 7.61 |  | --> | 0.095 | 0 | 0 | 0 | 0 | Constrained, otherwise capacity available =95 kW | --> | E14 ex BELLACORICK | Bellacorick [T122] | BELLACORICK |  | 54.196 | -9.9077
MV/LV Substation EZ***255X |  | 20 kV | _ | LV | 200 kVA :Kiosk Substation | 0.2 | --> | 0.2 | 0.17 | 7.61 |  | --> | 0.19 | 0 | 0 | 0 | 0 | Constrained, otherwise capacity available =194 kW | --> | E14 ex BELLACORICK | Bellacorick [T122] | BELLACORICK |  | 54.215 | -9.8869
MV/LV Substation MC***270X |  | 20 kV | _ | LV | 100 kVA :Pole Substation | 0.1 | --> | 0.1 | 0.097 | 2.76 |  | --> | 0.095 | 0 | 0 | 0.096 | 0 |  | --> | E14 ex BANGOR ERRIS | Bangor Erris [T421] | BELLACORICK |  | 54.2705 | -9.805
MV/LV Substation SU***382 |  | 20 kV | _ | LV | 100 kVA :Pole Substation | 0.1 | --> | 0.1 | 0.08 | 7.61 |  | --> | 0.095 | 0 | 0 | 0 | 0 | Constrained, otherwise capacity available =98 kW | --> | E14 ex BELLACORICK | Bellacorick [T122] | BELLACORICK |  | 54.2216 | -9.842
MV/LV Substation AV***384 |  | 20 kV | _ | LV | 50 kVA :Building Structure | 0.05 | --> | 0.05 | 0.028 | 2.76 |  | --> | 0.048 | 0 | 0 | 0.05 | 0 |  | --> | E14 ex BANGOR ERRIS | Bangor Erris [T421] | BELLACORICK |  | 54.2726 | -9.8266
MV/LV Substation GL***4001 |  | 20 kV | _ | LV | 50 kVA :Pole Substation | 0.05 | --> | 0.05 | 0.046 | 7.61 |  | --> | 0.048 | 0 | 0 | 0 | 0 | Constrained, otherwise capacity available =48 kW | --> | E14 ex BELLACORICK | Bellacorick [T122] | BELLACORICK |  | 54.18 | -9.8698
MV/LV Substation GA***4011 |  | 20 kV | _ | LV | 100 kVA :Pole Substation | 0.1 | --> | 0.1 | 0.097 | 1.6 |  | --> | 0.095 | 0 | 0 | 0 | 0 | Constrained, otherwise capacity available =96 kW | --> | E17 ex BELMULLET | Belmullet [T421] | BELLACORICK |  | 54.2514 | -10.0001
MV/LV Substation BA***4028 |  | 20 kV | _ | LV | 400 kVA :Building Structure | 0.4 | --> | 0.4 | 0.386 | 7.61 |  | --> | 0.38 | 0 | 0 | 0 | 0 | Constrained, otherwise capacity available =382 kW | --> | E14 ex BELLACORICK | Bellacorick [T122] | BELLACORICK |  | 54.1443 | -9.7342
MV/LV Substation ER***4048 |  | 20 kV | _ | LV | 50 kVA :Pole Substation | 0.05 | --> | 0.05 | 0.05 | 1.6 |  | --> | 0.048 | 0 | 0 | 0 | 0 | Constrained, otherwise capacity available =48 kW | --> | E17 ex BELMULLET | Belmullet [T421] | BELLACORICK |  | 54.2306 | -10.0309
MV/LV Substation KI***4051 |  | 20 kV | _ | LV | 50 kVA :Pole Substation | 0.05 | --> | 0.05 | 0.05 | 1.6 |  | --> | 0.048 | 0 | 0 | 0 | 0 | Constrained, otherwise capacity available =48 kW | --> | E17 ex BELMULLET | Belmullet [T421] | BELLACORICK |  | 54.1799 | -10.0691
MV/LV Substation DO***4059 |  | 20 kV | _ | LV | 50 kVA :Pole Substation | 0.05 | --> | 0.05 | 0.049 | 1.6 |  | --> | 0.048 | 0 | 0 | 0 | 0 | Constrained, otherwise capacity available =48 kW | --> | E12 ex BELMULLET | Belmullet [T421] | BELLACORICK |  | 54.1472 | -9.9464
MV/LV Substation CU***4061 |  | 20 kV | _ | LV | 50 kVA :Pole Substation | 0.05 | --> | 0.05 | 0.05 | 2.76 |  | --> | 0.048 | 0 | 0 | 0.048 | 0 |  | --> | E14 ex BANGOR ERRIS | Bangor Erris [T421] | BELLACORICK |  | 54.2897 | -9.7638
MV/LV Substation CO***4068 |  | 20 kV | _ | LV | 630 kVA :Kiosk Substation | 0.63 | --> | 0.63 | 0.5 | 1.6 |  | --> | 0.598 | 0 | 0.01 | 0 | 0 | Constrained, otherwise capacity available =592 kW | --> | E12 ex BELMULLET | Belmullet [T421] | BELLACORICK |  | 54.2141 | -9.9832
MV/LV Substation BE***407 |  | 20 kV | _ | LV | 50 kVA :Pole Substation | 0.05 | --> | 0.05 | 0.047 | 1.6 |  | --> | 0.048 | 0 | 0 | 0 | 0 | Constrained, otherwise capacity available =48 kW | --> | E17 ex BELMULLET | Belmullet [T421] | BELLACORICK |  | 54.2168 | -10.0307
MV/LV Substation NA***4085 |  | 20 kV | _ | LV | 400 kVA :Kiosk Substation | 0.4 | --> | 0.4 | 0.35 | 1.6 |  | --> | 0.38 | 0 | 0.01 | 0 | 0 | Constrained, otherwise capacity available =379 kW | --> | E12 ex BELMULLET | Belmullet [T421] | BELLACORICK |  | 54.2156 | -9.9806
MV/LV Substation SE***4091 |  | 20 kV | _ | LV | 200 kVA :Pole Substation | 0.2 | --> | 0.2 | 0.168 | 1.6 |  | --> | 0.19 | 0 | 0 | 0 | 0 | Constrained, otherwise capacity available =194 kW | --> | E17 ex BELMULLET | Belmullet [T421] | BELLACORICK |  | 54.2279 | -9.9919
MV/LV Substation TR***4092 |  | 20 kV | _ | LV | 100 kVA :Pole Substation | 0.1 | --> | 0.1 | 0.1 | 1.6 |  | --> | 0.095 | 0 | 0 | 0 | 0 | Constrained, otherwise capacity available =95 kW | --> | E12 ex BELMULLET | Belmullet [T421] | BELLACORICK |  | 54.2092 | -9.9704
MV/LV Substation AL***4117 |  | 20 kV | _ | LV | 630 kVA :Kiosk Substation | 0.63 | --> | 0.63 | 0.5 | 1.6 |  | --> | 0.598 | 0 | 0 | 0 | 0 | Constrained, otherwise capacity available =607 kW | --> | E17 ex BELMULLET | Belmullet [T421] | BELLACORICK |  | 54.2273 | -9.9891
MV/LV Substation BR***4134 |  | 20 kV | _ | LV | 50 kVA :Pole Substation | 0.05 | --> | 0.05 | 0.04 | 1.6 |  | --> | 0.048 | 0 | 0.005 | 0 | 0 | Constrained, otherwise capacity available =45 kW | --> | E17 ex BELMULLET | Belmullet [T421] | BELLACORICK |  | 54.2146 | -9.9701
MV/LV Substation RW***4147 |  | 20 kV | _ | LV | 400 kVA :Kiosk Substation | 0.4 | --> | 0.4 | 0.4 | 2.76 |  | --> | 0.38 | 0 | 0 | 0.38 | 0 |  | --> | E12 ex BANGOR ERRIS | Bangor Erris [T421] | BELLACORICK |  | 54.1278 | -9.7815
MV/LV Substation BA***452 |  | 20 kV | _ | LV | 50 kVA :Pole Substation | 0.05 | --> | 0.05 | 0.04 | 7.61 |  | --> | 0.048 | 0 | 0 | 0 | 0 | Constrained, otherwise capacity available =49 kW | --> | E14 ex BELLACORICK | Bellacorick [T122] | BELLACORICK |  | 54.1474 | -9.746
MV/LV Substation BR***453 |  | 20 kV | _ | LV | 200 kVA :Pole Substation | 0.2 | --> | 0.2 | 0.198 | 1.6 |  | --> | 0.19 | 0 | 0 | 0 | 0 | Constrained, otherwise capacity available =190 kW | --> | E17 ex BELMULLET | Belmullet [T421] | BELLACORICK |  | 54.2284 | -9.9897
MV/LV Substation TR***456 |  | 20 kV | _ | LV | 100 kVA :Pole Substation | 0.1 | --> | 0.1 | 0 | 7.61 |  | --> | 0.095 | 0 | 0 | 0 | 0 | Constrained, otherwise capacity available =111 kW | --> | E14 ex BELLACORICK | Bellacorick [T122] | BELLACORICK |  | 54.2176 | -9.8182
MV/LV Substation PU***457 |  | 20 kV | _ | LV | 400 kVA :Building Structure | 0.4 | --> | 0.4 | 0.4 | 7.61 |  | --> | 0.38 | 0 | 0 | 0 | 0 | Constrained, otherwise capacity available =380 kW | --> | E14 ex BELLACORICK | Bellacorick [T122] | BELLACORICK |  | 54.2116 | -9.8104
MV/LV Substation SP***459 |  | 20 kV | _ | LV | 200 kVA :Pole Substation | 0.2 | --> | 0.2 | 0.163 | 7.61 |  | --> | 0.19 | 0 | 0.009 | 0 | 0 | Constrained, otherwise capacity available =188 kW | --> | E14 ex BELLACORICK | Bellacorick [T122] | BELLACORICK |  | 54.1449 | -9.7392
MV/LV Substation BN***483 |  | 20 kV | _ | LV | 100 kVA :Pole Substation | 0.1 | --> | 0.1 | 0.099 | 2.76 |  | --> | 0.095 | 0 | 0 | 0.095 | 0 |  | --> | E12 ex BANGOR ERRIS | Bangor Erris [T421] | BELLACORICK |  | 54.1453 | -9.8009
MV/LV Substation GE***501 |  | 20 kV | _ | LV | 200 kVA :Pole Substation | 0.2 | --> | 0.2 | 0.154 | 2.76 |  | --> | 0.19 | 0 | 0.02 | 0.181 | 0 |  | --> | E12 ex BANGOR ERRIS | Bangor Erris [T421] | BELLACORICK |  | 54.1143 | -9.9006
MV/LV Substation EA***516 |  | 20 kV | _ | LV | 200 kVA :Pole Substation | 0.2 | --> | 0.2 | 0.193 | 2.76 |  | --> | 0.19 | 0 | 0 | 0.191 | 0 |  | --> | E12 ex BANGOR ERRIS | Bangor Erris [T421] | BELLACORICK |  | 54.0747 | -9.9255
MV/LV Substation CL***554 |  | 20 kV | _ | LV | 50 kVA :Pole Substation | 0.05 | --> | 0.05 | 0.04 | 2.76 |  | --> | 0.048 | 0 | 0.015 | 0.038 | 0 |  | --> | E14 ex BANGOR ERRIS | Bangor Erris [T421] | BELLACORICK |  | 54.1591 | -9.758
MV/LV Substation CO***590 |  | 20 kV | _ | LV | 50 kVA :Pole Substation | 0.05 | --> | 0.05 | 0.042 | 7.61 |  | --> | 0.048 | 0 | 0 | 0 | 0 | Constrained, otherwise capacity available =48 kW | --> | E14 ex BELLACORICK | Bellacorick [T122] | BELLACORICK |  | 54.2076 | -9.9306
MV/LV Substation EM***626 |  | 20 kV | _ | LV | 50 kVA :Pole Substation | 0.05 | --> | 0.05 | 0.046 | 1.6 |  | --> | 0.048 | 0 | 0.005 | 0 | 0 | Constrained, otherwise capacity available =44 kW | --> | E17 ex BELMULLET | Belmullet [T421] | BELLACORICK |  | 54.2116 | -10.0262
MV/LV Substation EL***648 |  | 20 kV | _ | LV | 100 kVA :Pole Substation | 0.1 | --> | 0.1 | 0.074 | 1.6 |  | --> | 0.095 | 0 | 0.015 | 0 | 0 | Constrained, otherwise capacity available =87 kW | --> | E17 ex BELMULLET | Belmullet [T421] | BELLACORICK |  | 54.1632 | -10.0739
MV/LV Substation KI***750 |  | 20 kV | _ | LV | 50 kVA :Pole Substation | 0.05 | --> | 0.05 | 0.047 | 7.61 |  | --> | 0.048 | 0 | 0 | 0 | 0 | Constrained, otherwise capacity available =48 kW | --> | E14 ex BELLACORICK | Bellacorick [T122] | BELLACORICK |  | 54.1217 | -9.6002
MV/LV Substation PO***776 |  | 20 kV | _ | LV | 50 kVA :Pole Substation | 0.05 | --> | 0.05 | 0.048 | 2.76 |  | --> | 0.048 | 0 | 0 | 0.048 | 0 |  | --> | E14 ex BANGOR ERRIS | Bangor Erris [T421] | BELLACORICK |  | 54.3098 | -9.7191
MV/LV Substation PO***777 |  | 20 kV | _ | LV | 100 kVA :Pole Substation | 0.1 | --> | 0.1 | 0.098 | 2.76 |  | --> | 0.095 | 0 | 0 | 0.095 | 0 |  | --> | E14 ex BANGOR ERRIS | Bangor Erris [T421] | BELLACORICK |  | 54.314 | -9.716
MV/LV Substation BI***872 |  | 20 kV | _ | LV | 50 kVA :Pole Substation | 0.05 | --> | 0.05 | 0.036 | 1.6 |  | --> | 0.048 | 0 | 0.011 | 0 | 0 | Constrained, otherwise capacity available =41 kW | --> | E17 ex BELMULLET | Belmullet [T421] | BELLACORICK |  | 54.2043 | -10.0371
MV/LV Substation BA***876 |  | 20 kV | _ | LV | 200 kVA :Kiosk Substation | 0.2 | --> | 0.2 | 0.187 | 2.76 |  | --> | 0.19 | 0 | 0 | 0.192 | 0 |  | --> | E12 ex BANGOR ERRIS | Bangor Erris [T421] | BELLACORICK |  | 54.1411 | -9.7482
MV/LV Substation TR***877 |  | 20 kV | _ | LV | 630 kVA :Building Structure | 0.63 | --> | 0.63 | 0.5 | 1.6 |  | --> | 0.598 | 0 | 0.01 | 0 | 0 | Constrained, otherwise capacity available =594 kW | --> | E12 ex BELMULLET | Belmullet [T421] | BELLACORICK |  | 54.2199 | -9.9854
MV/LV Substation CU***879 |  | 20 kV | _ | LV | 50 kVA :Pole Substation | 0.05 | --> | 0.05 | 0.036 | 2.76 |  | --> | 0.048 | 0 | 0.004 | 0.046 | 0 |  | --> | E14 ex BANGOR ERRIS | Bangor Erris [T421] | BELLACORICK |  | 54.3131 | -9.813
MV/LV Substation CA***880 |  | 20 kV | _ | LV | 200 kVA :Pole Substation | 0.2 | --> | 0.2 | 0.118 | 2.76 |  | --> | 0.19 | 0 | 0 | 0.201 | 0 |  | --> | E14 ex BANGOR ERRIS | Bangor Erris [T421] | BELLACORICK |  | 54.3045 | -9.8289
MV/LV Substation EM***886 |  | 20 kV | _ | LV | 50 kVA :Pole Substation | 0.05 | --> | 0.05 | 0.044 | 1.6 |  | --> | 0.048 | 0 | 0 | 0 | 0 | Constrained, otherwise capacity available =48 kW | --> | E17 ex BELMULLET | Belmullet [T421] | BELLACORICK |  | 54.2174 | -10.0347
MV/LV Substation CO***888 |  | 20 kV | _ | LV | 50 kVA :Pole Substation | 0.05 | --> | 0.05 | 0.025 | 7.61 |  | --> | 0.048 | 0 | 0 | 0 | 0 | Constrained, otherwise capacity available =51 kW | --> | E14 ex BELLACORICK | Bellacorick [T122] | BELLACORICK |  | 54.2082 | -9.9351
MV/LV Substation DA***890 |  | 20 kV | _ | LV | 200 kVA :Pole Substation | 0.2 | --> | 0.2 | 0.2 | 7.61 |  | --> | 0.19 | 0 | 0 | 0 | 0 | Constrained, otherwise capacity available =190 kW | --> | E14 ex BELLACORICK | Bellacorick [T122] | BELLACORICK |  | 54.2083 | -9.9437
MV/LV Substation BA***891 |  | 20 kV | _ | LV | 200 kVA :Kiosk Substation | 0.2 | --> | 0.2 | 0.017 | 2.76 |  | --> | 0.19 | 0 | 0.016 | 0.202 | 0 |  | --> | E12 ex BANGOR ERRIS | Bangor Erris [T421] | BELLACORICK |  | 54.1441 | -9.7432
MV/LV Substation DI***892 |  | 20 kV | _ | LV | 50 kVA :Pole Substation | 0.05 | --> | 0.05 | 0 | 1.6 |  | --> | 0.048 | 0 | 0 | 0 | 0 | Constrained, otherwise capacity available =54 kW | --> | E17 ex BELMULLET | Belmullet [T421] | BELLACORICK |  | 54.2282 | -9.9855
MV/LV Substation SE***903 |  | 20 kV | _ | LV | 400 kVA :Kiosk Substation | 0.4 | --> | 0.4 | 0.367 | 1.6 |  | --> | 0.38 | 0 | 0 | 0 | 0 | Constrained, otherwise capacity available =384 kW | --> | E12 ex BELMULLET | Belmullet [T421] | BELLACORICK |  | 54.2163 | -9.9878
MV/LV Substation UN***908 |  | 20 kV | _ | LV | 400 kVA :Building Structure | 0.4 | --> | 0.4 | 0.334 | 1.6 |  | --> | 0.38 | 0 | 0 | 0 | 0 | Constrained, otherwise capacity available =389 kW | --> | E17 ex BELMULLET | Belmullet [T421] | BELLACORICK |  | 54.2205 | -9.9829
MV/LV Substation UN***909 |  | 20 kV | _ | LV | 400 kVA :Building Structure | 0.4 | --> | 0.4 | 0.395 | 1.6 |  | --> | 0.38 | 0 | 0 | 0 | 0 | Constrained, otherwise capacity available =381 kW | --> | E17 ex BELMULLET | Belmullet [T421] | BELLACORICK |  | 54.2199 | -9.982
MV/LV Substation WO***910 |  | 20 kV | _ | LV | 50 kVA :Pole Substation | 0.05 | --> | 0.05 | 0.048 | 1.6 |  | --> | 0.048 | 0 | 0 | 0 | 0 | Constrained, otherwise capacity available =48 kW | --> | E17 ex BELMULLET | Belmullet [T421] | BELLACORICK |  | 54.229 | -10.0083
MV/LV Substation EL***916 |  | 20 kV | _ | LV | 50 kVA :Pole Substation | 0.05 | --> | 0.05 | 0.047 | 1.6 |  | --> | 0.048 | 0 | 0 | 0 | 0 | Constrained, otherwise capacity available =48 kW | --> | E17 ex BELMULLET | Belmullet [T421] | BELLACORICK |  | 54.1318 | -10.1088
MV/LV Substation MA***918 |  | 20 kV | _ | LV | 630 kVA :Kiosk Substation | 0.63 | --> | 0.63 | 0.359 | 1.6 |  | --> | 0.598 | 0 | 0.011 | 0 | 0 | Constrained, otherwise capacity available =626 kW | --> | E12 ex BELMULLET | Belmullet [T421] | BELLACORICK |  | 54.2231 | -9.9891
MV/LV Substation HO***923 |  | 20 kV | _ | LV | 200 kVA :Pole Substation | 0.2 | --> | 0.2 | 0.152 | 2.76 |  | --> | 0.19 | 0 | 0 | 0.196 | 0 |  | --> | E12 ex BANGOR ERRIS | Bangor Erris [T421] | BELLACORICK |  | 54.1134 | -9.8977
MV/LV Substation ID***925 |  | 20 kV | _ | LV | 400 kVA :Kiosk Substation | 0.4 | --> | 0.4 | 0.396 | 7.61 |  | --> | 0.38 | 0 | 0 | 0 | 0 | Constrained, otherwise capacity available =380 kW | --> | E14 ex BELLACORICK | Bellacorick [T122] | BELLACORICK |  | 54.148 | -9.7485
MV/LV Substation B/***933 |  | 20 kV | _ | LV | 100 kVA :Pole Substation | 0.1 | --> | 0.1 | 0.065 | 7.61 |  | --> | 0.095 | 0 | 0.005 | 0 | 0 | Constrained, otherwise capacity available =96 kW | --> | E14 ex BELLACORICK | Bellacorick [T122] | BELLACORICK |  | 54.1461 | -9.7461
MV/LV Substation MA***935 |  | 20 kV | _ | LV | 100 kVA :Pole Substation | 0.1 | --> | 0.1 | 0.065 | 1.6 |  | --> | 0.095 | 0 | 0 | 0 | 0 | Constrained, otherwise capacity available =100 kW | --> | E17 ex BELMULLET | Belmullet [T421] | BELLACORICK |  | 54.2533 | -9.895
MV/LV Substation BI***953 |  | 20 kV | _ | LV | 100 kVA :Pole Substation | 0.1 | --> | 0.1 | 0.065 | 2.76 |  | --> | 0.095 | 0 | 0 | 0.1 | 0 |  | --> | E14 ex BANGOR ERRIS | Bangor Erris [T421] | BELLACORICK |  | 54.2358 | -9.7255
MV/LV Substation RE***954 |  | 20 kV | _ | LV | 200 kVA :Pole Substation | 0.2 | --> | 0.2 | 0.2 | 2.76 |  | --> | 0.19 | 0 | 0 | 0.19 | 0 |  | --> | E14 ex BANGOR ERRIS | Bangor Erris [T421] | BELLACORICK |  | 54.237 | -9.7221
MV/LV Substation LA***955 |  | 20 kV | _ | LV | 100 kVA :Pole Substation | 0.1 | --> | 0.1 | 0.078 | 2.76 |  | --> | 0.095 | 0 | 0 | 0.098 | 0 |  | --> | E14 ex BANGOR ERRIS | Bangor Erris [T421] | BELLACORICK |  | 54.2401 | -9.7252
MV/LV Substation IN***956 |  | 20 kV | _ | LV | 400 kVA :Building Structure | 0.4 | --> | 0.4 | 0.334 | 7.61 |  | --> | 0.38 | 0 | 0.022 | 0 | 0 | Constrained, otherwise capacity available =373 kW | --> | E14 ex BELLACORICK | Bellacorick [T122] | BELLACORICK |  | 54.2129 | -9.9638
MV/LV Substation AT***963 |  | 20 kV | _ | LV | 50 kVA :Pole Substation | 0.05 | --> | 0.05 | 0.044 | 7.61 |  | --> | 0.048 | 0 | 0 | 0 | 0 | Constrained, otherwise capacity available =48 kW | --> | E14 ex BELLACORICK | Bellacorick [T122] | BELLACORICK |  | 54.2127 | -9.9569
MV/LV Substation GO***994 |  | 20 kV | _ | LV | 200 kVA :Kiosk Substation | 0.2 | --> | 0.2 | 0.18 | 1.6 |  | --> | 0.19 | 0 | 0.01 | 0 | 0 | Constrained, otherwise capacity available =185 kW | --> | E17 ex BELMULLET | Belmullet [T421] | BELLACORICK |  | 54.2225 | -10.034
MV/LV Substation CA***998 |  | 20 kV | _ | LV | 630 kVA :Kiosk Substation | 0.63 | --> | 0.63 | 0.404 | 1.6 |  | --> | 0.598 | 0 | 0.012 | 0 | 0 | Constrained, otherwise capacity available =620 kW | --> | E17 ex BELMULLET | Belmullet [T421] | BELLACORICK |  | 54.2235 | -9.9855
MV/LV Substation TH***999 |  | 20 kV | _ | LV | 200 kVA :Pole Substation | 0.2 | --> | 0.2 | 0.078 | 1.6 |  | --> | 0.19 | 0 | 0.01 | 0 | 0 | Constrained, otherwise capacity available =199 kW | --> | E17 ex BELMULLET | Belmullet [T421] | BELLACORICK |  | 54.2265 | -9.9905
MV/LV Substation KI***009 |  | 10 kV | _ | LV | 200 kVA :Pole Substation | 0.2 | --> | 0.2 | 0.106 | 2.9 |  | --> | 0.19 | 0 | 0.009 | 0 | 0 | Constrained, otherwise capacity available =196 kW | --> | C18 ex GLENGOOLE | Glengoole [T42] | THURLES |  | 52.5658 | -7.6725
MV/LV Substation KI***011 |  | 10 kV | _ | LV | 200 kVA :Pole Substation | 0.2 | --> | 0.2 | 0.14 | 2.9 |  | --> | 0.19 | 0 | 0.009 | 0 | 0 | Constrained, otherwise capacity available =191 kW | --> | C18 ex GLENGOOLE | Glengoole [T42] | THURLES |  | 52.5704 | -7.6655
MV/LV Substation ST***012 |  | 10 kV | _ | LV | 100 kVA :Pole Substation | 0.1 | --> | 0.1 | 0.002 | 2.9 |  | --> | 0.095 | 0 | 0.005 | 0 | 0 | Constrained, otherwise capacity available =104 kW | --> | C18 ex GLENGOOLE | Glengoole [T42] | THURLES |  | 52.57 | -7.6738
MV/LV Substation WA***024Y |  | 10 kV | _ | LV | 50 kVA :Pole Substation | 0.05 | --> | 0.05 | 0.047 | 9 |  | --> | 0.048 | 0 | 0 | 0 | 0 | Constrained, otherwise capacity available =48 kW | --> | C16 ex URLINGFORD | Urlingford [T421] | THURLES |  | 52.7326 | -7.5649
MV/LV Substation GR***038 |  | 10 kV | _ | LV | 100 kVA :Pole Substation | 0.1 | --> | 0.1 | 0.024 | 3.38 |  | --> | 0.095 | 0 | 0 | 0 | 0 | Constrained, otherwise capacity available =105 kW | --> | C19 ex GLENGOOLE | Glengoole [T41] | THURLES |  | 52.5673 | -7.5285
MV/LV Substation DU***039Y |  | 10 kV | _ | LV | 100 kVA :Pole Substation | 0.1 | --> | 0.1 | 0.1 | 9 |  | --> | 0.095 | 0 | 0 | 0 | 0 | Constrained, otherwise capacity available =95 kW | --> | C16 ex URLINGFORD | Urlingford [T421] | THURLES |  | 52.7532 | -7.5536
MV/LV Substation RA***046Y |  | 10 kV | _ | LV | 50 kVA :Pole Substation | 0.05 | --> | 0.05 | 0.044 | 9 |  | --> | 0.048 | 0 | 0 | 0 | 0 | Constrained, otherwise capacity available =48 kW | --> | C16 ex URLINGFORD | Urlingford [T421] | THURLES |  | 52.7516 | -7.5602
MV/LV Substation BR***047Y |  | 10 kV | _ | LV | 50 kVA :Pole Substation | 0.05 | --> | 0.05 | 0.042 | 3.38 |  | --> | 0.048 | 0 | 0.006 | 0 | 0 | Constrained, otherwise capacity available =44 kW | --> | C19 ex GLENGOOLE | Glengoole [T41] | THURLES |  | 52.5809 | -7.6212
MV/LV Substation KN***049 |  | 10 kV | _ | LV | 50 kVA :Pole Substation | 0.05 | --> | 0.05 | 0.05 | 3.38 |  | --> | 0.048 | 0 | 0 | 0 | 0 | Constrained, otherwise capacity available =48 kW | --> | C19 ex GLENGOOLE | Glengoole [T41] | THURLES |  | 52.6481 | -7.5395
MV/LV Substation GL***050 |  | 10 kV | _ | LV | 50 kVA :Pole Substation | 0.05 | --> | 0.05 | 0.036 | 2.9 |  | --> | 0.048 | 0 | 0 | 0 | 0 | Constrained, otherwise capacity available =49 kW | --> | C18 ex GLENGOOLE | Glengoole [T42] | THURLES |  | 52.6142 | -7.642
MV/LV Substation CO***050Y |  | 10 kV | _ | LV | 400 kVA :Kiosk Substation | 0.4 | --> | 0.4 | 0.325 | 9 |  | --> | 0.38 | 0 | 0.022 | 0 | 0 | Constrained, otherwise capacity available =374 kW | --> | C16 ex URLINGFORD | Urlingford [T421] | THURLES |  | 52.7171 | -7.5879
MV/LV Substation KI***061 |  | 10 kV | _ | LV | 100 kVA :Pole Substation | 0.1 | --> | 0.1 | 0.055 | 2.9 |  | --> | 0.095 | 0 | 0.02 | 0 | 0 | Constrained, otherwise capacity available =86 kW | --> | C18 ex GLENGOOLE | Glengoole [T42] | THURLES |  | 52.5687 | -7.6768
MV/LV Substation KI***062 |  | 10 kV | _ | LV | 100 kVA :Pole Substation | 0.1 | --> | 0.1 | 0.053 | 2.9 |  | --> | 0.095 | 0 | 0.006 | 0 | 0 | Constrained, otherwise capacity available =97 kW | --> | C18 ex GLENGOOLE | Glengoole [T42] | THURLES |  | 52.5726 | -7.6773
MV/LV Substation ST***094Y |  | 10 kV | _ | LV | 200 kVA :Pole Substation | 0.2 | --> | 0.2 | 0.171 | 9 |  | --> | 0.19 | 0 | 0.01 | 0 | 0 | Constrained, otherwise capacity available =187 kW | --> | C16 ex URLINGFORD | Urlingford [T421] | THURLES |  | 52.7234 | -7.5772
MV/LV Substation BA***100Y |  | 10 kV | _ | LV | 50 kVA :Pole Substation | 0.05 | --> | 0.05 | 0.042 | 3.38 |  | --> | 0.048 | 0 | 0 | 0 | 0 | Constrained, otherwise capacity available =48 kW | --> | C15 ex GLENGOOLE | Glengoole [T41] | THURLES |  | 52.6361 | -7.6129
MV/LV Substation CH***138Y |  | 10 kV | _ | LV | 200 kVA :Kiosk Substation | 0.2 | --> | 0.2 | 0.145 | 9 |  | --> | 0.19 | 0 | 0.005 | 0 | 0 | Constrained, otherwise capacity available =194 kW | --> | C16 ex URLINGFORD | Urlingford [T421] | THURLES |  | 52.7212 | -7.5776
MV/LV Substation BA***142Y |  | 10 kV | _ | LV | 50 kVA :Pole Substation | 0.05 | --> | 0.05 | 0.037 | 2.9 |  | --> | 0.048 | 0 | 0 | 0 | 0 | Constrained, otherwise capacity available =49 kW | --> | C18 ex GLENGOOLE | Glengoole [T42] | THURLES |  | 52.5896 | -7.6656
MV/LV Substation TO***153Y |  | 10 kV | _ | LV | 200 kVA :Pole Substation | 0.2 | --> | 0.2 | 0.152 | 9 |  | --> | 0.19 | 0 | 0 | 0 | 0 | Constrained, otherwise capacity available =196 kW | --> | C16 ex URLINGFORD | Urlingford [T421] | THURLES |  | 52.7154 | -7.5877
MV/LV Substation MU***154 |  | 10 kV | _ | LV | 50 kVA :Pole Substation | 0.05 | --> | 0.05 | 0.046 | 9 |  | --> | 0.048 | 0 | 0 | 0 | 0 | Constrained, otherwise capacity available =48 kW | --> | C16 ex URLINGFORD | Urlingford [T421] | THURLES |  | 52.706 | -7.5397
MV/LV Substation BE***157 |  | 10 kV | _ | LV | 50 kVA :Pole Substation | 0.05 | --> | 0.05 | 0.042 | 9 |  | --> | 0.048 | 0 | 0 | 0 | 0 | Constrained, otherwise capacity available =49 kW | --> | C16 ex URLINGFORD | Urlingford [T421] | THURLES |  | 52.713 | -7.5435
MV/LV Substation KI***162Y |  | 10 kV | _ | LV | 200 kVA :Pole Substation | 0.2 | --> | 0.2 | 0.159 | 2.9 |  | --> | 0.19 | 0 | 0 | 0 | 0 | Constrained, otherwise capacity available =196 kW | --> | C18 ex GLENGOOLE | Glengoole [T42] | THURLES |  | 52.5677 | -7.6709
MV/LV Substation AR***165 |  | 10 kV | _ | LV | 400 kVA :Kiosk Substation | 0.4 | --> | 0.4 | 0.4 | 9 |  | --> | 0.38 | 0 | 0 | 0 | 0 | Constrained, otherwise capacity available =380 kW | --> | C16 ex URLINGFORD | Urlingford [T421] | THURLES |  | 52.7132 | -7.5675
MV/LV Substation DE***165Y |  | 10 kV | _ | LV | 50 kVA :Pole Substation | 0.05 | --> | 0.05 | 0.048 | 3.38 |  | --> | 0.048 | 0 | 0 | 0 | 0 | Constrained, otherwise capacity available =48 kW | --> | C17 ex GLENGOOLE | Glengoole [T41] | THURLES |  | 52.6303 | -7.6942
MV/LV Substation MO***168 |  | 10 kV | _ | LV | 400 kVA :Kiosk Substation | 0.4 | --> | 0.4 | 0.247 | 9 |  | --> | 0.38 | 0 | 0.021 | 0 | 0 | Constrained, otherwise capacity available =385 kW | --> | C16 ex URLINGFORD | Urlingford [T421] | THURLES |  | 52.7188 | -7.5839
MV/LV Substation DA***169 |  | 10 kV | _ | LV | 630 kVA :Kiosk Substation | 0.63 | --> | 0.63 | 0.496 | 9 |  | --> | 0.598 | 0 | 0.019 | 0 | 0 | Constrained, otherwise capacity available =602 kW | --> | C16 ex URLINGFORD | Urlingford [T421] | THURLES |  | 52.7196 | -7.5805
MV/LV Substation CO***170 |  | 10 kV | _ | LV | 100 kVA :Pole Substation | 0.1 | --> | 0.1 | 0.042 | 9 |  | --> | 0.095 | 0 | 0.01 | 0 | 0 | Constrained, otherwise capacity available =95 kW | --> | C16 ex URLINGFORD | Urlingford [T421] | THURLES |  | 52.7216 | -7.5777
MV/LV Substation UR***171 |  | 10 kV | _ | LV | 200 kVA :Pole Substation | 0.2 | --> | 0.2 | 0.148 | 9 |  | --> | 0.19 | 0 | 0.023 | 0 | 0 | Constrained, otherwise capacity available =180 kW | --> | C16 ex URLINGFORD | Urlingford [T421] | THURLES |  | 52.7214 | -7.5764
MV/LV Substation WA***174 |  | 10 kV | _ | LV | 30 kVA :Pole Substation | 0.03 | --> | 0.03 | 0.02 | 9 |  | --> | 0.028 | 0 | 0.005 | 0 | 0 | Constrained, otherwise capacity available =26 kW | --> | C16 ex URLINGFORD | Urlingford [T421] | THURLES |  | 52.7311 | -7.5695
MV/LV Substation WA***176 |  | 10 kV | _ | LV | 30 kVA :Pole Substation | 0.03 | --> | 0.03 | 0.026 | 9 |  | --> | 0.028 | 0 | 0 | 0 | 0 | Constrained, otherwise capacity available =29 kW | --> | C16 ex URLINGFORD | Urlingford [T421] | THURLES |  | 52.7389 | -7.5659
MV/LV Substation GL***176Y |  | 10 kV | _ | LV | 50 kVA :Pole Substation | 0.05 | --> | 0.05 | 0.048 | 3.38 |  | --> | 0.048 | 0 | 0.01 | 0 | 0 | Constrained, otherwise capacity available =40 kW | --> | C17 ex GLENGOOLE | Glengoole [T41] | THURLES |  | 52.6169 | -7.6449
MV/LV Substation CA***178 |  | 10 kV | _ | LV | 200 kVA :Pole Substation | 0.2 | --> | 0.2 | 0.154 | 9 |  | --> | 0.19 | 0 | 0 | 0 | 0 | Constrained, otherwise capacity available =196 kW | --> | C16 ex URLINGFORD | Urlingford [T421] | THURLES |  | 52.7412 | -7.5653
MV/LV Substation BA***178Y |  | 10 kV | _ | LV | 50 kVA :Pole Substation | 0.05 | --> | 0.05 | 0.04 | 3.38 |  | --> | 0.048 | 0 | 0.025 | 0 | 0 | Constrained, otherwise capacity available =30 kW | --> | C19 ex GLENGOOLE | Glengoole [T41] | THURLES |  | 52.5712 | -7.5307
MV/LV Substation CA***180 |  | 10 kV | _ | LV | 200 kVA :Pole Substation | 0.2 | --> | 0.2 | 0.162 | 9 |  | --> | 0.19 | 0 | 0.01 | 0 | 0 | Constrained, otherwise capacity available =188 kW | --> | C16 ex URLINGFORD | Urlingford [T421] | THURLES |  | 52.749 | -7.5603
MV/LV Substation UR***181 |  | 10 kV | _ | LV | 200 kVA :Pole Substation | 0.2 | --> | 0.2 | 0.132 | 9 |  | --> | 0.19 | 0 | 0.006 | 0 | 0 | Constrained, otherwise capacity available =195 kW | --> | C16 ex URLINGFORD | Urlingford [T421] | THURLES |  | 52.747 | -7.5583
MV/LV Substation FO***185 |  | 10 kV | _ | LV | 33 kVA :Pole Substation | 0.033 | --> | 0.033 | 0.024 | 9 |  | --> | 0.031 | 0 | 0 | 0 | 0 | Constrained, otherwise capacity available =33 kW | --> | C16 ex URLINGFORD | Urlingford [T421] | THURLES |  | 52.7527 | -7.5621
MV/LV Substation CH***186 |  | 10 kV | _ | LV | 100 kVA :Pole Substation | 0.1 | --> | 0.1 | 0 | 9 |  | --> | 0.095 | 0 | 0.003 | 0 | 0 | Constrained, otherwise capacity available =106 kW | --> | C16 ex URLINGFORD | Urlingford [T421] | THURLES |  | 52.7498 | -7.5568
MV/LV Substation FO***187 |  | 10 kV | _ | LV | 50 kVA :Pole Substation | 0.05 | --> | 0.05 | 0.028 | 9 |  | --> | 0.048 | 0 | 0 | 0 | 0 | Constrained, otherwise capacity available =50 kW | --> | C16 ex URLINGFORD | Urlingford [T421] | THURLES |  | 52.7546 | -7.5525
MV/LV Substation LO***188 |  | 10 kV | _ | LV | 100 kVA :Pole Substation | 0.1 | --> | 0.1 | 0.078 | 9 |  | --> | 0.095 | 0 | 0 | 0 | 0 | Constrained, otherwise capacity available =98 kW | --> | C16 ex URLINGFORD | Urlingford [T421] | THURLES |  | 52.7585 | -7.5518
MV/LV Substation SE***192 |  | 10 kV | _ | LV | 50 kVA :Pole Substation | 0.05 | --> | 0.05 | 0.029 | 9 |  | --> | 0.048 | 0 | 0 | 0 | 0 | Constrained, otherwise capacity available =50 kW | --> | C16 ex URLINGFORD | Urlingford [T421] | THURLES |  | 52.7316 | -7.5314
MV/LV Substation AN***194Y |  | 10 kV | _ | LV | 200 kVA :Pole Substation | 0.2 | --> | 0.2 | 0.178 | 2.9 |  | --> | 0.19 | 0 | 0 | 0 | 0 | Constrained, otherwise capacity available =193 kW | --> | C18 ex GLENGOOLE | Glengoole [T42] | THURLES |  | 52.5674 | -7.6668
MV/LV Substation LU***196Y |  | 10 kV | _ | LV | 100 kVA :Pole Substation | 0.1 | --> | 0.1 | 0.099 | 9 |  | --> | 0.095 | 0 | 0 | 0 | 0 | Constrained, otherwise capacity available =95 kW | --> | C16 ex URLINGFORD | Urlingford [T421] | THURLES |  | 52.7184 | -7.5806
MV/LV Substation DO***204 |  | 10 kV | _ | LV | 50 kVA :Pole Substation | 0.05 | --> | 0.05 | 0.008 | 9 |  | --> | 0.048 | 0 | 0.01 | 0 | 0 | Constrained, otherwise capacity available =46 kW | --> | C16 ex URLINGFORD | Urlingford [T421] | THURLES |  | 52.7421 | -7.5461
MV/LV Substation JO***206 |  | 10 kV | _ | LV | 50 kVA :Pole Substation | 0.05 | --> | 0.05 | 0.044 | 9 |  | --> | 0.048 | 0 | 0 | 0 | 0 | Constrained, otherwise capacity available =48 kW | --> | C16 ex URLINGFORD | Urlingford [T421] | THURLES |  | 52.7458 | -7.5453
MV/LV Substation RO***228Y |  | 10 kV | _ | LV | 200 kVA :Pole Substation | 0.2 | --> | 0.2 | 0.2 | 9 |  | --> | 0.19 | 0 | 0 | 0 | 0 | Constrained, otherwise capacity available =190 kW | --> | C16 ex URLINGFORD | Urlingford [T421] | THURLES |  | 52.7271 | -7.5753
MV/LV Substation SC***239Y |  | 10 kV | _ | LV | 50 kVA :Pole Substation | 0.05 | --> | 0.05 | 0.042 | 9 |  | --> | 0.048 | 0 | 0 | 0 | 0 | Constrained, otherwise capacity available =49 kW | --> | C18 ex URLINGFORD | Urlingford [T421] | THURLES |  | 52.8052 | -7.486
MV/LV Substation DE***248Y |  | 10 kV | _ | LV | 50 kVA :Pole Substation | 0.05 | --> | 0.05 | 0.038 | 3.38 |  | --> | 0.048 | 0 | 0 | 0 | 0 | Constrained, otherwise capacity available =49 kW | --> | C17 ex GLENGOOLE | Glengoole [T41] | THURLES |  | 52.6191 | -7.6532
MV/LV Substation KI***253Y |  | 10 kV | _ | LV | 200 kVA :Pole Substation | 0.2 | --> | 0.2 | 0.2 | 2.9 |  | --> | 0.19 | 0 | 0 | 0 | 0 | Constrained, otherwise capacity available =190 kW | --> | C18 ex GLENGOOLE | Glengoole [T42] | THURLES |  | 52.5686 | -7.6702
MV/LV Substation BR***256 |  | 10 kV | _ | LV | 200 kVA :Pole Substation | 0.2 | --> | 0.2 | 0.2 | 3.38 |  | --> | 0.19 | 0 | 0 | 0 | 0 | Constrained, otherwise capacity available =190 kW | --> | C17 ex GLENGOOLE | Glengoole [T41] | THURLES |  | 52.6142 | -7.7016
MV/LV Substation OA***261Y |  | 10 kV | _ | LV | 50 kVA :Pole Substation | 0.05 | --> | 0.05 | 0.033 | 3.38 |  | --> | 0.048 | 0 | 0.004 | 0 | 0 | Constrained, otherwise capacity available =47 kW | --> | C19 ex GLENGOOLE | Glengoole [T41] | THURLES |  | 52.5852 | -7.5411
MV/LV Substation GO***311 |  | 10 kV | _ | LV | 100 kVA :Pole Substation | 0.1 | --> | 0.1 | 0.025 | 9 |  | --> | 0.095 | 0 | 0.007 | 0 | 0 | Constrained, otherwise capacity available =100 kW | --> | C12 ex URLINGFORD | Urlingford [T421] | THURLES |  | 52.677 | -7.6022
MV/LV Substation FE***321 |  | 10 kV | _ | LV | 50 kVA :Pole Substation | 0.05 | --> | 0.05 | 0.037 | 9 |  | --> | 0.048 | 0 | 0 | 0 | 0 | Constrained, otherwise capacity available =49 kW | --> | C12 ex URLINGFORD | Urlingford [T421] | THURLES |  | 52.7158 | -7.5998
MV/LV Substation CL***371 |  | 10 kV | _ | LV | 50 kVA :Pole Substation | 0.05 | --> | 0.05 | 0.036 | 3.38 |  | --> | 0.048 | 0 | 0 | 0 | 0 | Constrained, otherwise capacity available =49 kW | --> | C15 ex GLENGOOLE | Glengoole [T41] | THURLES |  | 52.6454 | -7.5899
MV/LV Substation GO***397 |  | 10 kV | _ | LV | 50 kVA :Pole Substation | 0.05 | --> | 0.05 | 0.042 | 3.38 |  | --> | 0.048 | 0 | 0.01 | 0 | 0 | Constrained, otherwise capacity available =41 kW | --> | C19 ex GLENGOOLE | Glengoole [T41] | THURLES |  | 52.592 | -7.5727
MV/LV Substation BA***4016 |  | 10 kV | _ | LV | 50 kVA :Pole Substation | 0.05 | --> | 0.05 | 0.044 | 3.38 |  | --> | 0.048 | 0 | 0 | 0 | 0 | Constrained, otherwise capacity available =48 kW | --> | C19 ex GLENGOOLE | Glengoole [T41] | THURLES |  | 52.6135 | -7.6038
MV/LV Substation MI***4017 |  | 10 kV | _ | LV | 50 kVA :Pole Substation | 0.05 | --> | 0.05 | 0.044 | 3.38 |  | --> | 0.048 | 0 | 0 | 0 | 0 | Constrained, otherwise capacity available =48 kW | --> | C19 ex GLENGOOLE | Glengoole [T41] | THURLES |  | 52.6145 | -7.6393
MV/LV Substation PO***402 |  | 10 kV | _ | LV | 50 kVA :Pole Substation | 0.05 | --> | 0.05 | 0.046 | 3.38 |  | --> | 0.048 | 0 | 0 | 0 | 0 | Constrained, otherwise capacity available =48 kW | --> | C15 ex GLENGOOLE | Glengoole [T41] | THURLES |  | 52.6272 | -7.6284
MV/LV Substation AC***4025 |  | 10 kV | _ | LV | 400 kVA :Building Structure | 0.4 | --> | 0.4 | 0.278 | 3.38 |  | --> | 0.38 | 0 | 0 | 0 | 0 | Constrained, otherwise capacity available =396 kW | --> | C17 ex GLENGOOLE | Glengoole [T41] | THURLES |  | 52.6192 | -7.7208
MV/LV Substation GR***4028 |  | 10 kV | _ | LV | 50 kVA :Pole Substation | 0.05 | --> | 0.05 | 0.038 | 3.38 |  | --> | 0.048 | 0 | 0 | 0 | 0 | Constrained, otherwise capacity available =49 kW | --> | C15 ex GLENGOOLE | Glengoole [T41] | THURLES |  | 52.6399 | -7.5913
MV/LV Substation DO***4039 |  | 10 kV | _ | LV | 50 kVA :Pole Substation | 0.05 | --> | 0.05 | 0.05 | 9 |  | --> | 0.048 | 0 | 0 | 0 | 0 | Constrained, otherwise capacity available =48 kW | --> | C16 ex URLINGFORD | Urlingford [T421] | THURLES |  | 52.7387 | -7.5418
MV/LV Substation CR***4056 |  | 10 kV | _ | LV | 50 kVA :Pole Substation | 0.05 | --> | 0.05 | 0.044 | 3.38 |  | --> | 0.048 | 0 | 0 | 0 | 0 | Constrained, otherwise capacity available =48 kW | --> | C15 ex GLENGOOLE | Glengoole [T41] | THURLES |  | 52.6586 | -7.6023
MV/LV Substation TR***4061 |  | 10 kV | _ | LV | 100 kVA :Pole Substation | 0.1 | --> | 0.1 | 0.089 | 9 |  | --> | 0.095 | 0 | 0 | 0 | 0 | Constrained, otherwise capacity available =96 kW | --> | C16 ex URLINGFORD | Urlingford [T421] | THURLES |  | 52.7485 | -7.5734
MV/LV Substation FO***4066 |  | 10 kV | _ | LV | 50 kVA :Pole Substation | 0.05 | --> | 0.05 | 0.05 | 9 |  | --> | 0.048 | 0 | 0 | 0 | 0 | Constrained, otherwise capacity available =48 kW | --> | C16 ex URLINGFORD | Urlingford [T421] | THURLES |  | 52.7508 | -7.5719
MV/LV Substation FE***4080 |  | 10 kV | _ | LV | 50 kVA :Pole Substation | 0.05 | --> | 0.05 | 0.04 | 2.9 |  | --> | 0.048 | 0 | 0 | 0 | 0 | Constrained, otherwise capacity available =49 kW | --> | C18 ex GLENGOOLE | Glengoole [T42] | THURLES |  | 52.5694 | -7.7032
MV/LV Substation NU***4085 |  | 10 kV | _ | LV | 630 kVA :Building Structure | 0.63 | --> | 0.63 | 0.5 | 9 |  | --> | 0.598 | 0 | 0.01 | 0 | 0 | Constrained, otherwise capacity available =597 kW | --> | C16 ex URLINGFORD | Urlingford [T421] | THURLES |  | 52.7162 | -7.5895
MV/LV Substation EH***4093 |  | 10 kV | _ | LV | 50 kVA :Pole Substation | 0.05 | --> | 0.05 | 0.048 | 9 |  | --> | 0.048 | 0 | 0 | 0 | 0 | Constrained, otherwise capacity available =48 kW | --> | C18 ex URLINGFORD | Urlingford [T421] | THURLES |  | 52.7739 | -7.5198
MV/LV Substation DO***4099 |  | 10 kV | _ | LV | 50 kVA :Pole Substation | 0.05 | --> | 0.05 | 0.05 | 9 |  | --> | 0.048 | 0 | 0 | 0 | 0 | Constrained, otherwise capacity available =48 kW | --> | C16 ex URLINGFORD | Urlingford [T421] | THURLES |  | 52.743 | -7.5333
MV/LV Substation BA***412 |  | 10 kV | _ | LV | 100 kVA :Pole Substation | 0.1 | --> | 0.1 | 0.078 | 3.38 |  | --> | 0.095 | 0 | 0.005 | 0 | 0 | Constrained, otherwise capacity available =94 kW | --> | C15 ex GLENGOOLE | Glengoole [T41] | THURLES |  | 52.6373 | -7.61
MV/LV Substation LO***4122 |  | 10 kV | _ | LV | 50 kVA :Pole Substation | 0.05 | --> | 0.05 | 0.05 | 9 |  | --> | 0.048 | 0 | 0 | 0 | 0 | Constrained, otherwise capacity available =48 kW | --> | C12 ex URLINGFORD | Urlingford [T421] | THURLES |  | 52.6937 | -7.6376
MV/LV Substation BA***4123 |  | 10 kV | _ | LV | 50 kVA :Pole Substation | 0.05 | --> | 0.05 | 0.05 | 3.38 |  | --> | 0.048 | 0 | 0 | 0 | 0 | Constrained, otherwise capacity available =48 kW | --> | C19 ex GLENGOOLE | Glengoole [T41] | THURLES |  | 52.6415 | -7.5443
MV/LV Substation CO***4124 |  | 10 kV | _ | LV | 50 kVA :Pole Substation | 0.05 | --> | 0.05 | 0.047 | 9 |  | --> | 0.048 | 0 | 0 | 0 | 0 | Constrained, otherwise capacity available =48 kW | --> | C18 ex URLINGFORD | Urlingford [T421] | THURLES |  | 52.7944 | -7.5509
MV/LV Substation KI***4125 |  | 10 kV | _ | LV | 100 kVA :Pole Substation | 0.1 | --> | 0.1 | 0.1 | 2.9 |  | --> | 0.095 | 0 | 0 | 0 | 0 | Constrained, otherwise capacity available =95 kW | --> | C18 ex GLENGOOLE | Glengoole [T42] | THURLES |  | 52.5652 | -7.6713
MV/LV Substation BR***4137 |  | 10 kV | _ | LV | 50 kVA :Pole Substation | 0.05 | --> | 0.05 | 0.05 | 3.38 |  | --> | 0.048 | 0 | 0 | 0 | 0 | Constrained, otherwise capacity available =48 kW | --> | C19 ex GLENGOOLE | Glengoole [T41] | THURLES |  | 52.5816 | -7.625
MV/LV Substation CA***4150 |  | 10 kV | _ | LV | 50 kVA :Pole Substation | 0.05 | --> | 0.05 | 0.046 | 3.38 |  | --> | 0.048 | 0 | 0 | 0 | 0 | Constrained, otherwise capacity available =48 kW | --> | C15 ex GLENGOOLE | Glengoole [T41] | THURLES |  | 52.6473 | -7.5756
MV/LV Substation KI***4173 |  | 10 kV | _ | LV | 50 kVA :Pole Substation | 0.05 | --> | 0.05 | 0.05 | 2.9 |  | --> | 0.048 | 0 | 0 | 0 | 0 | Constrained, otherwise capacity available =48 kW | --> | C18 ex GLENGOOLE | Glengoole [T42] | THURLES |  | 52.5815 | -7.679
MV/LV Substation GL***4177 |  | 10 kV | _ | LV | 50 kVA :Pole Substation | 0.05 | --> | 0.05 | 0.05 | 9 |  | --> | 0.048 | 0 | 0 | 0 | 0 | Constrained, otherwise capacity available =48 kW | --> | C18 ex URLINGFORD | Urlingford [T421] | THURLES |  | 52.7925 | -7.5204
MV/LV Substation GA***4182 |  | 10 kV | _ | LV | 100 kVA :Pole Substation | 0.1 | --> | 0.1 | 0.1 | 9 |  | --> | 0.095 | 0 | 0 | 0 | 0 | Constrained, otherwise capacity available =95 kW | --> | C18 ex URLINGFORD | Urlingford [T421] | THURLES |  | 52.7934 | -7.5657
MV/LV Substation BA***423X |  | 10 kV | _ | LV | 50 kVA :Pole Substation | 0.05 | --> | 0.05 | 0.049 | 3.38 |  | --> | 0.048 | 0 | 0 | 0 | 0 | Constrained, otherwise capacity available =48 kW | --> | C19 ex GLENGOOLE | Glengoole [T41] | THURLES |  | 52.5882 | -7.554
MV/LV Substation KI***435X |  | 10 kV | _ | LV | 100 kVA :Pole Substation | 0.1 | --> | 0.1 | 0.083 | 2.9 |  | --> | 0.095 | 0 | 0 | 0 | 0 | Constrained, otherwise capacity available =97 kW | --> | C18 ex GLENGOOLE | Glengoole [T42] | THURLES |  | 52.5661 | -7.6691
MV/LV Substation CO***439 |  | 10 kV | _ | LV | 200 kVA :Pole Substation | 0.2 | --> | 0.2 | 0.148 | 3.38 |  | --> | 0.19 | 0 | 0 | 0 | 0 | Constrained, otherwise capacity available =197 kW | --> | C15 ex GLENGOOLE | Glengoole [T41] | THURLES |  | 52.6466 | -7.6105
MV/LV Substation KI***440X |  | 10 kV | _ | LV | 100 kVA :Pole Substation | 0.1 | --> | 0.1 | 0.098 | 2.9 |  | --> | 0.095 | 0 | 0 | 0 | 0 | Constrained, otherwise capacity available =95 kW | --> | C18 ex GLENGOOLE | Glengoole [T42] | THURLES |  | 52.5793 | -7.6769
MV/LV Substation GR***442X |  | 10 kV | _ | LV | 50 kVA :Pole Substation | 0.05 | --> | 0.05 | 0.037 | 9 |  | --> | 0.048 | 0 | 0.008 | 0 | 0 | Constrained, otherwise capacity available =43 kW | --> | C12 ex URLINGFORD | Urlingford [T421] | THURLES |  | 52.6891 | -7.6247
MV/LV Substation GO***444 |  | 10 kV | _ | LV | 50 kVA :Pole Substation | 0.05 | --> | 0.05 | 0.039 | 3.38 |  | --> | 0.048 | 0 | 0.01 | 0 | 0 | Constrained, otherwise capacity available =42 kW | --> | C15 ex GLENGOOLE | Glengoole [T41] | THURLES |  | 52.6683 | -7.6122
MV/LV Substation MA***444X |  | 10 kV | _ | LV | 50 kVA :Pole Substation | 0.05 | --> | 0.05 | 0.05 | 2.9 |  | --> | 0.048 | 0 | 0 | 0 | 0 | Constrained, otherwise capacity available =48 kW | --> | C18 ex GLENGOOLE | Glengoole [T42] | THURLES |  | 52.5778 | -7.6642
MV/LV Substation GO***446 |  | 10 kV | _ | LV | 100 kVA :Pole Substation | 0.1 | --> | 0.1 | 0.072 | 9 |  | --> | 0.095 | 0 | 0.01 | 0 | 0 | Constrained, otherwise capacity available =91 kW | --> | C12 ex URLINGFORD | Urlingford [T421] | THURLES |  | 52.677 | -7.6048
MV/LV Substation AR***446X |  | 10 kV | _ | LV | 50 kVA :Pole Substation | 0.05 | --> | 0.05 | 0.049 | 9 |  | --> | 0.048 | 0 | 0 | 0 | 0 | Constrained, otherwise capacity available =48 kW | --> | C16 ex URLINGFORD | Urlingford [T421] | THURLES |  | 52.717 | -7.5793
MV/LV Substation PI***452 |  | 10 kV | _ | LV | 200 kVA :Pole Substation | 0.2 | --> | 0.2 | 0.131 | 9 |  | --> | 0.19 | 0 | 0 | 0 | 0 | Constrained, otherwise capacity available =199 kW | --> | C12 ex URLINGFORD | Urlingford [T421] | THURLES |  | 52.6877 | -7.6023
MV/LV Substation FE***453 |  | 10 kV | _ | LV | 100 kVA :Pole Substation | 0.1 | --> | 0.1 | 0.086 | 9 |  | --> | 0.095 | 0 | 0.002 | 0 | 0 | Constrained, otherwise capacity available =96 kW | --> | C12 ex URLINGFORD | Urlingford [T421] | THURLES |  | 52.6883 | -7.5954
MV/LV Substation OL***460X |  | 10 kV | _ | LV | 200 kVA :Pole Substation | 0.2 | --> | 0.2 | 0.199 | 9 |  | --> | 0.19 | 0 | 0 | 0 | 0 | Constrained, otherwise capacity available =190 kW | --> | C18 ex URLINGFORD | Urlingford [T421] | THURLES |  | 52.809 | -7.512
MV/LV Substation TO***468X |  | 10 kV | _ | LV | 100 kVA :Pole Substation | 0.1 | --> | 0.1 | 0.038 | 9 |  | --> | 0.095 | 0 | 0.014 | 0 | 0 | Constrained, otherwise capacity available =93 kW | --> | C16 ex URLINGFORD | Urlingford [T421] | THURLES |  | 52.7172 | -7.5818
MV/LV Substation OL***472 |  | 10 kV | _ | LV | 50 kVA :Pole Substation | 0.05 | --> | 0.05 | 0.046 | 9 |  | --> | 0.048 | 0 | 0.015 | 0 | 0 | Constrained, otherwise capacity available =37 kW | --> | C18 ex URLINGFORD | Urlingford [T421] | THURLES |  | 52.8114 | -7.5115
MV/LV Substation NE***527 |  | 10 kV | _ | LV | 100 kVA :Pole Substation | 0.1 | --> | 0.1 | 0.086 | 3.38 |  | --> | 0.095 | 0 | 0 | 0 | 0 | Constrained, otherwise capacity available =97 kW | --> | C19 ex GLENGOOLE | Glengoole [T41] | THURLES |  | 52.6383 | -7.536
MV/LV Substation CU***531 |  | 10 kV | _ | LV | 50 kVA :Pole Substation | 0.05 | --> | 0.05 | 0 | 3.38 |  | --> | 0.048 | 0 | 0 | 0 | 0 | Constrained, otherwise capacity available =56 kW | --> | C19 ex GLENGOOLE | Glengoole [T41] | THURLES |  | 52.6114 | -7.5978
MV/LV Substation BO***541 |  | 10 kV | _ | LV | 200 kVA :Pole Substation | 0.2 | --> | 0.2 | 0.193 | 3.38 |  | --> | 0.19 | 0 | 0 | 0 | 0 | Constrained, otherwise capacity available =191 kW | --> | C19 ex GLENGOOLE | Glengoole [T41] | THURLES |  | 52.6171 | -7.5666
MV/LV Substation LI***563 |  | 10 kV | _ | LV | 50 kVA :Pole Substation | 0.05 | --> | 0.05 | 0.033 | 3.38 |  | --> | 0.048 | 0 | 0.011 | 0 | 0 | Constrained, otherwise capacity available =42 kW | --> | C19 ex GLENGOOLE | Glengoole [T41] | THURLES |  | 52.6007 | -7.581
MV/LV Substation CR***566 |  | 10 kV | _ | LV | 200 kVA :Pole Substation | 0.2 | --> | 0.2 | 0.188 | 3.38 |  | --> | 0.19 | 0 | 0.005 | 0 | 0 | Constrained, otherwise capacity available =188 kW | --> | C19 ex GLENGOOLE | Glengoole [T41] | THURLES |  | 52.5907 | -7.5648
MV/LV Substation PR***567 |  | 10 kV | _ | LV | 200 kVA :Pole Substation | 0.2 | --> | 0.2 | 0.157 | 3.38 |  | --> | 0.19 | 0 | 0.006 | 0 | 0 | Constrained, otherwise capacity available =191 kW | --> | C19 ex GLENGOOLE | Glengoole [T41] | THURLES |  | 52.5886 | -7.5646
MV/LV Substation BA***587 |  | 10 kV | _ | LV | 50 kVA :Pole Substation | 0.05 | --> | 0.05 | 0.042 | 3.38 |  | --> | 0.048 | 0 | 0 | 0 | 0 | Constrained, otherwise capacity available =48 kW | --> | C19 ex GLENGOOLE | Glengoole [T41] | THURLES |  | 52.5874 | -7.5459
MV/LV Substation VI***588 |  | 10 kV | _ | LV | 200 kVA :Pole Substation | 0.2 | --> | 0.2 | 0.135 | 3.38 |  | --> | 0.19 | 0 | 0.005 | 0 | 0 | Constrained, otherwise capacity available =195 kW | --> | C19 ex GLENGOOLE | Glengoole [T41] | THURLES |  | 52.5868 | -7.5405
MV/LV Substation CR***589 |  | 10 kV | _ | LV | 50 kVA :Pole Substation | 0.05 | --> | 0.05 | 0.036 | 2.9 |  | --> | 0.048 | 0 | 0 | 0 | 0 | Constrained, otherwise capacity available =49 kW | --> | C18 ex GLENGOOLE | Glengoole [T42] | THURLES |  | 52.5604 | -7.6684
MV/LV Substation BA***693 |  | 10 kV | _ | LV | 50 kVA :Pole Substation | 0.05 | --> | 0.05 | 0.031 | 2.9 |  | --> | 0.048 | 0 | 0 | 0 | 0 | Constrained, otherwise capacity available =50 kW | --> | C18 ex GLENGOOLE | Glengoole [T42] | THURLES |  | 52.5901 | -7.6682
MV/LV Substation GO***894 |  | 10 kV | _ | LV | 200 kVA :Pole Substation | 0.2 | --> | 0.2 | 0.157 | 9 |  | --> | 0.19 | 0 | 0.009 | 0 | 0 | Constrained, otherwise capacity available =189 kW | --> | C12 ex URLINGFORD | Urlingford [T421] | THURLES |  | 52.6738 | -7.606
MV/LV Substation GR***912 |  | 10 kV | _ | LV | 50 kVA :Pole Substation | 0.05 | --> | 0.05 | 0.044 | 9 |  | --> | 0.048 | 0 | 0.01 | 0 | 0 | Constrained, otherwise capacity available =41 kW | --> | C18 ex URLINGFORD | Urlingford [T421] | THURLES |  | 52.767 | -7.5444
MV/LV Substation SP***922 |  | 10 kV | _ | LV | 50 kVA :Pole Substation | 0.05 | --> | 0.05 | 0.034 | 9 |  | --> | 0.048 | 0 | 0 | 0 | 0 | Constrained, otherwise capacity available =50 kW | --> | C18 ex URLINGFORD | Urlingford [T421] | THURLES |  | 52.7597 | -7.5087
MV/LV Substation OL***976 |  | 10 kV | _ | LV | 30 kVA :Pole Substation | 0.03 | --> | 0.03 | 0.027 | 9 |  | --> | 0.028 | 0 | 0 | 0 | 0 | Constrained, otherwise capacity available =29 kW | --> | C18 ex URLINGFORD | Urlingford [T421] | THURLES |  | 52.8107 | -7.5141
MV/LV Substation AG***985 |  | 10 kV | _ | LV | 50 kVA :Pole Substation | 0.05 | --> | 0.05 | 0.044 | 9 |  | --> | 0.048 | 0 | 0.005 | 0 | 0 | Constrained, otherwise capacity available =44 kW | --> | C18 ex URLINGFORD | Urlingford [T421] | THURLES |  | 52.8168 | -7.5104
MV/LV Substation GO***991X |  | 10 kV | _ | LV | 100 kVA :Pole Substation | 0.1 | --> | 0.1 | 0.078 | 9 |  | --> | 0.095 | 0 | 0.006 | 0 | 0 | Constrained, otherwise capacity available =94 kW | --> | C12 ex URLINGFORD | Urlingford [T421] | THURLES |  | 52.6756 | -7.6002
MV/LV Substation BI***004X |  | 20 kV | _ | LV | 100 kVA :Pole Substation | 0.1 | --> | 0.1 | 0 | 0 | Constrained, otherwise capacity available =86 kVA | --> | 0.095 | 0 | 0 | 0 | 0 | Constrained, otherwise capacity available =97 kW | --> | C14 ex MILFORD (NR) | Milford (nr) [T41,T42] | LETTERKENNY |  | 55.2051 | -7.7785
MV/LV Substation MI***005X |  | 20 kV | _ | LV | 200 kVA :Pole Substation | 0.2 | --> | 0.2 | 0 | 0 | Constrained, otherwise capacity available =167 kVA | --> | 0.19 | 0 | 0 | 0 | 0 | Constrained, otherwise capacity available =194 kW | --> | C14 ex MILFORD (NR) | Milford (nr) [T41,T42] | LETTERKENNY |  | 55.194 | -7.757
MV/LV Substation FI***007X |  | 10 kV | _ | LV | 200 kVA :Pole Substation | 0.2 | --> | 0.2 | 0 | 0 | Constrained, otherwise capacity available =179 kVA | --> | 0.19 | 0 | 0 | 0 | 0 | Constrained, otherwise capacity available =193 kW | --> | C21 ex MILFORD (NR) | Milford (nr) [T41,T42] | LETTERKENNY |  | 55.0924 | -7.7013
MV/LV Substation HO***008X |  | 20 kV | _ | LV | 200 kVA :Pole Substation | 0.2 | --> | 0.2 | 0 | 0 | Constrained, otherwise capacity available =173 kVA | --> | 0.19 | 0 | 0 | 0 | 0 | Constrained, otherwise capacity available =194 kW | --> | C21 ex MILFORD (NR) | Milford (nr) [T41,T42] | LETTERKENNY |  | 55.186 | -7.8257
MV/LV Substation LO***009 |  | 10 kV | _ | LV | 200 kVA :Pole Substation | 0.2 | --> | 0.2 | 0 | 0 | Constrained, otherwise capacity available =166 kVA | --> | 0.19 | 0 | 0 | 0 | 0 | Constrained, otherwise capacity available =195 kW | --> | C16 ex MILFORD (NR) | Milford (nr) [T41,T42] | LETTERKENNY |  | 55.0816 | -7.8228
MV/LV Substation HY***011X |  | 20 kV | _ | LV | 200 kVA :Pole Substation | 0.2 | --> | 0.2 | 0 | 0 | Constrained, otherwise capacity available =160 kVA | --> | 0.19 | 0 | 0 | 0 | 0 | Constrained, otherwise capacity available =195 kW | --> | C14 ex MILFORD (NR) | Milford (nr) [T41,T42] | LETTERKENNY |  | 55.2256 | -7.7011
MV/LV Substation FA***018X |  | 20 kV | _ | LV | 100 kVA :Pole Substation | 0.1 | --> | 0.1 | 0 | 0 | Constrained, otherwise capacity available =89 kVA | --> | 0.095 | 0 | 0.005 | 0 | 0 | Constrained, otherwise capacity available =93 kW | --> | C14 ex MILFORD (NR) | Milford (nr) [T41,T42] | LETTERKENNY |  | 55.2432 | -7.7021
MV/LV Substation TH***027X |  | 10 kV | _ | LV | 50 kVA :Pole Substation | 0.05 | --> | 0.05 | 0 | 0 | Constrained, otherwise capacity available =42 kVA | --> | 0.048 | 0 | 0 | 0 | 0 | Constrained, otherwise capacity available =49 kW | --> | C19 ex MILFORD (NR) | Milford (nr) [T41,T42] | LETTERKENNY |  | 55.0336 | -7.6463
MV/LV Substation UD***030X |  | 10 kV | _ | LV | 630 kVA :Kiosk Substation | 0.63 | --> | 0.63 | 0 | 0 | Constrained, otherwise capacity available =606 kVA | --> | 0.598 | 0 | 0.022 | 0 | 0 | Constrained, otherwise capacity available =586 kW | --> | C16 ex MILFORD (NR) | Milford (nr) [T41,T42] | LETTERKENNY |  | 55.0508 | -7.8345
MV/LV Substation UM***033X |  | 20 kV | _ | LV | 50 kVA :Pole Substation | 0.05 | --> | 0.05 | 0 | 0 | Constrained, otherwise capacity available =41 kVA | --> | 0.048 | 0 | 0 | 0 | 0 | Constrained, otherwise capacity available =49 kW | --> | C21 ex MILFORD (NR) | Milford (nr) [T41,T42] | LETTERKENNY |  | 55.1706 | -7.7985
MV/LV Substation VO***034X |  | 10 kV | _ | LV | 100 kVA :Pole Substation | 0.1 | --> | 0.1 | 0 | 0 | Constrained, otherwise capacity available =68 kVA | --> | 0.095 | 0 | 0.006 | 0 | 0 | Constrained, otherwise capacity available =95 kW | --> | C21 ex MILFORD (NR) | Milford (nr) [T41,T42] | LETTERKENNY |  | 55.0932 | -7.7037
MV/LV Substation TE***036 |  | 10 kV | _ | LV | 50 kVA :Pole Substation | 0.05 | --> | 0.05 | 0 | 0 | Constrained, otherwise capacity available =46 kVA | --> | 0.048 | 0 | 0 | 0 | 0 | Constrained, otherwise capacity available =48 kW | --> | C16 ex MILFORD (NR) | Milford (nr) [T41,T42] | LETTERKENNY |  | 55.0427 | -7.8157
MV/LV Substation KI***044 |  | 10 kV | _ | LV | 50 kVA :Pole Substation | 0.05 | --> | 0.05 | 0 | 0 | Constrained, otherwise capacity available =42 kVA | --> | 0.048 | 0 | 0.01 | 0 | 0 | Constrained, otherwise capacity available =41 kW | --> | C19 ex MILFORD (NR) | Milford (nr) [T41,T42] | LETTERKENNY |  | 55.1006 | -7.5337
MV/LV Substation WO***046 |  | 10 kV | _ | LV | 100 kVA :Pole Substation | 0.1 | --> | 0.1 | 0 | 0 | Constrained, otherwise capacity available =85 kVA | --> | 0.095 | 0 | 0 | 0 | 0 | Constrained, otherwise capacity available =97 kW | --> | C19 ex MILFORD (NR) | Milford (nr) [T41,T42] | LETTERKENNY |  | 55.072 | -7.6787
MV/LV Substation UM***048X |  | 20 kV | _ | LV | 50 kVA :Pole Substation | 0.05 | --> | 0.05 | 0 | 0 | Constrained, otherwise capacity available =13 kVA | --> | 0.048 | 0 | 0.01 | 0 | 0 | Constrained, otherwise capacity available =45 kW | --> | C21 ex MILFORD (NR) | Milford (nr) [T41,T42] | LETTERKENNY |  | 55.1665 | -7.8004
MV/LV Substation PE***058X |  | 20 kV | _ | LV | 50 kVA :Pole Substation | 0.05 | --> | 0.05 | 0 | 0 | Constrained, otherwise capacity available =34 kVA | --> | 0.048 | 0 | 0 | 0 | 0 | Constrained, otherwise capacity available =50 kW | --> | C21 ex MILFORD (NR) | Milford (nr) [T41,T42] | LETTERKENNY |  | 55.1756 | -7.7861
MV/LV Substation CA***060 |  | 20 kV | _ | LV | 200 kVA :Pole Substation | 0.2 | --> | 0.2 | 0 | 0 | Constrained, otherwise capacity available =174 kVA | --> | 0.19 | 0 | 0 | 0 | 0 | Constrained, otherwise capacity available =194 kW | --> | C14 ex MILFORD (NR) | Milford (nr) [T41,T42] | LETTERKENNY |  | 55.2034 | -7.6334
MV/LV Substation NO***067 |  | 20 kV | _ | LV | 100 kVA :Pole Substation | 0.1 | --> | 0.1 | 0 | 0 | Constrained, otherwise capacity available =38 kVA | --> | 0.095 | 0 | 0 | 0 | 0 | Constrained, otherwise capacity available =103 kW | --> | C21 ex MILFORD (NR) | Milford (nr) [T41,T42] | LETTERKENNY |  | 55.1759 | -7.7945
MV/LV Substation KN***075X |  | 10 kV | _ | LV | 50 kVA :Pole Substation | 0.05 | --> | 0.05 | 0 | 0 | Constrained, otherwise capacity available =49 kVA | --> | 0.048 | 0 | 0 | 0 | 0 | Constrained, otherwise capacity available =48 kW | --> | C16 ex MILFORD (NR) | Milford (nr) [T41,T42] | LETTERKENNY |  | 55.0531 | -7.8174
MV/LV Substation DO***080 |  | 10 kV | _ | LV | 100 kVA :Pole Substation | 0.1 | --> | 0.1 | 0 | 0 | Constrained, otherwise capacity available =65 kVA | --> | 0.095 | 0 | 0 | 0 | 0 | Constrained, otherwise capacity available =100 kW | --> | C16 ex MILFORD (NR) | Milford (nr) [T41,T42] | LETTERKENNY |  | 54.9961 | -7.7941
MV/LV Substation EL***080X |  | 10 kV | _ | LV | 50 kVA :Pole Substation | 0.05 | --> | 0.05 | 0 | 0 | Constrained, otherwise capacity available =26 kVA | --> | 0.048 | 0 | 0 | 0 | 0 | Constrained, otherwise capacity available =51 kW | --> | C19 ex MILFORD (NR) | Milford (nr) [T41,T42] | LETTERKENNY |  | 55.0304 | -7.6505
MV/LV Substation HY***092X |  | 20 kV | _ | LV | 630 kVA :Building Structure | 0.63 | --> | 0.63 | 0 | 0 | Constrained, otherwise capacity available =559 kVA | --> | 0.598 | 0 | 0 | 0 | 0 | Constrained, otherwise capacity available =608 kW | --> | C14 ex MILFORD (NR) | Milford (nr) [T41,T42] | LETTERKENNY |  | 55.2623 | -7.6917
MV/LV Substation BE***096X |  | 20 kV | _ | LV | 400 kVA :Kiosk Substation | 0.4 | --> | 0.4 | 0 | 0 | Constrained, otherwise capacity available =344 kVA | --> | 0.38 | 0 | 0.014 | 0 | 0 | Constrained, otherwise capacity available =377 kW | --> | C21 ex MILFORD (NR) | Milford (nr) [T41,T42] | LETTERKENNY |  | 55.1952 | -7.8334
MV/LV Substation HO***100 |  | 10 kV | _ | LV | 100 kVA :Building Structure | 0.1 | --> | 0.1 | 0 | 0 | Constrained, otherwise capacity available =87 kVA | --> | 0.095 | 0 | 0 | 0 | 0 | Constrained, otherwise capacity available =97 kW | --> | C19 ex MILFORD (NR) | Milford (nr) [T41,T42] | LETTERKENNY |  | 55.0999 | -7.5319
MV/LV Substation CU***104X |  | 10 kV | _ | LV | 33 kVA :Pole Substation | 0.033 | --> | 0.033 | 0 | 0 | Constrained, otherwise capacity available =30 kVA | --> | 0.031 | 0 | 0 | 0 | 0 | Constrained, otherwise capacity available =32 kW | --> | C16 ex MILFORD (NR) | Milford (nr) [T41,T42] | LETTERKENNY |  | 55.0457 | -7.8274
MV/LV Substation WA***116X |  | 10 kV | _ | LV | 50 kVA :Pole Substation | 0.05 | --> | 0.05 | 0 | 0 | Constrained, otherwise capacity available =21 kVA | --> | 0.048 | 0 | 0 | 0 | 0 | Constrained, otherwise capacity available =51 kW | --> | C19 ex MILFORD (NR) | Milford (nr) [T41,T42] | LETTERKENNY |  | 55.1007 | -7.5699
MV/LV Substation CU***118X |  | 10 kV | _ | LV | 50 kVA :Pole Substation | 0.05 | --> | 0.05 | 0 | 0 | Constrained, otherwise capacity available =49 kVA | --> | 0.048 | 0 | 0 | 0 | 0 | Constrained, otherwise capacity available =48 kW | --> | C16 ex MILFORD (NR) | Milford (nr) [T41,T42] | LETTERKENNY |  | 55.0503 | -7.8314
MV/LV Substation DO***125X |  | 10 kV | _ | LV | 400 kVA :Kiosk Substation | 0.4 | --> | 0.4 | 0 | 0 | Constrained, otherwise capacity available =193 kVA | --> | 0.38 | 0 | 0.031 | 0 | 0 | Constrained, otherwise capacity available =384 kW | --> | C14 ex MILFORD (NR) | Milford (nr) [T41,T42] | LETTERKENNY |  | 55.0867 | -7.6984
MV/LV Substation EN***132 |  | 10 kV | _ | LV | 50 kVA :Pole Substation | 0.05 | --> | 0.05 | 0 | 0 | Constrained, otherwise capacity available =44 kVA | --> | 0.048 | 0 | 0.004 | 0 | 0 | Constrained, otherwise capacity available =45 kW | --> | C19 ex MILFORD (NR) | Milford (nr) [T41,T42] | LETTERKENNY |  | 55.0543 | -7.6529
MV/LV Substation GR***132X |  | 10 kV | _ | LV | 100 kVA :Pole Substation | 0.1 | --> | 0.1 | 0 | 0 | Constrained, otherwise capacity available =75 kVA | --> | 0.095 | 0 | 0.008 | 0 | 0 | Constrained, otherwise capacity available =92 kW | --> | C21 ex MILFORD (NR) | Milford (nr) [T41,T42] | LETTERKENNY |  | 55.0957 | -7.6991
MV/LV Substation RO***133X |  | 20 kV | _ | LV | 200 kVA :Kiosk Substation | 0.2 | --> | 0.2 | 0 | 0 | Constrained, otherwise capacity available =159 kVA | --> | 0.19 | 0 | 0.01 | 0 | 0 | Constrained, otherwise capacity available =188 kW | --> | C14 ex MILFORD (NR) | Milford (nr) [T41,T42] | LETTERKENNY |  | 55.2093 | -7.6201
MV/LV Substation BA***136 |  | 10 kV | _ | LV | 50 kVA :Pole Substation | 0.05 | --> | 0.05 | 0 | 0 | Constrained, otherwise capacity available =46 kVA | --> | 0.048 | 0 | 0.005 | 0 | 0 | Constrained, otherwise capacity available =44 kW | --> | C19 ex MILFORD (NR) | Milford (nr) [T41,T42] | LETTERKENNY |  | 55.0331 | -7.6923
MV/LV Substation OI***144 |  | 10 kV | _ | LV | 50 kVA :Pole Substation | 0.05 | --> | 0.05 | 0 | 0 | Constrained, otherwise capacity available =34 kVA | --> | 0.048 | 0 | 0 | 0 | 0 | Constrained, otherwise capacity available =50 kW | --> | C19 ex MILFORD (NR) | Milford (nr) [T41,T42] | LETTERKENNY |  | 55.0407 | -7.6576
MV/LV Substation FL***144X |  | 20 kV | _ | LV | 200 kVA :Kiosk Substation | 0.2 | --> | 0.2 | 0 | 0 | Constrained, otherwise capacity available =180 kVA | --> | 0.19 | 0 | 0.022 | 0 | 0 | Constrained, otherwise capacity available =176 kW | --> | C21 ex MILFORD (NR) | Milford (nr) [T41,T42] | LETTERKENNY |  | 55.1968 | -7.8248
MV/LV Substation BA***149 |  | 10 kV | _ | LV | 400 kVA :Kiosk Substation | 0.4 | --> | 0.4 | 0 | 0 | Constrained, otherwise capacity available =282 kVA | --> | 0.38 | 0 | 0.006 | 0 | 0 | Constrained, otherwise capacity available =391 kW | --> | C19 ex MILFORD (NR) | Milford (nr) [T41,T42] | LETTERKENNY |  | 55.0362 | -7.6518
MV/LV Substation FI***149X |  | 10 kV | _ | LV | 50 kVA :Pole Substation | 0.05 | --> | 0.05 | 0 | 0 | Constrained, otherwise capacity available =28 kVA | --> | 0.048 | 0 | 0 | 0 | 0 | Constrained, otherwise capacity available =50 kW | --> | C16 ex MILFORD (NR) | Milford (nr) [T41,T42] | LETTERKENNY |  | 55.0561 | -7.8294
MV/LV Substation TH***167X |  | 10 kV | _ | LV | 200 kVA :Pole Substation | 0.2 | --> | 0.2 | 0 | 0 | Constrained, otherwise capacity available =181 kVA | --> | 0.19 | 0 | 0.006 | 0 | 0 | Constrained, otherwise capacity available =188 kW | --> | C19 ex MILFORD (NR) | Milford (nr) [T41,T42] | LETTERKENNY |  | 55.0944 | -7.5425
MV/LV Substation GL***171X |  | 10 kV | _ | LV | 100 kVA :Pole Substation | 0.1 | --> | 0.1 | 0 | 0 | Constrained, otherwise capacity available =85 kVA | --> | 0.095 | 0 | 0 | 0 | 0 | Constrained, otherwise capacity available =97 kW | --> | C14 ex MILFORD (NR) | Milford (nr) [T41,T42] | LETTERKENNY |  | 55.083 | -7.6904
MV/LV Substation MI***191X |  | 10 kV | _ | LV | 200 kVA :Kiosk Substation | 0.2 | --> | 0.2 | 0 | 0 | Constrained, otherwise capacity available =127 kVA | --> | 0.19 | 0 | 0 | 0 | 0 | Constrained, otherwise capacity available =200 kW | --> | C16 ex MILFORD (NR) | Milford (nr) [T41,T42] | LETTERKENNY |  | 55.0264 | -7.7716
MV/LV Substation FL***194 |  | 10 kV | _ | LV | 100 kVA :Pole Substation | 0.1 | --> | 0.1 | 0 | 0 | Constrained, otherwise capacity available =78 kVA | --> | 0.095 | 0 | 0 | 0 | 0 | Constrained, otherwise capacity available =98 kW | --> | C19 ex MILFORD (NR) | Milford (nr) [T41,T42] | LETTERKENNY |  | 55.0388 | -7.6376
MV/LV Substation SW***195 |  | 10 kV | _ | LV | 100 kVA :Pole Substation | 0.1 | --> | 0.1 | 0 | 0 | Constrained, otherwise capacity available =89 kVA | --> | 0.095 | 0 | 0 | 0 | 0 | Constrained, otherwise capacity available =97 kW | --> | C19 ex MILFORD (NR) | Milford (nr) [T41,T42] | LETTERKENNY |  | 55.0369 | -7.6379
MV/LV Substation BA***196 |  | 10 kV | _ | LV | 400 kVA :Kiosk Substation | 0.4 | --> | 0.4 | 0 | 0 | Constrained, otherwise capacity available =263 kVA | --> | 0.38 | 0 | 0.023 | 0 | 0 | Constrained, otherwise capacity available =381 kW | --> | C19 ex MILFORD (NR) | Milford (nr) [T41,T42] | LETTERKENNY |  | 55.0373 | -7.6417
MV/LV Substation CH***197 |  | 10 kV | _ | LV | 100 kVA :Pole Substation | 0.1 | --> | 0.1 | 0 | 0 | Constrained, otherwise capacity available =34 kVA | --> | 0.095 | 0 | 0.007 | 0 | 0 | Constrained, otherwise capacity available =98 kW | --> | C19 ex MILFORD (NR) | Milford (nr) [T41,T42] | LETTERKENNY |  | 55.0358 | -7.6447
MV/LV Substation FI***205X |  | 20 kV | _ | LV | 100 kVA :Pole Substation | 0.1 | --> | 0.1 | 0 | 0 | Constrained, otherwise capacity available =94 kVA | --> | 0.095 | 0 | 0 | 0 | 0 | Constrained, otherwise capacity available =96 kW | --> | C14 ex MILFORD (NR) | Milford (nr) [T41,T42] | LETTERKENNY |  | 55.1984 | -7.691
MV/LV Substation MU***208 |  | 20 kV | _ | LV | 50 kVA :Pole Substation | 0.05 | --> | 0.05 | 0 | 0 | Constrained, otherwise capacity available =36 kVA | --> | 0.048 | 0 | 0.005 | 0 | 0 | Constrained, otherwise capacity available =46 kW | --> | C21 ex MILFORD (NR) | Milford (nr) [T41,T42] | LETTERKENNY |  | 55.1971 | -7.8358
MV/LV Substation CA***210 |  | 20 kV | _ | LV | 200 kVA :Pole Substation | 0.2 | --> | 0.2 | 0 | 0 | Constrained, otherwise capacity available =156 kVA | --> | 0.19 | 0 | 0 | 0 | 0 | Constrained, otherwise capacity available =196 kW | --> | C21 ex MILFORD (NR) | Milford (nr) [T41,T42] | LETTERKENNY |  | 55.2332 | -7.7956
MV/LV Substation KI***212X |  | 20 kV | _ | LV | 50 kVA :Pole Substation | 0.05 | --> | 0.05 | 0 | 0 | Constrained, otherwise capacity available =50 kVA | --> | 0.048 | 0 | 0 | 0 | 0 | Constrained, otherwise capacity available =48 kW | --> | C21 ex MILFORD (NR) | Milford (nr) [T41,T42] | LETTERKENNY |  | 55.1453 | -7.8139
MV/LV Substation DO***215 |  | 20 kV | _ | LV | 200 kVA :Pole Substation | 0.2 | --> | 0.2 | 0 | 0 | Constrained, otherwise capacity available =151 kVA | --> | 0.19 | 0 | 0 | 0 | 0 | Constrained, otherwise capacity available =197 kW | --> | C21 ex MILFORD (NR) | Milford (nr) [T41,T42] | LETTERKENNY |  | 55.1944 | -7.8414
MV/LV Substation DE***221 |  | 20 kV | _ | LV | 50 kVA :Pole Substation | 0.05 | --> | 0.05 | 0 | 0 | Constrained, otherwise capacity available =49 kVA | --> | 0.048 | 0 | 0 | 0 | 0 | Constrained, otherwise capacity available =48 kW | --> | C21 ex MILFORD (NR) | Milford (nr) [T41,T42] | LETTERKENNY |  | 55.1634 | -7.7267
MV/LV Substation FE***230 |  | 20 kV | _ | LV | 50 kVA :Pole Substation | 0.05 | --> | 0.05 | 0 | 0 | Constrained, otherwise capacity available =36 kVA | --> | 0.048 | 0 | 0.002 | 0 | 0 | Constrained, otherwise capacity available =48 kW | --> | C14 ex MILFORD (NR) | Milford (nr) [T41,T42] | LETTERKENNY |  | 55.1389 | -7.6569
MV/LV Substation CA***250 |  | 20 kV | _ | LV | 50 kVA :Pole Substation | 0.05 | --> | 0.05 | 0 | 0 | Constrained, otherwise capacity available =43 kVA | --> | 0.048 | 0 | 0 | 0 | 0 | Constrained, otherwise capacity available =48 kW | --> | C14 ex MILFORD (NR) | Milford (nr) [T41,T42] | LETTERKENNY |  | 55.2476 | -7.6956
MV/LV Substation DO***250X |  | 20 kV | _ | LV | 100 kVA :Pole Substation | 0.1 | --> | 0.1 | 0 | 0 | Constrained, otherwise capacity available =94 kVA | --> | 0.095 | 0 | 0 | 0 | 0 | Constrained, otherwise capacity available =96 kW | --> | C14 ex MILFORD (NR) | Milford (nr) [T41,T42] | LETTERKENNY |  | 55.1515 | -7.6667
MV/LV Substation BA***254 |  | 20 kV | _ | LV | 100 kVA :Pole Substation | 0.1 | --> | 0.1 | 0 | 0 | Constrained, otherwise capacity available =99 kVA | --> | 0.095 | 0 | 0 | 0 | 0 | Constrained, otherwise capacity available =95 kW | --> | C14 ex MILFORD (NR) | Milford (nr) [T41,T42] | LETTERKENNY |  | 55.2388 | -7.7244
MV/LV Substation FI***276 |  | 20 kV | _ | LV | 50 kVA :Pole Substation | 0.05 | --> | 0.05 | 0 | 0 | Constrained, otherwise capacity available =40 kVA | --> | 0.048 | 0 | 0 | 0 | 0 | Constrained, otherwise capacity available =49 kW | --> | C14 ex MILFORD (NR) | Milford (nr) [T41,T42] | LETTERKENNY |  | 55.1701 | -7.5781
MV/LV Substation FS***277 |  | 20 kV | _ | LV | 50 kVA :Pole Substation | 0.05 | --> | 0.05 | 0 | 0 | Constrained, otherwise capacity available =36 kVA | --> | 0.048 | 0 | 0 | 0 | 0 | Constrained, otherwise capacity available =49 kW | --> | C14 ex MILFORD (NR) | Milford (nr) [T41,T42] | LETTERKENNY |  | 55.1719 | -7.5768
MV/LV Substation AG***277X |  | 10 kV | _ | LV | 50 kVA :Pole Substation | 0.05 | --> | 0.05 | 0 | 0 | Constrained, otherwise capacity available =41 kVA | --> | 0.048 | 0 | 0 | 0 | 0 | Constrained, otherwise capacity available =49 kW | --> | C14 ex MILFORD (NR) | Milford (nr) [T41,T42] | LETTERKENNY |  | 55.0922 | -7.6844
MV/LV Substation TR***278X |  | 10 kV | _ | LV | 100 kVA :Pole Substation | 0.1 | --> | 0.1 | 0 | 0 | Constrained, otherwise capacity available =81 kVA | --> | 0.095 | 0 | 0 | 0 | 0 | Constrained, otherwise capacity available =98 kW | --> | C14 ex MILFORD (NR) | Milford (nr) [T41,T42] | LETTERKENNY |  | 55.0918 | -7.6823
MV/LV Substation KE***281 |  | 20 kV | _ | LV | 50 kVA :Pole Substation | 0.05 | --> | 0.05 | 0 | 0 | Constrained, otherwise capacity available =44 kVA | --> | 0.048 | 0 | 0 | 0 | 0 | Constrained, otherwise capacity available =48 kW | --> | C14 ex MILFORD (NR) | Milford (nr) [T41,T42] | LETTERKENNY |  | 55.1404 | -7.6671
MV/LV Substation CH***282 |  | 10 kV | _ | LV | 50 kVA :Pole Substation | 0.05 | --> | 0.05 | 0 | 0 | Constrained, otherwise capacity available =48 kVA | --> | 0.048 | 0 | 0 | 0 | 0 | Constrained, otherwise capacity available =48 kW | --> | C19 ex MILFORD (NR) | Milford (nr) [T41,T42] | LETTERKENNY |  | 55.0959 | -7.5565
MV/LV Substation RA***284 |  | 20 kV | _ | LV | 50 kVA :Pole Substation | 0.05 | --> | 0.05 | 0 | 0 | Constrained, otherwise capacity available =35 kVA | --> | 0.048 | 0 | 0 | 0 | 0 | Constrained, otherwise capacity available =49 kW | --> | C14 ex MILFORD (NR) | Milford (nr) [T41,T42] | LETTERKENNY |  | 55.1351 | -7.6725
MV/LV Substation CA***285 |  | 20 kV | _ | LV | 100 kVA :Pole Substation | 0.1 | --> | 0.1 | 0 | 0 | Constrained, otherwise capacity available =89 kVA | --> | 0.095 | 0 | 0 | 0 | 0 | Constrained, otherwise capacity available =96 kW | --> | C21 ex MILFORD (NR) | Milford (nr) [T41,T42] | LETTERKENNY |  | 55.1508 | -7.8036
MV/LV Substation FA***287 |  | 20 kV | _ | LV | 50 kVA :Pole Substation | 0.05 | --> | 0.05 | 0 | 0 | Constrained, otherwise capacity available =48 kVA | --> | 0.048 | 0 | 0 | 0 | 0 | Constrained, otherwise capacity available =48 kW | --> | C21 ex MILFORD (NR) | Milford (nr) [T41,T42] | LETTERKENNY |  | 55.1512 | -7.6944
MV/LV Substation RO***291 |  | 20 kV | _ | LV | 50 kVA :Pole Substation | 0.05 | --> | 0.05 | 0 | 0 | Constrained, otherwise capacity available =39 kVA | --> | 0.048 | 0 | 0.005 | 0 | 0 | Constrained, otherwise capacity available =45 kW | --> | C21 ex MILFORD (NR) | Milford (nr) [T41,T42] | LETTERKENNY |  | 55.1959 | -7.8174
MV/LV Substation CL***298X |  | 10 kV | _ | LV | 200 kVA :Kiosk Substation | 0.2 | --> | 0.2 | 0 | 0 | Constrained, otherwise capacity available =189 kVA | --> | 0.19 | 0 | 0.005 | 0 | 0 | Constrained, otherwise capacity available =188 kW | --> | C19 ex MILFORD (NR) | Milford (nr) [T41,T42] | LETTERKENNY |  | 55.1035 | -7.5321
MV/LV Substation CH***308 |  | 20 kV | _ | LV | 100 kVA :Pole Substation | 0.1 | --> | 0.1 | 0 | 0 | Constrained, otherwise capacity available =84 kVA | --> | 0.095 | 0 | 0 | 0 | 0 | Constrained, otherwise capacity available =97 kW | --> | C21 ex MILFORD (NR) | Milford (nr) [T41,T42] | LETTERKENNY |  | 55.1739 | -7.7898
MV/LV Substation PU***311 |  | 20 kV | _ | LV | 50 kVA :Pole Substation | 0.05 | --> | 0.05 | 0 | 0 | Constrained, otherwise capacity available =31 kVA | --> | 0.048 | 0 | 0 | 0 | 0 | Constrained, otherwise capacity available =50 kW | --> | C21 ex MILFORD (NR) | Milford (nr) [T41,T42] | LETTERKENNY |  | 55.1988 | -7.8201
MV/LV Substation GO***318 |  | 10 kV | _ | LV | 50 kVA :Pole Substation | 0.05 | --> | 0.05 | 0 | 0 | Constrained, otherwise capacity available =48 kVA | --> | 0.048 | 0 | 0 | 0 | 0 | Constrained, otherwise capacity available =48 kW | --> | C16 ex MILFORD (NR) | Milford (nr) [T41,T42] | LETTERKENNY |  | 55.045 | -7.8294
MV/LV Substation PU***323X |  | 20 kV | _ | LV | 100 kVA :Pole Substation | 0.1 | --> | 0.1 | 0 | 0 | Constrained, otherwise capacity available =97 kVA | --> | 0.095 | 0 | 0 | 0 | 0 | Constrained, otherwise capacity available =96 kW | --> | C14 ex MILFORD (NR) | Milford (nr) [T41,T42] | LETTERKENNY |  | 55.1981 | -7.6267
MV/LV Substation ID***339 |  | 10 kV | _ | LV | 200 kVA :Pole Substation | 0.2 | --> | 0.2 | 0 | 0 | Constrained, otherwise capacity available =192 kVA | --> | 0.19 | 0 | 0 | 0 | 0 | Constrained, otherwise capacity available =191 kW | --> | C19 ex MILFORD (NR) | Milford (nr) [T41,T42] | LETTERKENNY |  | 55.0837 | -7.684
MV/LV Substation PL***340 |  | 10 kV | _ | LV | 50 kVA :Pole Substation | 0.05 | --> | 0.05 | 0 | 0 | Constrained, otherwise capacity available =50 kVA | --> | 0.048 | 0 | 0 | 0 | 0 | Constrained, otherwise capacity available =48 kW | --> | C16 ex MILFORD (NR) | Milford (nr) [T41,T42] | LETTERKENNY |  | 55.0584 | -7.8059
MV/LV Substation MA***341 |  | 20 kV | _ | LV | 50 kVA :Pole Substation | 0.05 | --> | 0.05 | 0 | 0 | Constrained, otherwise capacity available =31 kVA | --> | 0.048 | 0 | 0 | 0 | 0 | Constrained, otherwise capacity available =50 kW | --> | C14 ex MILFORD (NR) | Milford (nr) [T41,T42] | LETTERKENNY |  | 55.1832 | -7.6123
MV/LV Substation MA***343X |  | 10 kV | _ | LV | 200 kVA :Kiosk Substation | 0.2 | --> | 0.2 | 0 | 0 | Constrained, otherwise capacity available =126 kVA | --> | 0.19 | 0 | 0.011 | 0 | 0 | Constrained, otherwise capacity available =192 kW | --> | C16 ex MILFORD (NR) | Milford (nr) [T41,T42] | LETTERKENNY |  | 55.0281 | -7.7824
MV/LV Substation RO***354 |  | 20 kV | _ | LV | 50 kVA :Pole Substation | 0.05 | --> | 0.05 | 0 | 0 | Constrained, otherwise capacity available =24 kVA | --> | 0.048 | 0 | 0.021 | 0 | 0 | Constrained, otherwise capacity available =35 kW | --> | C21 ex MILFORD (NR) | Milford (nr) [T41,T42] | LETTERKENNY |  | 55.1945 | -7.8194
MV/LV Substation KI***360 |  | 20 kV | _ | LV | 50 kVA :Pole Substation | 0.05 | --> | 0.05 | 0 | 0 | Constrained, otherwise capacity available =46 kVA | --> | 0.048 | 0 | 0.01 | 0 | 0 | Constrained, otherwise capacity available =41 kW | --> | C21 ex MILFORD (NR) | Milford (nr) [T41,T42] | LETTERKENNY |  | 55.2029 | -7.8159
MV/LV Substation GO***364X |  | 20 kV | _ | LV | 50 kVA :Pole Substation | 0.05 | --> | 0.05 | 0 | 0 | Constrained, otherwise capacity available =50 kVA | --> | 0.048 | 0 | 0 | 0 | 0 | Constrained, otherwise capacity available =48 kW | --> | C14 ex MILFORD (NR) | Milford (nr) [T41,T42] | LETTERKENNY |  | 55.2037 | -7.6335
MV/LV Substation MI***366 |  | 10 kV | _ | LV | 100 kVA :Pole Substation | 0.1 | --> | 0.1 | 0 | 0 | Constrained, otherwise capacity available =70 kVA | --> | 0.095 | 0 | 0.005 | 0 | 0 | Constrained, otherwise capacity available =95 kW | --> | C16 ex MILFORD (NR) | Milford (nr) [T41,T42] | LETTERKENNY |  | 55.0279 | -7.7762
MV/LV Substation CU***369 |  | 10 kV | _ | LV | 50 kVA :Pole Substation | 0.05 | --> | 0.05 | 0 | 0 | Constrained, otherwise capacity available =45 kVA | --> | 0.048 | 0 | 0.005 | 0 | 0 | Constrained, otherwise capacity available =44 kW | --> | C16 ex MILFORD (NR) | Milford (nr) [T41,T42] | LETTERKENNY |  | 55.0494 | -7.833
MV/LV Substation MA***372 |  | 10 kV | _ | LV | 50 kVA :Pole Substation | 0.05 | --> | 0.05 | 0 | 0 | Constrained, otherwise capacity available =44 kVA | --> | 0.048 | 0 | 0 | 0 | 0 | Constrained, otherwise capacity available =48 kW | --> | C16 ex MILFORD (NR) | Milford (nr) [T41,T42] | LETTERKENNY |  | 55.0268 | -7.7829
MV/LV Substation MC***379X |  | 20 kV | _ | LV | 200 kVA :Pole Substation | 0.2 | --> | 0.2 | 0 | 0 | Constrained, otherwise capacity available =195 kVA | --> | 0.19 | 0 | 0 | 0 | 0 | Constrained, otherwise capacity available =191 kW | --> | C14 ex MILFORD (NR) | Milford (nr) [T41,T42] | LETTERKENNY |  | 55.2083 | -7.6288
MV/LV Substation PU***390 |  | 20 kV | _ | LV | 50 kVA :Pole Substation | 0.05 | --> | 0.05 | 0 | 0 | Constrained, otherwise capacity available =46 kVA | --> | 0.048 | 0 | 0 | 0 | 0 | Constrained, otherwise capacity available =48 kW | --> | C14 ex MILFORD (NR) | Milford (nr) [T41,T42] | LETTERKENNY |  | 55.2461 | -7.69
MV/LV Substation CO***392X |  | 10 kV | _ | LV | 400 kVA :Kiosk Substation | 0.4 | --> | 0.4 | 0 | 0 | Constrained, otherwise capacity available =327 kVA | --> | 0.38 | 0 | 0 | 0 | 0 | Constrained, otherwise capacity available =390 kW | --> | C19 ex MILFORD (NR) | Milford (nr) [T41,T42] | LETTERKENNY |  | 55.0396 | -7.6548
MV/LV Substation RO***396 |  | 20 kV | _ | LV | 100 kVA :Pole Substation | 0.1 | --> | 0.1 | 0 | 0 | Constrained, otherwise capacity available =95 kVA | --> | 0.095 | 0 | 0.006 | 0 | 0 | Constrained, otherwise capacity available =91 kW | --> | C14 ex MILFORD (NR) | Milford (nr) [T41,T42] | LETTERKENNY |  | 55.1883 | -7.6856
MV/LV Substation LO***400 |  | 10 kV | _ | LV | 400 kVA :Building Structure | 0.4 | --> | 0.4 | 0 | 0 | Constrained, otherwise capacity available =220 kVA | --> | 0.38 | 0 | 0 | 0 | 0 | Constrained, otherwise capacity available =404 kW | --> | C21 ex MILFORD (NR) | Milford (nr) [T41,T42] | LETTERKENNY |  | 55.0615 | -7.7668
MV/LV Substation AR***4018 |  | 10 kV | _ | LV | 200 kVA :Pole Substation | 0.2 | --> | 0.2 | 0 | 0 | Constrained, otherwise capacity available =170 kVA | --> | 0.19 | 0 | 0 | 0 | 0 | Constrained, otherwise capacity available =194 kW | --> | C16 ex MILFORD (NR) | Milford (nr) [T41,T42] | LETTERKENNY |  | 55.0263 | -7.7807
MV/LV Substation PO***4079 |  | 20 kV | _ | LV | 50 kVA :Pole Substation | 0.05 | --> | 0.05 | 0 | 0 | Constrained, otherwise capacity available =46 kVA | --> | 0.048 | 0 | 0 | 0 | 0 | Constrained, otherwise capacity available =48 kW | --> | C14 ex MILFORD (NR) | Milford (nr) [T41,T42] | LETTERKENNY |  | 55.2055 | -7.6375
MV/LV Substation OL***408X |  | 10 kV | _ | LV | 400 kVA :Kiosk Substation | 0.4 | --> | 0.4 | 0 | 0 | Constrained, otherwise capacity available =304 kVA | --> | 0.38 | 0 | 0.002 | 0 | 0 | Constrained, otherwise capacity available =392 kW | --> | C16 ex MILFORD (NR) | Milford (nr) [T41,T42] | LETTERKENNY |  | 55.0309 | -7.7729
MV/LV Substation CU***4123 |  | 20 kV | _ | LV | 200 kVA :Pole Substation | 0.2 | --> | 0.2 | 0 | 0 | Constrained, otherwise capacity available =200 kVA | --> | 0.19 | 0 | 0 | 0 | 0 | Constrained, otherwise capacity available =190 kW | --> | C21 ex MILFORD (NR) | Milford (nr) [T41,T42] | LETTERKENNY |  | 55.1481 | -7.8381
MV/LV Substation SI***4128 |  | 20 kV | _ | LV | 50 kVA :Pole Substation | 0.05 | --> | 0.05 | 0 | 0 | Constrained, otherwise capacity available =37 kVA | --> | 0.048 | 0 | 0 | 0 | 0 | Constrained, otherwise capacity available =49 kW | --> | C21 ex MILFORD (NR) | Milford (nr) [T41,T42] | LETTERKENNY |  | 55.209 | -7.8198
MV/LV Substation FA***413X |  | 20 kV | _ | LV | 50 kVA :Pole Substation | 0.05 | --> | 0.05 | 0 | 0 | Constrained, otherwise capacity available =49 kVA | --> | 0.048 | 0 | 0 | 0 | 0 | Constrained, otherwise capacity available =48 kW | --> | C14 ex MILFORD (NR) | Milford (nr) [T41,T42] | LETTERKENNY |  | 55.2351 | -7.692
MV/LV Substation IR***4213 |  | 10 kV | _ | LV | 400 kVA :Building Structure | 0.4 | --> | 0.4 | 0 | 0 | Constrained, otherwise capacity available =318 kVA | --> | 0.38 | 0 | 0 | 0 | 0 | Constrained, otherwise capacity available =391 kW | --> | C16 ex MILFORD (NR) | Milford (nr) [T41,T42] | LETTERKENNY |  | 55.0668 | -7.8086
MV/LV Substation DR***4230 |  | 10 kV | _ | LV | 50 kVA :Pole Substation | 0.05 | --> | 0.05 | 0 | 0 | Constrained, otherwise capacity available =39 kVA | --> | 0.048 | 0 | 0.01 | 0 | 0 | Constrained, otherwise capacity available =42 kW | --> | C19 ex MILFORD (NR) | Milford (nr) [T41,T42] | LETTERKENNY |  | 55.0771 | -7.6427
MV/LV Substation RO***4232 |  | 20 kV | _ | LV | 50 kVA :Pole Substation | 0.05 | --> | 0.05 | 0 | 0 | Constrained, otherwise capacity available =47 kVA | --> | 0.048 | 0 | 0 | 0 | 0 | Constrained, otherwise capacity available =48 kW | --> | C21 ex MILFORD (NR) | Milford (nr) [T41,T42] | LETTERKENNY |  | 55.192 | -7.8096
MV/LV Substation KI***4279 |  | 20 kV | _ | LV | 50 kVA :Pole Substation | 0.05 | --> | 0.05 | 0 | 0 | Constrained, otherwise capacity available =50 kVA | --> | 0.048 | 0 | 0 | 0 | 0 | Constrained, otherwise capacity available =48 kW | --> | C21 ex MILFORD (NR) | Milford (nr) [T41,T42] | LETTERKENNY |  | 55.203 | -7.8119
MV/LV Substation KE***428 |  | 20 kV | _ | LV | 100 kVA :Pole Substation | 0.1 | --> | 0.1 | 0 | 0 | Constrained, otherwise capacity available =2 kVA | --> | 0.095 | 0 | 0.017 | 0 | 0 | Constrained, otherwise capacity available =95 kW | --> | C14 ex MILFORD (NR) | Milford (nr) [T41,T42] | LETTERKENNY |  | 55.1366 | -7.6665
MV/LV Substation TA***4312 |  | 20 kV | _ | LV | 100 kVA :Pole Substation | 0.1 | --> | 0.1 | 0 | 0 | Constrained, otherwise capacity available =96 kVA | --> | 0.095 | 0 | 0 | 0 | 0 | Constrained, otherwise capacity available =96 kW | --> | C14 ex MILFORD (NR) | Milford (nr) [T41,T42] | LETTERKENNY |  | 55.1972 | -7.691
MV/LV Substation IR***4313 |  | 10 kV | _ | LV | 400 kVA :Building Structure | 0.4 | --> | 0.4 | 0 | 0 | Constrained, otherwise capacity available =236 kVA | --> | 0.38 | 0 | 0 | 0 | 0 | Constrained, otherwise capacity available =402 kW | --> | C19 ex MILFORD (NR) | Milford (nr) [T41,T42] | LETTERKENNY |  | 55.0672 | -7.6213
MV/LV Substation MI***4339 |  | 10 kV | _ | LV | 630 kVA :Kiosk Substation | 0.63 | --> | 0.63 | 0 | 0 | Constrained, otherwise capacity available =588 kVA | --> | 0.598 | 0 | 0 | 0 | 0 | Constrained, otherwise capacity available =604 kW | --> | C19 ex MILFORD (NR) | Milford (nr) [T41,T42] | LETTERKENNY |  | 55.0814 | -7.6855
MV/LV Substation UM***4344 |  | 20 kV | _ | LV | 200 kVA :Pole Substation | 0.2 | --> | 0.2 | 0 | 0 | Constrained, otherwise capacity available =200 kVA | --> | 0.19 | 0 | 0 | 0 | 0 | Constrained, otherwise capacity available =190 kW | --> | C21 ex MILFORD (NR) | Milford (nr) [T41,T42] | LETTERKENNY |  | 55.17 | -7.8017
MV/LV Substation GL***436 |  | 20 kV | _ | LV | 100 kVA :Pole Substation | 0.1 | --> | 0.1 | 0 | 0 | Constrained, otherwise capacity available =93 kVA | --> | 0.095 | 0 | 0 | 0 | 0 | Constrained, otherwise capacity available =96 kW | --> | C14 ex MILFORD (NR) | Milford (nr) [T41,T42] | LETTERKENNY |  | 55.1577 | -7.5984
MV/LV Substation LA***449X |  | 10 kV | _ | LV | 200 kVA :Pole Substation | 0.2 | --> | 0.2 | 0 | 0 | Constrained, otherwise capacity available =198 kVA | --> | 0.19 | 0 | 0 | 0 | 0 | Constrained, otherwise capacity available =190 kW | --> | C19 ex MILFORD (NR) | Milford (nr) [T41,T42] | LETTERKENNY |  | 55.0757 | -7.6783
MV/LV Substation DI***453X |  | 20 kV | _ | LV | 50 kVA :Pole Substation | 0.05 | --> | 0.05 | 0 | 0 | Constrained, otherwise capacity available =49 kVA | --> | 0.048 | 0 | 0 | 0 | 0 | Constrained, otherwise capacity available =48 kW | --> | C21 ex MILFORD (NR) | Milford (nr) [T41,T42] | LETTERKENNY |  | 55.1763 | -7.7851
MV/LV Substation PR***456X |  | 10 kV | _ | LV | 50 kVA :Pole Substation | 0.05 | --> | 0.05 | 0 | 0 | Constrained, otherwise capacity available =49 kVA | --> | 0.048 | 0 | 0 | 0 | 0 | Constrained, otherwise capacity available =48 kW | --> | C16 ex MILFORD (NR) | Milford (nr) [T41,T42] | LETTERKENNY |  | 55.0628 | -7.7846
MV/LV Substation RO***460 |  | 20 kV | _ | LV | 50 kVA :Pole Substation | 0.05 | --> | 0.05 | 0 | 0 | Constrained, otherwise capacity available =41 kVA | --> | 0.048 | 0 | 0 | 0 | 0 | Constrained, otherwise capacity available =49 kW | --> | C14 ex MILFORD (NR) | Milford (nr) [T41,T42] | LETTERKENNY |  | 55.1914 | -7.6871
MV/LV Substation DO***462X |  | 20 kV | _ | LV | 630 kVA :Building Structure | 0.63 | --> | 0.63 | 0 | 0 | Constrained, otherwise capacity available =592 kVA | --> | 0.598 | 0 | 0.04 | 0 | 0 | Constrained, otherwise capacity available =574 kW | --> | C21 ex MILFORD (NR) | Milford (nr) [T41,T42] | LETTERKENNY |  | 55.1944 | -7.8356
MV/LV Substation DI***484X |  | 10 kV | _ | LV | 50 kVA :Pole Substation | 0.05 | --> | 0.05 | 0 | 0 | Constrained, otherwise capacity available =48 kVA | --> | 0.048 | 0 | 0 | 0 | 0 | Constrained, otherwise capacity available =48 kW | --> | C16 ex MILFORD (NR) | Milford (nr) [T41,T42] | LETTERKENNY |  | 55.0498 | -7.7889
MV/LV Substation TA***489X |  | 20 kV | _ | LV | 100 kVA :Pole Substation | 0.1 | --> | 0.1 | 0 | 0 | Constrained, otherwise capacity available =94 kVA | --> | 0.095 | 0 | 0 | 0 | 0 | Constrained, otherwise capacity available =96 kW | --> | C14 ex MILFORD (NR) | Milford (nr) [T41,T42] | LETTERKENNY |  | 55.1991 | -7.6933
MV/LV Substation ST***490X |  | 20 kV | _ | LV | 50 kVA :Pole Substation | 0.05 | --> | 0.05 | 0 | 0 | Constrained, otherwise capacity available =38 kVA | --> | 0.048 | 0 | 0 | 0 | 0 | Constrained, otherwise capacity available =49 kW | --> | C21 ex MILFORD (NR) | Milford (nr) [T41,T42] | LETTERKENNY |  | 55.1658 | -7.8188
MV/LV Substation CO***501X |  | 10 kV | _ | LV | 400 kVA :Kiosk Substation | 0.4 | --> | 0.4 | 0 | 0 | Constrained, otherwise capacity available =365 kVA | --> | 0.38 | 0 | 0.005 | 0 | 0 | Constrained, otherwise capacity available =381 kW | --> | C14 ex MILFORD (NR) | Milford (nr) [T41,T42] | LETTERKENNY |  | 55.0928 | -7.6947
MV/LV Substation CR***537 |  | 20 kV | _ | LV | 100 kVA :Pole Substation | 0.1 | --> | 0.1 | 0 | 0 | Constrained, otherwise capacity available =85 kVA | --> | 0.095 | 0 | 0.005 | 0 | 0 | Constrained, otherwise capacity available =93 kW | --> | C21 ex MILFORD (NR) | Milford (nr) [T41,T42] | LETTERKENNY |  | 55.1398 | -7.6971
MV/LV Substation ME***539 |  | 20 kV | _ | LV | 100 kVA :Pole Substation | 0.1 | --> | 0.1 | 0 | 0 | Constrained, otherwise capacity available =89 kVA | --> | 0.095 | 0 | 0 | 0 | 0 | Constrained, otherwise capacity available =96 kW | --> | C21 ex MILFORD (NR) | Milford (nr) [T41,T42] | LETTERKENNY |  | 55.1973 | -7.8142
MV/LV Substation FA***544 |  | 20 kV | _ | LV | 50 kVA :Pole Substation | 0.05 | --> | 0.05 | 0 | 0 | Constrained, otherwise capacity available =38 kVA | --> | 0.048 | 0 | 0 | 0 | 0 | Constrained, otherwise capacity available =49 kW | --> | C21 ex MILFORD (NR) | Milford (nr) [T41,T42] | LETTERKENNY |  | 55.1866 | -7.825
MV/LV Substation RO***545 |  | 20 kV | _ | LV | 200 kVA :Pole Substation | 0.2 | --> | 0.2 | 0 | 0 | Constrained, otherwise capacity available =185 kVA | --> | 0.19 | 0 | 0.047 | 0 | 0 | Constrained, otherwise capacity available =157 kW | --> | C21 ex MILFORD (NR) | Milford (nr) [T41,T42] | LETTERKENNY |  | 55.1883 | -7.8294
MV/LV Substation KN***553 |  | 20 kV | _ | LV | 50 kVA :Pole Substation | 0.05 | --> | 0.05 | 0 | 0 | Constrained, otherwise capacity available =38 kVA | --> | 0.048 | 0 | 0 | 0 | 0 | Constrained, otherwise capacity available =49 kW | --> | C14 ex MILFORD (NR) | Milford (nr) [T41,T42] | LETTERKENNY |  | 55.179 | -7.5746
MV/LV Substation TR***556 |  | 20 kV | _ | LV | 200 kVA :Pole Substation | 0.2 | --> | 0.2 | 0 | 0 | Constrained, otherwise capacity available =181 kVA | --> | 0.19 | 0 | 0 | 0 | 0 | Constrained, otherwise capacity available =193 kW | --> | C14 ex MILFORD (NR) | Milford (nr) [T41,T42] | LETTERKENNY |  | 55.2253 | -7.7051
MV/LV Substation FO***566 |  | 10 kV | _ | LV | 100 kVA :Pole Substation | 0.1 | --> | 0.1 | 0 | 0 | Constrained, otherwise capacity available =92 kVA | --> | 0.095 | 0 | 0 | 0 | 0 | Constrained, otherwise capacity available =96 kW | --> | C19 ex MILFORD (NR) | Milford (nr) [T41,T42] | LETTERKENNY |  | 55.1032 | -7.5284
MV/LV Substation NE***567 |  | 10 kV | _ | LV | 50 kVA :Pole Substation | 0.05 | --> | 0.05 | 0 | 0 | Constrained, otherwise capacity available =43 kVA | --> | 0.048 | 0 | 0 | 0 | 0 | Constrained, otherwise capacity available =48 kW | --> | C14 ex MILFORD (NR) | Milford (nr) [T41,T42] | LETTERKENNY |  | 55.1064 | -7.6854
MV/LV Substation CR***570 |  | 20 kV | _ | LV | 50 kVA :Pole Substation | 0.05 | --> | 0.05 | 0 | 0 | Constrained, otherwise capacity available =40 kVA | --> | 0.048 | 0 | 0 | 0 | 0 | Constrained, otherwise capacity available =49 kW | --> | C14 ex MILFORD (NR) | Milford (nr) [T41,T42] | LETTERKENNY |  | 55.2064 | -7.63
MV/LV Substation LO***573 |  | 10 kV | _ | LV | 200 kVA :Pole Substation | 0.2 | --> | 0.2 | 0 | 0 | Constrained, otherwise capacity available =147 kVA | --> | 0.19 | 0 | 0 | 0 | 0 | Constrained, otherwise capacity available =197 kW | --> | C21 ex MILFORD (NR) | Milford (nr) [T41,T42] | LETTERKENNY |  | 55.0889 | -7.7099
MV/LV Substation MU***575X |  | 10 kV | _ | LV | 50 kVA :Pole Substation | 0.05 | --> | 0.05 | 0 | 0 | Constrained, otherwise capacity available =50 kVA | --> | 0.048 | 0 | 0 | 0 | 0 | Constrained, otherwise capacity available =48 kW | --> | C19 ex MILFORD (NR) | Milford (nr) [T41,T42] | LETTERKENNY |  | 55.0798 | -7.6873
MV/LV Substation RA***589X |  | 10 kV | _ | LV | 100 kVA :Pole Substation | 0.1 | --> | 0.1 | 0 | 0 | Constrained, otherwise capacity available =80 kVA | --> | 0.095 | 0 | 0.024 | 0 | 0 | Constrained, otherwise capacity available =80 kW | --> | C16 ex MILFORD (NR) | Milford (nr) [T41,T42] | LETTERKENNY |  | 55.0273 | -7.7758
MV/LV Substation TH***596 |  | 10 kV | _ | LV | 50 kVA :Pole Substation | 0.05 | --> | 0.05 | 0 | 0 | Constrained, otherwise capacity available =30 kVA | --> | 0.048 | 0 | 0 | 0 | 0 | Constrained, otherwise capacity available =50 kW | --> | C16 ex MILFORD (NR) | Milford (nr) [T41,T42] | LETTERKENNY |  | 55.0444 | -7.8082
MV/LV Substation PI***603 |  | 10 kV | _ | LV | 200 kVA :Kiosk Substation | 0.2 | --> | 0.2 | 0 | 0 | Constrained, otherwise capacity available =65 kVA | --> | 0.19 | 0 | 0.004 | 0 | 0 | Constrained, otherwise capacity available =205 kW | --> | C19 ex MILFORD (NR) | Milford (nr) [T41,T42] | LETTERKENNY |  | 55.0959 | -7.5341
MV/LV Substation SU***615 |  | 20 kV | _ | LV | 50 kVA :Pole Substation | 0.05 | --> | 0.05 | 0 | 0 | Constrained, otherwise capacity available =48 kVA | --> | 0.048 | 0 | 0.01 | 0 | 0 | Constrained, otherwise capacity available =40 kW | --> | C21 ex MILFORD (NR) | Milford (nr) [T41,T42] | LETTERKENNY |  | 55.1977 | -7.8609
MV/LV Substation LE***615X |  | 10 kV | _ | LV | 200 kVA :Kiosk Substation | 0.2 | --> | 0.2 | 0 | 0 | Constrained, otherwise capacity available =166 kVA | --> | 0.19 | 0 | 0.006 | 0 | 0 | Constrained, otherwise capacity available =190 kW | --> | C19 ex MILFORD (NR) | Milford (nr) [T41,T42] | LETTERKENNY |  | 55.0327 | -7.6517
MV/LV Substation ST***620 |  | 10 kV | _ | LV | 50 kVA :Pole Substation | 0.05 | --> | 0.05 | 0 | 0 | Constrained, otherwise capacity available =41 kVA | --> | 0.048 | 0 | 0.005 | 0 | 0 | Constrained, otherwise capacity available =45 kW | --> | C19 ex MILFORD (NR) | Milford (nr) [T41,T42] | LETTERKENNY |  | 55.0972 | -7.5388
MV/LV Substation MA***622 |  | 10 kV | _ | LV | 200 kVA :Pole Substation | 0.2 | --> | 0.2 | 0 | 0 | Constrained, otherwise capacity available =93 kVA | --> | 0.19 | 0 | 0.017 | 0 | 0 | Constrained, otherwise capacity available =192 kW | --> | C14 ex MILFORD (NR) | Milford (nr) [T41,T42] | LETTERKENNY |  | 55.0883 | -7.6954
MV/LV Substation UD***639X |  | 20 kV | _ | LV | 200 kVA :Pole Substation | 0.2 | --> | 0.2 | 0 | 0 | Constrained, otherwise capacity available =197 kVA | --> | 0.19 | 0 | 0 | 0 | 0 | Constrained, otherwise capacity available =190 kW | --> | C14 ex MILFORD (NR) | Milford (nr) [T41,T42] | LETTERKENNY |  | 55.244 | -7.7112
MV/LV Substation LE***648X |  | 20 kV | _ | LV | 400 kVA :Kiosk Substation | 0.4 | --> | 0.4 | 0 | 0 | Constrained, otherwise capacity available =309 kVA | --> | 0.38 | 0 | 0 | 0 | 0 | Constrained, otherwise capacity available =392 kW | --> | C21 ex MILFORD (NR) | Milford (nr) [T41,T42] | LETTERKENNY |  | 55.2003 | -7.8316
MV/LV Substation CU***657X |  | 10 kV | _ | LV | 400 kVA :Kiosk Substation | 0.4 | --> | 0.4 | 0 | 0 | Constrained, otherwise capacity available =308 kVA | --> | 0.38 | 0 | 0.007 | 0 | 0 | Constrained, otherwise capacity available =387 kW | --> | C19 ex MILFORD (NR) | Milford (nr) [T41,T42] | LETTERKENNY |  | 55.033 | -7.6476
MV/LV Substation BA***659 |  | 10 kV | _ | LV | 100 kVA :Pole Substation | 0.1 | --> | 0.1 | 0 | 0 | Constrained, otherwise capacity available =68 kVA | --> | 0.095 | 0 | 0.006 | 0 | 0 | Constrained, otherwise capacity available =95 kW | --> | C19 ex MILFORD (NR) | Milford (nr) [T41,T42] | LETTERKENNY |  | 55.0929 | -7.5503
MV/LV Substation WO***661 |  | 10 kV | _ | LV | 50 kVA :Pole Substation | 0.05 | --> | 0.05 | 0 | 0 | Constrained, otherwise capacity available =20 kVA | --> | 0.048 | 0 | 0.013 | 0 | 0 | Constrained, otherwise capacity available =42 kW | --> | C19 ex MILFORD (NR) | Milford (nr) [T41,T42] | LETTERKENNY |  | 55.1059 | -7.5304
MV/LV Substation PO***662 |  | 10 kV | _ | LV | 200 kVA :Pole Substation | 0.2 | --> | 0.2 | 0 | 0 | Constrained, otherwise capacity available =111 kVA | --> | 0.19 | 0 | 0.021 | 0 | 0 | Constrained, otherwise capacity available =186 kW | --> | C19 ex MILFORD (NR) | Milford (nr) [T41,T42] | LETTERKENNY |  | 55.0957 | -7.5385
MV/LV Substation MI***665 |  | 10 kV | _ | LV | 400 kVA :Building Structure | 0.4 | --> | 0.4 | 0 | 0 | Constrained, otherwise capacity available =319 kVA | --> | 0.38 | 0 | 0 | 0 | 0 | Constrained, otherwise capacity available =391 kW | --> | C19 ex MILFORD (NR) | Milford (nr) [T41,T42] | LETTERKENNY |  | 55.077 | -7.6809
MV/LV Substation KI***683 |  | 10 kV | _ | LV | 200 kVA :Pole Substation | 0.2 | --> | 0.2 | 0 | 0 | Constrained, otherwise capacity available =76 kVA | --> | 0.19 | 0 | 0.012 | 0 | 0 | Constrained, otherwise capacity available =197 kW | --> | C16 ex MILFORD (NR) | Milford (nr) [T41,T42] | LETTERKENNY |  | 55.0304 | -7.7788
MV/LV Substation KI***684 |  | 10 kV | _ | LV | 50 kVA :Pole Substation | 0.05 | --> | 0.05 | 0 | 0 | Constrained, otherwise capacity available =31 kVA | --> | 0.048 | 0 | 0.005 | 0 | 0 | Constrained, otherwise capacity available =46 kW | --> | C21 ex MILFORD (NR) | Milford (nr) [T41,T42] | LETTERKENNY |  | 55.085 | -7.7032
MV/LV Substation LA***684X |  | 10 kV | _ | LV | 400 kVA :Kiosk Substation | 0.4 | --> | 0.4 | 0 | 0 | Constrained, otherwise capacity available =348 kVA | --> | 0.38 | 0 | 0.005 | 0 | 0 | Constrained, otherwise capacity available =383 kW | --> | C14 ex MILFORD (NR) | Milford (nr) [T41,T42] | LETTERKENNY |  | 55.0857 | -7.6967
MV/LV Substation NA***686 |  | 10 kV | _ | LV | 200 kVA :Kiosk Substation | 0.2 | --> | 0.2 | 0 | 0 | Constrained, otherwise capacity available =136 kVA | --> | 0.19 | 0 | 0.012 | 0 | 0 | Constrained, otherwise capacity available =190 kW | --> | C21 ex MILFORD (NR) | Milford (nr) [T41,T42] | LETTERKENNY |  | 55.0908 | -7.7035
MV/LV Substation MI***687 |  | 10 kV | _ | LV | 50 kVA :Pole Substation | 0.05 | --> | 0.05 | 0 | 0 | Constrained, otherwise capacity available =30 kVA | --> | 0.048 | 0 | 0.01 | 0 | 0 | Constrained, otherwise capacity available =43 kW | --> | C19 ex MILFORD (NR) | Milford (nr) [T41,T42] | LETTERKENNY |  | 55.0803 | -7.683
MV/LV Substation CR***696X |  | 20 kV | _ | LV | 400 kVA :Building Structure | 0.4 | --> | 0.4 | 0 | 0 | Constrained, otherwise capacity available =394 kVA | --> | 0.38 | 0 | 0 | 0 | 0 | Constrained, otherwise capacity available =381 kW | --> | C21 ex MILFORD (NR) | Milford (nr) [T41,T42] | LETTERKENNY |  | 55.1558 | -7.7119
MV/LV Substation CA***719 |  | 20 kV | _ | LV | 400 kVA :Kiosk Substation | 0.4 | --> | 0.4 | 0 | 0 | Constrained, otherwise capacity available =276 kVA | --> | 0.38 | 0 | 0.014 | 0 | 0 | Constrained, otherwise capacity available =386 kW | --> | C21 ex MILFORD (NR) | Milford (nr) [T41,T42] | LETTERKENNY |  | 55.1769 | -7.7928
MV/LV Substation RA***725X |  | 10 kV | _ | LV | 50 kVA :Pole Substation | 0.05 | --> | 0.05 | 0 | 0 | Constrained, otherwise capacity available =50 kVA | --> | 0.048 | 0 | 0 | 0 | 0 | Constrained, otherwise capacity available =48 kW | --> | C19 ex MILFORD (NR) | Milford (nr) [T41,T42] | LETTERKENNY |  | 55.0269 | -7.6608
MV/LV Substation MU***729X |  | 10 kV | _ | LV | 100 kVA :Pole Substation | 0.1 | --> | 0.1 | 0 | 0 | Constrained, otherwise capacity available =98 kVA | --> | 0.095 | 0 | 0 | 0 | 0 | Constrained, otherwise capacity available =95 kW | --> | C19 ex MILFORD (NR) | Milford (nr) [T41,T42] | LETTERKENNY |  | 55.0236 | -7.6408
MV/LV Substation GL***732X |  | 10 kV | _ | LV | 50 kVA :Pole Substation | 0.05 | --> | 0.05 | 0 | 0 | Constrained, otherwise capacity available =47 kVA | --> | 0.048 | 0 | 0 | 0 | 0 | Constrained, otherwise capacity available =48 kW | --> | C19 ex MILFORD (NR) | Milford (nr) [T41,T42] | LETTERKENNY |  | 55.0164 | -7.6353
MV/LV Substation DO***747 |  | 20 kV | _ | LV | 200 kVA :Pole Substation | 0.2 | --> | 0.2 | 0 | 0 | Constrained, otherwise capacity available =100 kVA | --> | 0.19 | 0 | 0.026 | 0 | 0 | Constrained, otherwise capacity available =184 kW | --> | C21 ex MILFORD (NR) | Milford (nr) [T41,T42] | LETTERKENNY |  | 55.1961 | -7.8366
MV/LV Substation DO***748 |  | 20 kV | _ | LV | 200 kVA :Pole Substation | 0.2 | --> | 0.2 | 0 | 0 | Constrained, otherwise capacity available =142 kVA | --> | 0.19 | 0 | 0.01 | 0 | 0 | Constrained, otherwise capacity available =190 kW | --> | C21 ex MILFORD (NR) | Milford (nr) [T41,T42] | LETTERKENNY |  | 55.1924 | -7.8446
MV/LV Substation MI***755X |  | 10 kV | _ | LV | 50 kVA :Pole Substation | 0.05 | --> | 0.05 | 0 | 0 | Constrained, otherwise capacity available =34 kVA | --> | 0.048 | 0 | 0 | 0 | 0 | Constrained, otherwise capacity available =50 kW | --> | C16 ex MILFORD (NR) | Milford (nr) [T41,T42] | LETTERKENNY |  | 54.9909 | -7.8537
MV/LV Substation KE***793 |  | 20 kV | _ | LV | 200 kVA :Kiosk Substation | 0.2 | --> | 0.2 | 0 | 0 | Constrained, otherwise capacity available =147 kVA | --> | 0.19 | 0 | 0.005 | 0 | 0 | Constrained, otherwise capacity available =193 kW | --> | C14 ex MILFORD (NR) | Milford (nr) [T41,T42] | LETTERKENNY |  | 55.1376 | -7.6625
MV/LV Substation FR***799 |  | 10 kV | _ | LV | 400 kVA :Building Structure | 0.4 | --> | 0.4 | 0 | 0 | Constrained, otherwise capacity available =385 kVA | --> | 0.38 | 0 | 0 | 0 | 0 | Constrained, otherwise capacity available =382 kW | --> | C21 ex MILFORD (NR) | Milford (nr) [T41,T42] | LETTERKENNY |  | 55.0909 | -7.7076
MV/LV Substation TU***799X |  | 10 kV | _ | LV | 100 kVA :Pole Substation | 0.1 | --> | 0.1 | 0 | 0 | Constrained, otherwise capacity available =88 kVA | --> | 0.095 | 0 | 0 | 0 | 0 | Constrained, otherwise capacity available =97 kW | --> | C12 ex CULLION | Cullion [T41,T42] | LETTERKENNY |  | 54.997 | -7.8968
MV/LV Substation GL***804 |  | 20 kV | _ | LV | 100 kVA :Pole Substation | 0.1 | --> | 0.1 | 0 | 0 | Constrained, otherwise capacity available =68 kVA | --> | 0.095 | 0 | 0 | 0 | 0 | Constrained, otherwise capacity available =99 kW | --> | C21 ex MILFORD (NR) | Milford (nr) [T41,T42] | LETTERKENNY |  | 55.1264 | -7.8135
MV/LV Substation ST***811 |  | 20 kV | _ | LV | 50 kVA :Pole Substation | 0.05 | --> | 0.05 | 0 | 0 | Constrained, otherwise capacity available =49 kVA | --> | 0.048 | 0 | 0 | 0 | 0 | Constrained, otherwise capacity available =48 kW | --> | C21 ex MILFORD (NR) | Milford (nr) [T41,T42] | LETTERKENNY |  | 55.1272 | -7.7169
MV/LV Substation MO***814X |  | 10 kV | _ | LV | 200 kVA :Pole Substation | 0.2 | --> | 0.2 | 0 | 0 | Constrained, otherwise capacity available =185 kVA | --> | 0.19 | 0 | 0.009 | 0 | 0 | Constrained, otherwise capacity available =185 kW | --> | C19 ex MILFORD (NR) | Milford (nr) [T41,T42] | LETTERKENNY |  | 55.0215 | -7.6523
MV/LV Substation FI***815X |  | 10 kV | _ | LV | 200 kVA :Pole Substation | 0.2 | --> | 0.2 | 0 | 0 | Constrained, otherwise capacity available =151 kVA | --> | 0.19 | 0 | 0 | 0 | 0 | Constrained, otherwise capacity available =197 kW | --> | C19 ex MILFORD (NR) | Milford (nr) [T41,T42] | LETTERKENNY |  | 55.0198 | -7.6531
MV/LV Substation FA***825 |  | 20 kV | _ | LV | 50 kVA :Pole Substation | 0.05 | --> | 0.05 | 0 | 0 | Constrained, otherwise capacity available =16 kVA | --> | 0.048 | 0 | 0 | 0 | 0 | Constrained, otherwise capacity available =52 kW | --> | C14 ex MILFORD (NR) | Milford (nr) [T41,T42] | LETTERKENNY |  | 55.2571 | -7.6687
MV/LV Substation RA***828 |  | 10 kV | _ | LV | 100 kVA :Pole Substation | 0.1 | --> | 0.1 | 0 | 0 | Constrained, otherwise capacity available =87 kVA | --> | 0.095 | 0 | 0 | 0 | 0 | Constrained, otherwise capacity available =97 kW | --> | C19 ex MILFORD (NR) | Milford (nr) [T41,T42] | LETTERKENNY |  | 55.1006 | -7.53
MV/LV Substation CA***831 |  | 20 kV | _ | LV | 630 kVA :Kiosk Substation | 0.63 | --> | 0.63 | 0 | 0 | Constrained, otherwise capacity available =582 kVA | --> | 0.598 | 0 | 0 | 0 | 0 | Constrained, otherwise capacity available =605 kW | --> | C14 ex MILFORD (NR) | Milford (nr) [T41,T42] | LETTERKENNY |  | 55.1391 | -7.6693
MV/LV Substation SA***848 |  | 10 kV | _ | LV | 50 kVA :Pole Substation | 0.05 | --> | 0.05 | 0 | 0 | Constrained, otherwise capacity available =46 kVA | --> | 0.048 | 0 | 0 | 0 | 0 | Constrained, otherwise capacity available =48 kW | --> | C16 ex MILFORD (NR) | Milford (nr) [T41,T42] | LETTERKENNY |  | 55.041 | -7.8184
MV/LV Substation GO***849 |  | 20 kV | _ | LV | 200 kVA :Pole Substation | 0.2 | --> | 0.2 | 0 | 0 | Constrained, otherwise capacity available =191 kVA | --> | 0.19 | 0 | 0 | 0 | 0 | Constrained, otherwise capacity available =191 kW | --> | C21 ex MILFORD (NR) | Milford (nr) [T41,T42] | LETTERKENNY |  | 55.1994 | -7.8577
MV/LV Substation KE***856X |  | 20 kV | _ | LV | 50 kVA :Pole Substation | 0.05 | --> | 0.05 | 0 | 0 | Constrained, otherwise capacity available =50 kVA | --> | 0.048 | 0 | 0 | 0 | 0 | Constrained, otherwise capacity available =48 kW | --> | C21 ex MILFORD (NR) | Milford (nr) [T41,T42] | LETTERKENNY |  | 55.1578 | -7.7172
MV/LV Substation SE***868 |  | 20 kV | _ | LV | 50 kVA :Pole Substation | 0.05 | --> | 0.05 | 0 | 0 | Constrained, otherwise capacity available =50 kVA | --> | 0.048 | 0 | 0 | 0 | 0 | Constrained, otherwise capacity available =48 kW | --> | C14 ex MILFORD (NR) | Milford (nr) [T41,T42] | LETTERKENNY |  | 55.1834 | -7.7339
MV/LV Substation SE***874X |  | 20 kV | _ | LV | 200 kVA :Pole Substation | 0.2 | --> | 0.2 | 0 | 0 | Constrained, otherwise capacity available =170 kVA | --> | 0.19 | 0 | 0 | 0 | 0 | Constrained, otherwise capacity available =194 kW | --> | C21 ex MILFORD (NR) | Milford (nr) [T41,T42] | LETTERKENNY |  | 55.1451 | -7.8365
MV/LV Substation AR***881X |  | 10 kV | _ | LV | 200 kVA :Kiosk Substation | 0.2 | --> | 0.2 | 0 | 0 | Constrained, otherwise capacity available =165 kVA | --> | 0.19 | 0 | 0.03 | 0 | 0 | Constrained, otherwise capacity available =172 kW | --> | C19 ex MILFORD (NR) | Milford (nr) [T41,T42] | LETTERKENNY |  | 55.0713 | -7.6801
MV/LV Substation CL***892X |  | 10 kV | _ | LV | 50 kVA :Pole Substation | 0.05 | --> | 0.05 | 0 | 0 | Constrained, otherwise capacity available =49 kVA | --> | 0.048 | 0 | 0 | 0 | 0 | Constrained, otherwise capacity available =48 kW | --> | C21 ex MILFORD (NR) | Milford (nr) [T41,T42] | LETTERKENNY |  | 55.0825 | -7.7022
MV/LV Substation RO***902X |  | 10 kV | _ | LV | 50 kVA :Pole Substation | 0.05 | --> | 0.05 | 0 | 0 | Constrained, otherwise capacity available =49 kVA | --> | 0.048 | 0 | 0 | 0 | 0 | Constrained, otherwise capacity available =48 kW | --> | C21 ex MILFORD (NR) | Milford (nr) [T41,T42] | LETTERKENNY |  | 55.0976 | -7.6948
MV/LV Substation BA***925X |  | 20 kV | _ | LV | 50 kVA :Pole Substation | 0.05 | --> | 0.05 | 0 | 0 | Constrained, otherwise capacity available =50 kVA | --> | 0.048 | 0 | 0 | 0 | 0 | Constrained, otherwise capacity available =48 kW | --> | C14 ex MILFORD (NR) | Milford (nr) [T41,T42] | LETTERKENNY |  | 55.1942 | -7.7278
MV/LV Substation PO***936X |  | 10 kV | _ | LV | 50 kVA :Pole Substation | 0.05 | --> | 0.05 | 0 | 0 | Constrained, otherwise capacity available =50 kVA | --> | 0.048 | 0 | 0 | 0 | 0 | Constrained, otherwise capacity available =48 kW | --> | C16 ex MILFORD (NR) | Milford (nr) [T41,T42] | LETTERKENNY |  | 55.0538 | -7.7326
MV/LV Substation DR***943 |  | 20 kV | _ | LV | 50 kVA :Pole Substation | 0.05 | --> | 0.05 | 0 | 0 | Constrained, otherwise capacity available =34 kVA | --> | 0.048 | 0 | 0 | 0 | 0 | Constrained, otherwise capacity available =50 kW | --> | C21 ex MILFORD (NR) | Milford (nr) [T41,T42] | LETTERKENNY |  | 55.127 | -7.7355
MV/LV Substation BA***985 |  | 20 kV | _ | LV | 50 kVA :Pole Substation | 0.05 | --> | 0.05 | 0 | 0 | Constrained, otherwise capacity available =50 kVA | --> | 0.048 | 0 | 0 | 0 | 0 | Constrained, otherwise capacity available =48 kW | --> | C14 ex MILFORD (NR) | Milford (nr) [T41,T42] | LETTERKENNY |  | 55.2507 | -7.75
MV/LV Substation PU***001 |  | 10 kV | _ | LV | 50 kVA :Pole Substation | 0.05 | --> | 0.05 | 0 | 0 | Constrained, otherwise capacity available =36 kVA | --> | 0.048 | 0 | 0 | 0 | 0 | Constrained, otherwise capacity available =49 kW | --> | C18 ex CARRICKMACROSS | Carrickmacross [T41,T42] | MEATH HILL |  | 53.9832 | -6.7252
MV/LV Substation SH***002 |  | 10 kV | _ | LV | 200 kVA :Pole Substation | 0.2 | --> | 0.2 | 0 | 0 | Constrained, otherwise capacity available =122 kVA | --> | 0.19 | 0 | 0.026 | 0 | 0 | Constrained, otherwise capacity available =181 kW | --> | C18 ex CARRICKMACROSS | Carrickmacross [T41,T42] | MEATH HILL |  | 53.9781 | -6.7241
MV/LV Substation BR***003 |  | 10 kV | _ | LV | 400 kVA :Kiosk Substation | 0.4 | --> | 0.4 | 0 | 0 | Constrained, otherwise capacity available =257 kVA | --> | 0.38 | 0 | 0.014 | 0 | 0 | Constrained, otherwise capacity available =389 kW | --> | C18 ex CARRICKMACROSS | Carrickmacross [T41,T42] | MEATH HILL |  | 53.9772 | -6.7208
MV/LV Substation MA***004 |  | 10 kV | _ | LV | 630 kVA :Kiosk Substation | 0.63 | --> | 0.63 | 0 | 0 | Constrained, otherwise capacity available =314 kVA | --> | 0.598 | 0 | 0.013 | 0 | 0 | Constrained, otherwise capacity available =631 kW | --> | C18 ex CARRICKMACROSS | Carrickmacross [T41,T42] | MEATH HILL |  | 53.9754 | -6.72
MV/LV Substation TH***005 |  | 10 kV | _ | LV | 200 kVA :Pole Substation | 0.2 | --> | 0.2 | 0 | 0 | Constrained, otherwise capacity available =142 kVA | --> | 0.19 | 0 | 0 | 0 | 0 | Constrained, otherwise capacity available =198 kW | --> | C18 ex CARRICKMACROSS | Carrickmacross [T41,T42] | MEATH HILL |  | 53.9736 | -6.7198
MV/LV Substation AR***006 |  | 10 kV | _ | LV | 200 kVA :Pole Substation | 0.2 | --> | 0.2 | 0 | 0 | Constrained, otherwise capacity available =118 kVA | --> | 0.19 | 0 | 0.016 | 0 | 0 | Constrained, otherwise capacity available =189 kW | --> | C21 ex CARRICKMACROSS | Carrickmacross [T41,T42] | MEATH HILL |  | 53.9716 | -6.7188
MV/LV Substation DR***007 |  | 10 kV | _ | LV | 400 kVA :Kiosk Substation | 0.4 | --> | 0.4 | 0 | 0 | Constrained, otherwise capacity available =210 kVA | --> | 0.38 | 0 | 0.04 | 0 | 0 | Constrained, otherwise capacity available =376 kW | --> | C18 ex CARRICKMACROSS | Carrickmacross [T41,T42] | MEATH HILL |  | 53.9736 | -6.7129
MV/LV Substation DO***008 |  | 10 kV | _ | LV | 200 kVA :Building Structure | 0.2 | --> | 0.2 | 0 | 0 |  | --> | 0.19 | 0 | 0.01 | 0 | 0 | Constrained, otherwise capacity available =224 kW | --> | C18 ex CARRICKMACROSS | Carrickmacross [T41,T42] | MEATH HILL |  | 53.9761 | -6.711
MV/LV Substation O/***009 |  | 10 kV | _ | LV | 200 kVA :Pole Substation | 0.2 | --> | 0.2 | 0 | 0 | Constrained, otherwise capacity available =125 kVA | --> | 0.19 | 0 | 0.006 | 0 | 0 | Constrained, otherwise capacity available =196 kW | --> | C18 ex CARRICKMACROSS | Carrickmacross [T41,T42] | MEATH HILL |  | 53.9768 | -6.7147
MV/LV Substation BL***010 |  | 10 kV | _ | LV | 200 kVA :Pole Substation | 0.2 | --> | 0.2 | 0 | 0 | Constrained, otherwise capacity available =125 kVA | --> | 0.19 | 0 | 0.008 | 0 | 0 | Constrained, otherwise capacity available =194 kW | --> | C18 ex CARRICKMACROSS | Carrickmacross [T41,T42] | MEATH HILL |  | 53.9785 | -6.7173
MV/LV Substation FA***023 |  | 10 kV | _ | LV | 100 kVA :Building Structure | 0.1 | --> | 0.1 | 0 | 0 | Constrained, otherwise capacity available =97 kVA | --> | 0.095 | 0 | 0 | 0 | 0 | Constrained, otherwise capacity available =95 kW | --> | C18 ex CARRICKMACROSS | Carrickmacross [T41,T42] | MEATH HILL |  | 53.9777 | -6.7252
MV/LV Substation LI***024 |  | 10 kV | _ | LV | 100 kVA :Pole Substation | 0.1 | --> | 0.1 | 0 | 0 | Constrained, otherwise capacity available =84 kVA | --> | 0.095 | 0 | 0.01 | 0 | 0 | Constrained, otherwise capacity available =90 kW | --> | C17 ex CARRICKMACROSS | Carrickmacross [T41,T42] | MEATH HILL |  | 53.975 | -6.707
MV/LV Substation FA***026 |  | 10 kV | _ | LV | 200 kVA :Pole Substation | 0.2 | --> | 0.2 | 0 | 0 | Constrained, otherwise capacity available =48 kVA | --> | 0.19 | 0 | 0.024 | 0 | 0 | Constrained, otherwise capacity available =192 kW | --> | C18 ex CARRICKMACROSS | Carrickmacross [T41,T42] | MEATH HILL |  | 53.9744 | -6.7169
MV/LV Substation DU***028 |  | 10 kV | _ | LV | 200 kVA :Kiosk Substation | 0.2 | --> | 0.2 | 0 | 0 | Constrained, otherwise capacity available =158 kVA | --> | 0.19 | 0 | 0.009 | 0 | 0 | Constrained, otherwise capacity available =189 kW | --> | C18 ex CARRICKMACROSS | Carrickmacross [T41,T42] | MEATH HILL |  | 53.9756 | -6.7113
MV/LV Substation HI***030 |  | 10 kV | _ | LV | 400 kVA :Kiosk Substation | 0.4 | --> | 0.4 | 0 | 0 | Constrained, otherwise capacity available =344 kVA | --> | 0.38 | 0 | 0.01 | 0 | 0 | Constrained, otherwise capacity available =380 kW | --> | C17 ex CARRICKMACROSS | Carrickmacross [T41,T42] | MEATH HILL |  | 53.983 | -6.7146
MV/LV Substation CL***035 |  | 10 kV | _ | LV | 200 kVA :Pole Substation | 0.2 | --> | 0.2 | 0 | 0 | Constrained, otherwise capacity available =145 kVA | --> | 0.19 | 0 | 0 | 0 | 0 | Constrained, otherwise capacity available =197 kW | --> | C18 ex CARRICKMACROSS | Carrickmacross [T41,T42] | MEATH HILL |  | 53.9801 | -6.7153
MV/LV Substation CL***036 |  | 10 kV | _ | LV | 100 kVA :Pole Substation | 0.1 | --> | 0.1 | 0 | 0 | Constrained, otherwise capacity available =51 kVA | --> | 0.095 | 0 | 0.017 | 0 | 0 | Constrained, otherwise capacity available =89 kW | --> | C17 ex CARRICKMACROSS | Carrickmacross [T41,T42] | MEATH HILL |  | 53.9794 | -6.7117
MV/LV Substation HI***048 |  | 10 kV | _ | LV | 200 kVA :Pole Substation | 0.2 | --> | 0.2 | 0 | 0 | Constrained, otherwise capacity available =159 kVA | --> | 0.19 | 0 | 0.023 | 0 | 0 | Constrained, otherwise capacity available =178 kW | --> | C21 ex CARRICKMACROSS | Carrickmacross [T41,T42] | MEATH HILL |  | 53.9672 | -6.7183
MV/LV Substation ES***050 |  | 10 kV | _ | LV | 100 kVA :Pole Substation | 0.1 | --> | 0.1 | 0 | 0 | Constrained, otherwise capacity available =88 kVA | --> | 0.095 | 0 | 0.01 | 0 | 0 | Constrained, otherwise capacity available =89 kW | --> | C17 ex CARRICKMACROSS | Carrickmacross [T41,T42] | MEATH HILL |  | 53.9727 | -6.6237
MV/LV Substation MA***052 |  | 10 kV | _ | LV | 400 kVA :Kiosk Substation | 0.4 | --> | 0.4 | 0 | 0 | Constrained, otherwise capacity available =232 kVA | --> | 0.38 | 0 | 0 | 0 | 0 | Constrained, otherwise capacity available =402 kW | --> | C19 ex CARRICKMACROSS | Carrickmacross [T41,T42] | MEATH HILL |  | 53.9386 | -6.7838
MV/LV Substation DR***055 |  | 10 kV | _ | LV | 200 kVA :Pole Substation | 0.2 | --> | 0.2 | 0 | 0 | Constrained, otherwise capacity available =156 kVA | --> | 0.19 | 0 | 0 | 0 | 0 | Constrained, otherwise capacity available =196 kW | --> | C18 ex CARRICKMACROSS | Carrickmacross [T41,T42] | MEATH HILL |  | 53.979 | -6.7212
MV/LV Substation CO***105Y |  | 10 kV | _ | LV | 100 kVA :Pole Substation | 0.1 | --> | 0.1 | 0 | 0 | Constrained, otherwise capacity available =100 kVA | --> | 0.095 | 0 | 0 | 0 | 0 | Constrained, otherwise capacity available =95 kW | --> | C20 ex CARRICKMACROSS | Carrickmacross [T41,T42] | MEATH HILL |  | 53.9724 | -6.8411
MV/LV Substation BA***110Y |  | 10 kV | _ | LV | 100 kVA :Pole Substation | 0.1 | --> | 0.1 | 0 | 0 | Constrained, otherwise capacity available =96 kVA | --> | 0.095 | 0 | 0.005 | 0 | 0 | Constrained, otherwise capacity available =92 kW | --> | C20 ex CARRICKMACROSS | Carrickmacross [T41,T42] | MEATH HILL |  | 53.9811 | -6.77
MV/LV Substation CA***114Y |  | 10 kV | _ | LV | 630 kVA :Building Structure | 0.63 | --> | 0.63 | 0 | 0 | Constrained, otherwise capacity available =630 kVA | --> | 0.598 | 0 | 0 | 0 | 0 | Constrained, otherwise capacity available =598 kW | --> | C17 ex CARRICKMACROSS | Carrickmacross [T41,T42] | MEATH HILL |  | 53.9842 | -6.7202
MV/LV Substation VA***125Y |  | 10 kV | _ | LV | 200 kVA :Pole Substation | 0.2 | --> | 0.2 | 0 | 0 | Constrained, otherwise capacity available =70 kVA | --> | 0.19 | 0 | 0.003 | 0 | 0 | Constrained, otherwise capacity available =205 kW | --> | C18 ex CARRICKMACROSS | Carrickmacross [T41,T42] | MEATH HILL |  | 53.9799 | -6.7195
MV/LV Substation CO***135Y |  | 10 kV | _ | LV | 200 kVA :Pole Substation | 0.2 | --> | 0.2 | 0 | 0 | Constrained, otherwise capacity available =117 kVA | --> | 0.19 | 0 | 0.149 | 0 | 0 | Constrained, otherwise capacity available =84 kW | --> | C20 ex CARRICKMACROSS | Carrickmacross [T41,T42] | MEATH HILL |  | 53.9792 | -6.8237
MV/LV Substation BE***147Y |  | 10 kV | _ | LV | 200 kVA :Pole Substation | 0.2 | --> | 0.2 | 0 | 0 | Constrained, otherwise capacity available =187 kVA | --> | 0.19 | 0 | 0 | 0 | 0 | Constrained, otherwise capacity available =192 kW | --> | C21 ex CARRICKMACROSS | Carrickmacross [T41,T42] | MEATH HILL |  | 53.9761 | -6.7224
MV/LV Substation MU***149Y |  | 10 kV | _ | LV | 50 kVA :Pole Substation | 0.05 | --> | 0.05 | 0 | 0 | Constrained, otherwise capacity available =50 kVA | --> | 0.048 | 0 | 0 | 0 | 0 | Constrained, otherwise capacity available =48 kW | --> | C21 ex CARRICKMACROSS | Carrickmacross [T41,T42] | MEATH HILL |  | 53.9758 | -6.7266
MV/LV Substation BI***163Y |  | 10 kV | _ | LV | 400 kVA :Kiosk Substation | 0.4 | --> | 0.4 | 0.198 | 1.15 |  | --> | 0.38 | 0 | 0 | 0 | 0 | Constrained, otherwise capacity available =407 kW | --> | C16 ex TULLYNAMALRA | Tullynamalra [T41,T42] | MEATH HILL |  | 54.0612 | -6.8127
MV/LV Substation TU***187Y |  | 10 kV | _ | LV | 100 kVA :Pole Substation | 0.1 | --> | 0.1 | 0.099 | 1.15 |  | --> | 0.095 | 0 | 0 | 0 | 0 | Constrained, otherwise capacity available =95 kW | --> | C15 ex TULLYNAMALRA | Tullynamalra [T41,T42] | MEATH HILL |  | 54.0304 | -6.7051
MV/LV Substation SH***199Y |  | 10 kV | _ | LV | 400 kVA :Kiosk Substation | 0.4 | --> | 0.4 | 0 | 0 | Constrained, otherwise capacity available =258 kVA | --> | 0.38 | 0 | 0.036 | 0 | 0 | Constrained, otherwise capacity available =372 kW | --> | C18 ex CARRICKMACROSS | Carrickmacross [T41,T42] | MEATH HILL |  | 53.9759 | -6.72
MV/LV Substation DR***229Y |  | 10 kV | _ | LV | 50 kVA :Pole Substation | 0.05 | --> | 0.05 | 0 | 0 | Constrained, otherwise capacity available =45 kVA | --> | 0.048 | 0 | 0 | 0 | 0 | Constrained, otherwise capacity available =48 kW | --> | C24 ex CARRICKMACROSS | Carrickmacross [T41,T42] | MEATH HILL |  | 53.9991 | -6.7384
MV/LV Substation ME***247Y |  | 10 kV | _ | LV | 50 kVA :Pole Substation | 0.05 | --> | 0.05 | 0 | 0 | Constrained, otherwise capacity available =36 kVA | --> | 0.048 | 0 | 0 | 0 | 0 | Constrained, otherwise capacity available =49 kW | --> | C21 ex CARRICKMACROSS | Carrickmacross [T41,T42] | MEATH HILL |  | 53.9762 | -6.7228
MV/LV Substation DE***261Y |  | 10 kV | _ | LV | 50 kVA :Pole Substation | 0.05 | --> | 0.05 | 0 | 0 | Constrained, otherwise capacity available =50 kVA | --> | 0.048 | 0 | 0 | 0 | 0 | Constrained, otherwise capacity available =48 kW | --> | C19 ex CARRICKMACROSS | Carrickmacross [T41,T42] | MEATH HILL |  | 53.9655 | -6.7465
MV/LV Substation KE***279Y |  | 20 kV | _ | LV | 50 kVA :Pole Substation | 0.05 | --> | 0.05 | 0 | 0 | Constrained, otherwise capacity available =50 kVA | --> | 0.048 | 0 | 0 | 0 | 0 | Constrained, otherwise capacity available =48 kW | --> | C17 ex CARRICKMACROSS | Carrickmacross [T41,T42] | MEATH HILL |  | 53.9956 | -6.6015
MV/LV Substation MA***289Y |  | 10 kV | _ | LV | 100 kVA :Pole Substation | 0.1 | --> | 0.1 | 0 | 0 | Constrained, otherwise capacity available =92 kVA | --> | 0.095 | 0 | 0.01 | 0 | 0 | Constrained, otherwise capacity available =89 kW | --> | C21 ex CARRICKMACROSS | Carrickmacross [T41,T42] | MEATH HILL |  | 53.9707 | -6.7189
MV/LV Substation CR***297Y |  | 10 kV | _ | LV | 100 kVA :Pole Substation | 0.1 | --> | 0.1 | 0 | 0 | Constrained, otherwise capacity available =61 kVA | --> | 0.095 | 0 | 0.023 | 0 | 0 | Constrained, otherwise capacity available =83 kW | --> | C21 ex CARRICKMACROSS | Carrickmacross [T41,T42] | MEATH HILL |  | 53.9756 | -6.726
MV/LV Substation AC***304Y |  | 10 kV | _ | LV | 50 kVA :Pole Substation | 0.05 | --> | 0.05 | 0 | 0 | Constrained, otherwise capacity available =48 kVA | --> | 0.048 | 0 | 0 | 0 | 0 | Constrained, otherwise capacity available =48 kW | --> | C21 ex CARRICKMACROSS | Carrickmacross [T41,T42] | MEATH HILL |  | 53.9197 | -6.6296
MV/LV Substation DU***306 |  | 10 kV | _ | LV | 100 kVA :Pole Substation | 0.1 | --> | 0.1 | 0 | 0 | Constrained, otherwise capacity available =98 kVA | --> | 0.095 | 0 | 0 | 0 | 0 | Constrained, otherwise capacity available =95 kW | --> | C17 ex CARRICKMACROSS | Carrickmacross [T41,T42] | MEATH HILL |  | 53.9806 | -6.6348
MV/LV Substation BA***307 |  | 10 kV | _ | LV | 50 kVA :Pole Substation | 0.05 | --> | 0.05 | 0 | 0 | Constrained, otherwise capacity available =38 kVA | --> | 0.048 | 0 | 0 | 0 | 0 | Constrained, otherwise capacity available =49 kW | --> | C17 ex CARRICKMACROSS | Carrickmacross [T41,T42] | MEATH HILL |  | 53.9813 | -6.6437
MV/LV Substation LU***310Y |  | 10 kV | _ | LV | 50 kVA :Pole Substation | 0.05 | --> | 0.05 | 0 | 0 | Constrained, otherwise capacity available =41 kVA | --> | 0.048 | 0 | 0 | 0 | 0 | Constrained, otherwise capacity available =49 kW | --> | C20 ex CARRICKMACROSS | Carrickmacross [T41,T42] | MEATH HILL |  | 53.9803 | -6.7369
MV/LV Substation CO***327 |  | 20 kV | _ | LV | 50 kVA :Pole Substation | 0.05 | --> | 0.05 | 0 | 0 | Constrained, otherwise capacity available =46 kVA | --> | 0.048 | 0 | 0 | 0 | 0 | Constrained, otherwise capacity available =48 kW | --> | C17 ex CARRICKMACROSS | Carrickmacross [T41,T42] | MEATH HILL |  | 53.9865 | -6.6091
MV/LV Substation RA***327Y |  | 10 kV | _ | LV | 50 kVA :Pole Substation | 0.05 | --> | 0.05 | 0 | 0 | Constrained, otherwise capacity available =43 kVA | --> | 0.048 | 0 | 0 | 0 | 0 | Constrained, otherwise capacity available =48 kW | --> | C20 ex CARRICKMACROSS | Carrickmacross [T41,T42] | MEATH HILL |  | 53.98 | -6.8598
MV/LV Substation FL***334Y |  | 10 kV | _ | LV | 200 kVA :Pole Substation | 0.2 | --> | 0.2 | 0.139 | 1.15 |  | --> | 0.19 | 0 | 0 | 0 | 0 | Constrained, otherwise capacity available =198 kW | --> | C16 ex TULLYNAMALRA | Tullynamalra [T41,T42] | MEATH HILL |  | 54.06 | -6.8114
MV/LV Substation MA***335Y |  | 10 kV | _ | LV | 50 kVA :Pole Substation | 0.05 | --> | 0.05 | 0 | 0 | Constrained, otherwise capacity available =24 kVA | --> | 0.048 | 0 | 0 | 0 | 0 | Constrained, otherwise capacity available =51 kW | --> | C18 ex CARRICKMACROSS | Carrickmacross [T41,T42] | MEATH HILL |  | 53.9671 | -6.7134
MV/LV Substation AN***355Y |  | 10 kV | _ | LV | 50 kVA :Pole Substation | 0.05 | --> | 0.05 | 0 | 0 | Constrained, otherwise capacity available =45 kVA | --> | 0.048 | 0 | 0 | 0 | 0 | Constrained, otherwise capacity available =48 kW | --> | C21 ex CARRICKMACROSS | Carrickmacross [T41,T42] | MEATH HILL |  | 53.9196 | -6.6309
MV/LV Substation AL***364Y |  | 10 kV | _ | LV | 400 kVA :Kiosk Substation | 0.4 | --> | 0.4 | 0 | 0 | Constrained, otherwise capacity available =340 kVA | --> | 0.38 | 0 | 0 | 0 | 0 | Constrained, otherwise capacity available =388 kW | --> | C17 ex CARRICKMACROSS | Carrickmacross [T41,T42] | MEATH HILL |  | 53.9792 | -6.7104
MV/LV Substation SH***366 |  | 10 kV | _ | LV | 100 kVA :Pole Substation | 0.1 | --> | 0.1 | 0 | 0 | Constrained, otherwise capacity available =75 kVA | --> | 0.095 | 0 | 0 | 0 | 0 | Constrained, otherwise capacity available =98 kW | --> | C21 ex CARRICKMACROSS | Carrickmacross [T41,T42] | MEATH HILL |  | 53.9633 | -6.7109
MV/LV Substation SP***368Y |  | 10 kV | _ | LV | 50 kVA :Pole Substation | 0.05 | --> | 0.05 | 0 | 0 | Constrained, otherwise capacity available =40 kVA | --> | 0.048 | 0 | 0 | 0 | 0 | Constrained, otherwise capacity available =49 kW | --> | C18 ex CARRICKMACROSS | Carrickmacross [T41,T42] | MEATH HILL |  | 53.9773 | -6.7152
MV/LV Substation CL***372Y |  | 10 kV | _ | LV | 100 kVA :Pole Substation | 0.1 | --> | 0.1 | 0 | 0 | Constrained, otherwise capacity available =47 kVA | --> | 0.095 | 0 | 0.061 | 0 | 0 | Constrained, otherwise capacity available =57 kW | --> | C19 ex CARRICKMACROSS | Carrickmacross [T41,T42] | MEATH HILL |  | 53.949 | -6.7596
MV/LV Substation VI***377Y |  | 10 kV | _ | LV | 200 kVA :Pole Substation | 0.2 | --> | 0.2 | 0.056 | 1.15 |  | --> | 0.19 | 0 | 0 | 0 | 0 | Constrained, otherwise capacity available =209 kW | --> | C17 ex TULLYNAMALRA | Tullynamalra [T41,T42] | MEATH HILL |  | 54.0586 | -6.8148
MV/LV Substation MC***389 |  | 20 kV | _ | LV | 50 kVA :Pole Substation | 0.05 | --> | 0.05 | 0 | 0 | Constrained, otherwise capacity available =38 kVA | --> | 0.048 | 0 | 0 | 0 | 0 | Constrained, otherwise capacity available =49 kW | --> | C17 ex CARRICKMACROSS | Carrickmacross [T41,T42] | MEATH HILL |  | 53.9757 | -6.5882
MV/LV Substation TO***4001 |  | 20 kV | _ | LV | 50 kVA :Pole Substation | 0.05 | --> | 0.05 | 0 | 0 | Constrained, otherwise capacity available =50 kVA | --> | 0.048 | 0 | 0 | 0 | 0 | Constrained, otherwise capacity available =48 kW | --> | C17 ex CARRICKMACROSS | Carrickmacross [T41,T42] | MEATH HILL |  | 53.9669 | -6.568
MV/LV Substation SH***4003 |  | 20 kV | _ | LV | 50 kVA :Pole Substation | 0.05 | --> | 0.05 | 0 | 0 | Constrained, otherwise capacity available =50 kVA | --> | 0.048 | 0 | 0 | 0 | 0 | Constrained, otherwise capacity available =48 kW | --> | C17 ex CARRICKMACROSS | Carrickmacross [T41,T42] | MEATH HILL |  | 54.0007 | -6.6308
MV/LV Substation LO***4008 |  | 10 kV | _ | LV | 100 kVA :Pole Substation | 0.1 | --> | 0.1 | 0.018 | 1.15 |  | --> | 0.095 | 0 | 0.05 | 0 | 0 | Constrained, otherwise capacity available =68 kW | --> | C16 ex TULLYNAMALRA | Tullynamalra [T41,T42] | MEATH HILL |  | 54.0584 | -6.8115
MV/LV Substation DR***4016 |  | 10 kV | _ | LV | 200 kVA :Pole Substation | 0.2 | --> | 0.2 | 0 | 0 | Constrained, otherwise capacity available =140 kVA | --> | 0.19 | 0 | 0 | 0 | 0 | Constrained, otherwise capacity available =198 kW | --> | C20 ex CARRICKMACROSS | Carrickmacross [T41,T42] | MEATH HILL |  | 53.9901 | -6.7886
MV/LV Substation CA***4019 |  | 10 kV | _ | LV | 50 kVA :Pole Substation | 0.05 | --> | 0.05 | 0 | 0 | Constrained, otherwise capacity available =48 kVA | --> | 0.048 | 0 | 0 | 0 | 0 | Constrained, otherwise capacity available =48 kW | --> | C24 ex CARRICKMACROSS | Carrickmacross [T41,T42] | MEATH HILL |  | 54.019 | -6.7502
MV/LV Substation CI***4029 |  | 10 kV | _ | LV | 200 kVA :Kiosk Substation | 0.2 | --> | 0.2 | 0 | 0 | Constrained, otherwise capacity available =178 kVA | --> | 0.19 | 0 | 0 | 0 | 0 | Constrained, otherwise capacity available =193 kW | --> | C18 ex CARRICKMACROSS | Carrickmacross [T41,T42] | MEATH HILL |  | 53.9675 | -6.7074
MV/LV Substation KO***402Y |  | 10 kV | _ | LV | 400 kVA :Building Structure | 0.4 | --> | 0.4 | 0.4 | 1.15 |  | --> | 0.38 | 0 | 0 | 0 | 0 | Constrained, otherwise capacity available =380 kW | --> | C17 ex TULLYNAMALRA | Tullynamalra [T41,T42] | MEATH HILL |  | 54.058 | -6.8128
MV/LV Substation CO***4032 |  | 10 kV | _ | LV | 200 kVA :Kiosk Substation | 0.2 | --> | 0.2 | 0 | 0 | Constrained, otherwise capacity available =100 kVA | --> | 0.19 | 0 | 0.01 | 0 | 0 | Constrained, otherwise capacity available =196 kW | --> | C18 ex CARRICKMACROSS | Carrickmacross [T41,T42] | MEATH HILL |  | 53.9711 | -6.7156
MV/LV Substation PL***4034 |  | 10 kV | _ | LV | 400 kVA :Building Structure | 0.4 | --> | 0.4 | 0.328 | 1.15 |  | --> | 0.38 | 0 | 0 | 0 | 0 | Constrained, otherwise capacity available =388 kW | --> | C17 ex TULLYNAMALRA | Tullynamalra [T41,T42] | MEATH HILL |  | 54.059 | -6.8137
MV/LV Substation MA***405 |  | 10 kV | _ | LV | 50 kVA :Pole Substation | 0.05 | --> | 0.05 | 0 | 0 | Constrained, otherwise capacity available =37 kVA | --> | 0.048 | 0 | 0.019 | 0 | 0 | Constrained, otherwise capacity available =35 kW | --> | C21 ex CARRICKMACROSS | Carrickmacross [T41,T42] | MEATH HILL |  | 53.9614 | -6.7077
MV/LV Substation GR***4051 |  | 10 kV | _ | LV | 50 kVA :Pole Substation | 0.05 | --> | 0.05 | 0 | 0 | Constrained, otherwise capacity available =49 kVA | --> | 0.048 | 0 | 0 | 0 | 0 | Constrained, otherwise capacity available =48 kW | --> | C24 ex CARRICKMACROSS | Carrickmacross [T41,T42] | MEATH HILL |  | 54.0074 | -6.7494
MV/LV Substation MA***4068 |  | 10 kV | _ | LV | 50 kVA :Pole Substation | 0.05 | --> | 0.05 | 0 | 0 | Constrained, otherwise capacity available =50 kVA | --> | 0.048 | 0 | 0 | 0 | 0 | Constrained, otherwise capacity available =48 kW | --> | C17 ex CARRICKMACROSS | Carrickmacross [T41,T42] | MEATH HILL |  | 54.0023 | -6.7002
MV/LV Substation MO***4070 |  | 10 kV | _ | LV | 100 kVA :Pole Substation | 0.1 | --> | 0.1 | 0.078 | 1.15 |  | --> | 0.095 | 0 | 0 | 0 | 0 | Constrained, otherwise capacity available =98 kW | --> | C15 ex TULLYNAMALRA | Tullynamalra [T41,T42] | MEATH HILL |  | 54.0531 | -6.7561
MV/LV Substation CM***4079 |  | 10 kV | _ | LV | 200 kVA :Pole Substation | 0.2 | --> | 0.2 | 0 | 0 | Constrained, otherwise capacity available =181 kVA | --> | 0.19 | 0 | 0 | 0 | 0 | Constrained, otherwise capacity available =193 kW | --> | C24 ex CARRICKMACROSS | Carrickmacross [T41,T42] | MEATH HILL |  | 53.987 | -6.7296
MV/LV Substation NU***408 |  | 10 kV | _ | LV | 400 kVA :Building Structure | 0.4 | --> | 0.4 | 0 | 0 | Constrained, otherwise capacity available =399 kVA | --> | 0.38 | 0 | 0 | 0 | 0 | Constrained, otherwise capacity available =380 kW | --> | C21 ex CARRICKMACROSS | Carrickmacross [T41,T42] | MEATH HILL |  | 53.9628 | -6.6948
MV/LV Substation IN***408Y |  | 10 kV | _ | LV | 400 kVA :Kiosk Substation | 0.4 | --> | 0.4 | 0 | 0 | Constrained, otherwise capacity available =313 kVA | --> | 0.38 | 0 | 0.02 | 0 | 0 | Constrained, otherwise capacity available =377 kW | --> | C17 ex CARRICKMACROSS | Carrickmacross [T41,T42] | MEATH HILL |  | 53.9832 | -6.7161
MV/LV Substation C ***4090 |  | 10 kV | _ | LV | 200 kVA :Kiosk Substation | 0.2 | --> | 0.2 | 0 | 0 | Constrained, otherwise capacity available =188 kVA | --> | 0.19 | 0 | 0 | 0 | 0 | Constrained, otherwise capacity available =192 kW | --> | C18 ex CARRICKMACROSS | Carrickmacross [T41,T42] | MEATH HILL |  | 53.9703 | -6.7135
MV/LV Substation BA***410Y |  | 10 kV | _ | LV | 200 kVA :Pole Substation | 0.2 | --> | 0.2 | 0 | 0 | Constrained, otherwise capacity available =199 kVA | --> | 0.19 | 0 | 0 | 0 | 0 | Constrained, otherwise capacity available =190 kW | --> | C19 ex CARRICKMACROSS | Carrickmacross [T41,T42] | MEATH HILL |  | 53.9435 | -6.7179
MV/LV Substation BE***4122 |  | 10 kV | _ | LV | 50 kVA :Pole Substation | 0.05 | --> | 0.05 | 0 | 0 | Constrained, otherwise capacity available =50 kVA | --> | 0.048 | 0 | 0 | 0 | 0 | Constrained, otherwise capacity available =48 kW | --> | C20 ex CARRICKMACROSS | Carrickmacross [T41,T42] | MEATH HILL |  | 53.9779 | -6.855
MV/LV Substation RA***4134 |  | 10 kV | _ | LV | 50 kVA :Pole Substation | 0.05 | --> | 0.05 | 0 | 0 | Constrained, otherwise capacity available =50 kVA | --> | 0.048 | 0 | 0 | 0 | 0 | Constrained, otherwise capacity available =48 kW | --> | C20 ex CARRICKMACROSS | Carrickmacross [T41,T42] | MEATH HILL |  | 53.9813 | -6.8635
MV/LV Substation KI***4135 |  | 10 kV | _ | LV | 50 kVA :Pole Substation | 0.05 | --> | 0.05 | 0 | 0 | Constrained, otherwise capacity available =49 kVA | --> | 0.048 | 0 | 0 | 0 | 0 | Constrained, otherwise capacity available =48 kW | --> | C24 ex CARRICKMACROSS | Carrickmacross [T41,T42] | MEATH HILL |  | 54.0155 | -6.7586
MV/LV Substation KI***4139 |  | 10 kV | _ | LV | 400 kVA :Kiosk Substation | 0.4 | --> | 0.4 | 0 | 0 | Constrained, otherwise capacity available =353 kVA | --> | 0.38 | 0 | 0.002 | 0 | 0 | Constrained, otherwise capacity available =385 kW | --> | C21 ex CARRICKMACROSS | Carrickmacross [T41,T42] | MEATH HILL |  | 53.9702 | -6.7217
MV/LV Substation MU***4162 |  | 10 kV | _ | LV | 50 kVA :Pole Substation | 0.05 | --> | 0.05 | 0 | 0 | Constrained, otherwise capacity available =50 kVA | --> | 0.048 | 0 | 0 | 0 | 0 | Constrained, otherwise capacity available =48 kW | --> | C19 ex CARRICKMACROSS | Carrickmacross [T41,T42] | MEATH HILL |  | 53.9712 | -6.7568
MV/LV Substation NE***4163 |  | 10 kV | _ | LV | 400 kVA :Kiosk Substation | 0.4 | --> | 0.4 | 0 | 0 | Constrained, otherwise capacity available =312 kVA | --> | 0.38 | 0 | 0.1 | 0 | 0 | Constrained, otherwise capacity available =314 kW | --> | C17 ex CARRICKMACROSS | Carrickmacross [T41,T42] | MEATH HILL |  | 53.9873 | -6.7174
MV/LV Substation RO***4169 |  | 20 kV | _ | LV | 50 kVA :Pole Substation | 0.05 | --> | 0.05 | 0 | 0 | Constrained, otherwise capacity available =46 kVA | --> | 0.048 | 0 | 0 | 0 | 0 | Constrained, otherwise capacity available =48 kW | --> | C17 ex CARRICKMACROSS | Carrickmacross [T41,T42] | MEATH HILL |  | 53.9803 | -6.614
MV/LV Substation KI***416X |  | 20 kV | _ | LV | 50 kVA :Pole Substation | 0.05 | --> | 0.05 | 0 | 0 | Constrained, otherwise capacity available =35 kVA | --> | 0.048 | 0 | 0.025 | 0 | 0 | Constrained, otherwise capacity available =31 kW | --> | C17 ex CARRICKMACROSS | Carrickmacross [T41,T42] | MEATH HILL |  | 53.9928 | -6.6086
MV/LV Substation DR***416Y |  | 10 kV | _ | LV | 100 kVA :Pole Substation | 0.1 | --> | 0.1 | 0 | 0 | Constrained, otherwise capacity available =100 kVA | --> | 0.095 | 0 | 0 | 0 | 0 | Constrained, otherwise capacity available =95 kW | --> | C19 ex CARRICKMACROSS | Carrickmacross [T41,T42] | MEATH HILL |  | 53.9486 | -6.7723
MV/LV Substation CO***4174 |  | 10 kV | _ | LV | 50 kVA :Pole Substation | 0.05 | --> | 0.05 | 0 | 0 | Constrained, otherwise capacity available =43 kVA | --> | 0.048 | 0 | 0 | 0 | 0 | Constrained, otherwise capacity available =48 kW | --> | C24 ex CARRICKMACROSS | Carrickmacross [T41,T42] | MEATH HILL |  | 54.0128 | -6.7395
MV/LV Substation DE***4178 |  | 10 kV | _ | LV | 50 kVA :Pole Substation | 0.05 | --> | 0.05 | 0 | 0 | Constrained, otherwise capacity available =50 kVA | --> | 0.048 | 0 | 0 | 0 | 0 | Constrained, otherwise capacity available =48 kW | --> | C19 ex CARRICKMACROSS | Carrickmacross [T41,T42] | MEATH HILL |  | 53.9361 | -6.7586
MV/LV Substation CR***417Y |  | 10 kV | _ | LV | 200 kVA :Kiosk Substation | 0.2 | --> | 0.2 | 0 | 0 | Constrained, otherwise capacity available =184 kVA | --> | 0.19 | 0 | 0.01 | 0 | 0 | Constrained, otherwise capacity available =185 kW | --> | C21 ex CARRICKMACROSS | Carrickmacross [T41,T42] | MEATH HILL |  | 53.9739 | -6.7255
MV/LV Substation LA***4181 |  | 10 kV | _ | LV | 50 kVA :Pole Substation | 0.05 | --> | 0.05 | 0.05 | 1.15 |  | --> | 0.048 | 0 | 0 | 0 | 0 | Constrained, otherwise capacity available =48 kW | --> | C18 ex TULLYNAMALRA | Tullynamalra [T41,T42] | MEATH HILL |  | 54.0729 | -6.8019
MV/LV Substation PR***4184 |  | 10 kV | _ | LV | 400 kVA :Building Structure | 0.4 | --> | 0.4 | 0 | 0 | Constrained, otherwise capacity available =276 kVA | --> | 0.38 | 0 | 0 | 0 | 0 | Constrained, otherwise capacity available =397 kW | --> | C18 ex CARRICKMACROSS | Carrickmacross [T41,T42] | MEATH HILL |  | 53.9686 | -6.7141
MV/LV Substation DR***419X |  | 10 kV | _ | LV | 50 kVA :Pole Substation | 0.05 | --> | 0.05 | 0 | 0 | Constrained, otherwise capacity available =46 kVA | --> | 0.048 | 0 | 0.005 | 0 | 0 | Constrained, otherwise capacity available =44 kW | --> | C13 ex CARRICKMACROSS | Carrickmacross [T41,T42] | MEATH HILL |  | 53.98 | -6.7319
MV/LV Substation MA***4207 |  | 10 kV | _ | LV | 400 kVA :Kiosk Substation | 0.4 | --> | 0.4 | 0 | 0 | Constrained, otherwise capacity available =362 kVA | --> | 0.38 | 0 | 0 | 0 | 0 | Constrained, otherwise capacity available =385 kW | --> | C19 ex CARRICKMACROSS | Carrickmacross [T41,T42] | MEATH HILL |  | 53.9385 | -6.7739
MV/LV Substation RO***4209 |  | 20 kV | _ | LV | 50 kVA :Pole Substation | 0.05 | --> | 0.05 | 0 | 0 | Constrained, otherwise capacity available =50 kVA | --> | 0.048 | 0 | 0 | 0 | 0 | Constrained, otherwise capacity available =48 kW | --> | C17 ex CARRICKMACROSS | Carrickmacross [T41,T42] | MEATH HILL |  | 53.9952 | -6.6126
MV/LV Substation CA***420X |  | 10 kV | _ | LV | 50 kVA :Pole Substation | 0.05 | --> | 0.05 | 0 | 0 | Constrained, otherwise capacity available =49 kVA | --> | 0.048 | 0 | 0 | 0 | 0 | Constrained, otherwise capacity available =48 kW | --> | C17 ex CARRICKMACROSS | Carrickmacross [T41,T42] | MEATH HILL |  | 53.9848 | -6.7204
MV/LV Substation DE***4221 |  | 10 kV | _ | LV | 50 kVA :Pole Substation | 0.05 | --> | 0.05 | 0 | 0 | Constrained, otherwise capacity available =50 kVA | --> | 0.048 | 0 | 0 | 0 | 0 | Constrained, otherwise capacity available =48 kW | --> | C19 ex CARRICKMACROSS | Carrickmacross [T41,T42] | MEATH HILL |  | 53.9693 | -6.7522
MV/LV Substation DR***4233 |  | 10 kV | _ | LV | 50 kVA :Pole Substation | 0.05 | --> | 0.05 | 0 | 0 | Constrained, otherwise capacity available =46 kVA | --> | 0.048 | 0 | 0 | 0 | 0 | Constrained, otherwise capacity available =48 kW | --> | C17 ex CARRICKMACROSS | Carrickmacross [T41,T42] | MEATH HILL |  | 53.9689 | -6.6945
MV/LV Substation GL***4235 |  | 10 kV | _ | LV | 630 kVA :Kiosk Substation | 0.63 | --> | 0.63 | 0 | 0 | Constrained, otherwise capacity available =601 kVA | --> | 0.598 | 0 | 0 | 0 | 0 | Constrained, otherwise capacity available =602 kW | --> | C18 ex CARRICKMACROSS | Carrickmacross [T41,T42] | MEATH HILL |  | 53.9832 | -6.7194
MV/LV Substation CO***4244 |  | 10 kV | _ | LV | 50 kVA :Pole Substation | 0.05 | --> | 0.05 | 0 | 0 | Constrained, otherwise capacity available =50 kVA | --> | 0.048 | 0 | 0 | 0 | 0 | Constrained, otherwise capacity available =48 kW | --> | C24 ex CARRICKMACROSS | Carrickmacross [T41,T42] | MEATH HILL |  | 54.0126 | -6.7346
MV/LV Substation MU***4245 |  | 10 kV | _ | LV | 400 kVA :Building Structure | 0.4 | --> | 0.4 | 0.4 | 2.04 |  | --> | 0.38 | 0 | 0 | 0 | 0 | Constrained, otherwise capacity available =380 kW | --> | C17 ex BALLYBAY | Ballybay [T41,T42] | LISDRUM |  | 54.0981 | -6.7884
MV/LV Substation DR***4247 |  | 10 kV | _ | LV | 100 kVA :Pole Substation | 0.1 | --> | 0.1 | 0 | 0 | Constrained, otherwise capacity available =68 kVA | --> | 0.095 | 0 | 0 | 0 | 0 | Constrained, otherwise capacity available =99 kW | --> | C19 ex CARRICKMACROSS | Carrickmacross [T41,T42] | MEATH HILL |  | 53.9513 | -6.7786
MV/LV Substation CT***4251 |  | 10 kV | _ | LV | 400 kVA :Building Structure | 0.4 | --> | 0.4 | 0 | 0 | Constrained, otherwise capacity available =400 kVA | --> | 0.38 | 0 | 0 | 0 | 0 | Constrained, otherwise capacity available =380 kW | --> | C18 ex CARRICKMACROSS | Carrickmacross [T41,T42] | MEATH HILL |  | 53.9698 | -6.7134
MV/LV Substation SE***4253 |  | 10 kV | _ | LV | 630 kVA :Kiosk Substation | 0.63 | --> | 0.63 | 0 | 0 | Constrained, otherwise capacity available =630 kVA | --> | 0.598 | 0 | 0 | 0 | 0 | Constrained, otherwise capacity available =598 kW | --> | C18 ex CARRICKMACROSS | Carrickmacross [T41,T42] | MEATH HILL |  | 53.9774 | -6.726
MV/LV Substation TO***4255 |  | 20 kV | _ | LV | 50 kVA :Pole Substation | 0.05 | --> | 0.05 | 0 | 0 | Constrained, otherwise capacity available =50 kVA | --> | 0.048 | 0 | 0 | 0 | 0 | Constrained, otherwise capacity available =48 kW | --> | C17 ex CARRICKMACROSS | Carrickmacross [T41,T42] | MEATH HILL |  | 53.9673 | -6.5689
MV/LV Substation NE***4258 |  | 10 kV | _ | LV | 630 kVA :Kiosk Substation | 0.63 | --> | 0.63 | 0 | 0 | Constrained, otherwise capacity available =630 kVA | --> | 0.598 | 0 | 0 | 0 | 0 | Constrained, otherwise capacity available =598 kW | --> | C17 ex CARRICKMACROSS | Carrickmacross [T41,T42] | MEATH HILL |  | 53.9865 | -6.7141
MV/LV Substation FO***436Y |  | 10 kV | _ | LV | 400 kVA :Kiosk Substation | 0.4 | --> | 0.4 | 0 | 0 | Constrained, otherwise capacity available =324 kVA | --> | 0.38 | 0 | 0.023 | 0 | 0 | Constrained, otherwise capacity available =373 kW | --> | C21 ex CARRICKMACROSS | Carrickmacross [T41,T42] | MEATH HILL |  | 53.968 | -6.7248
MV/LV Substation FO***443Y |  | 10 kV | _ | LV | 200 kVA :Pole Substation | 0.2 | --> | 0.2 | 0 | 0 | Constrained, otherwise capacity available =199 kVA | --> | 0.19 | 0 | 0 | 0 | 0 | Constrained, otherwise capacity available =190 kW | --> | C21 ex CARRICKMACROSS | Carrickmacross [T41,T42] | MEATH HILL |  | 53.9687 | -6.7277
MV/LV Substation KN***453 |  | 10 kV | _ | LV | 33 kVA :Pole Substation | 0.033 | --> | 0.033 | 0 | 0 | Constrained, otherwise capacity available =32 kVA | --> | 0.031 | 0 | 0 | 0 | 0 | Constrained, otherwise capacity available =31 kW | --> | C19 ex CARRICKMACROSS | Carrickmacross [T41,T42] | MEATH HILL |  | 53.95 | -6.7713
MV/LV Substation CA***453Y |  | 10 kV | _ | LV | 50 kVA :Pole Substation | 0.05 | --> | 0.05 | 0 | 0 | Constrained, otherwise capacity available =47 kVA | --> | 0.048 | 0 | 0.03 | 0 | 0 | Constrained, otherwise capacity available =26 kW | --> | C20 ex CARRICKMACROSS | Carrickmacross [T41,T42] | MEATH HILL |  | 53.9871 | -6.7858
MV/LV Substation DR***456 |  | 10 kV | _ | LV | 33 kVA :Pole Substation | 0.033 | --> | 0.033 | 0 | 0 |  | --> | 0.031 | 0 | 0 | 0 | 0 | Constrained, otherwise capacity available =37 kW | --> | C19 ex CARRICKMACROSS | Carrickmacross [T41,T42] | MEATH HILL |  | 53.9518 | -6.7789
MV/LV Substation AG***458X |  | 10 kV | _ | LV | 200 kVA :Pole Substation | 0.2 | --> | 0.2 | 0.193 | 1.15 |  | --> | 0.19 | 0 | 0 | 0 | 0 | Constrained, otherwise capacity available =191 kW | --> | C18 ex TULLYNAMALRA | Tullynamalra [T41,T42] | MEATH HILL |  | 54.0622 | -6.8385
MV/LV Substation DR***459Y |  | 10 kV | _ | LV | 50 kVA :Pole Substation | 0.05 | --> | 0.05 | 0 | 0 | Constrained, otherwise capacity available =49 kVA | --> | 0.048 | 0 | 0 | 0 | 0 | Constrained, otherwise capacity available =48 kW | --> | C21 ex CARRICKMACROSS | Carrickmacross [T41,T42] | MEATH HILL |  | 53.9279 | -6.6184
MV/LV Substation LI***461X |  | 10 kV | _ | LV | 50 kVA :Pole Substation | 0.05 | --> | 0.05 | 0.048 | 2.04 |  | --> | 0.048 | 0 | 0 | 0 | 0 | Constrained, otherwise capacity available =48 kW | --> | C17 ex BALLYBAY | Ballybay [T41,T42] | LISDRUM |  | 54.0849 | -6.8262
MV/LV Substation LI***465 |  | 10 kV | _ | LV | 50 kVA :Pole Substation | 0.05 | --> | 0.05 | 0 | 0 | Constrained, otherwise capacity available =49 kVA | --> | 0.048 | 0 | 0.005 | 0 | 0 | Constrained, otherwise capacity available =44 kW | --> | C19 ex CARRICKMACROSS | Carrickmacross [T41,T42] | MEATH HILL |  | 53.9387 | -6.7877
MV/LV Substation BO***470Y |  | 10 kV | _ | LV | 100 kVA :Pole Substation | 0.1 | --> | 0.1 | 0.092 | 1.15 |  | --> | 0.095 | 0 | 0 | 0 | 0 | Constrained, otherwise capacity available =96 kW | --> | C15 ex TULLYNAMALRA | Tullynamalra [T41,T42] | MEATH HILL |  | 54.0384 | -6.791
MV/LV Substation DR***478Y |  | 10 kV | _ | LV | 100 kVA :Pole Substation | 0.1 | --> | 0.1 | 0 | 0 | Constrained, otherwise capacity available =100 kVA | --> | 0.095 | 0 | 0 | 0 | 0 | Constrained, otherwise capacity available =95 kW | --> | C20 ex CARRICKMACROSS | Carrickmacross [T41,T42] | MEATH HILL |  | 53.9887 | -6.7851
MV/LV Substation HI***492X |  | 10 kV | _ | LV | 100 kVA :Pole Substation | 0.1 | --> | 0.1 | 0 | 0 | Constrained, otherwise capacity available =55 kVA | --> | 0.095 | 0 | 0.01 | 0 | 0 | Constrained, otherwise capacity available =94 kW | --> | C21 ex CARRICKMACROSS | Carrickmacross [T41,T42] | MEATH HILL |  | 53.9663 | -6.7147
MV/LV Substation MO***496 |  | 10 kV | _ | LV | 400 kVA :Building Structure | 0.4 | --> | 0.4 | 0 | 0 | Constrained, otherwise capacity available =335 kVA | --> | 0.38 | 0 | 0 | 0 | 0 | Constrained, otherwise capacity available =389 kW | --> | C19 ex CARRICKMACROSS | Carrickmacross [T41,T42] | MEATH HILL |  | 53.9373 | -6.7222
MV/LV Substation DE***499Y |  | 10 kV | _ | LV | 50 kVA :Pole Substation | 0.05 | --> | 0.05 | 0 | 0 | Constrained, otherwise capacity available =25 kVA | --> | 0.048 | 0 | 0 | 0 | 0 | Constrained, otherwise capacity available =51 kW | --> | C19 ex CARRICKMACROSS | Carrickmacross [T41,T42] | MEATH HILL |  | 53.97 | -6.7566
MV/LV Substation CA***516 |  | 10 kV | _ | LV | 50 kVA :Pole Substation | 0.05 | --> | 0.05 | 0 | 0 | Constrained, otherwise capacity available =18 kVA | --> | 0.048 | 0 | 0 | 0 | 0 | Constrained, otherwise capacity available =52 kW | --> | C20 ex CARRICKMACROSS | Carrickmacross [T41,T42] | MEATH HILL |  | 53.9823 | -6.7877
MV/LV Substation SC***517Y |  | 10 kV | _ | LV | 50 kVA :Pole Substation | 0.05 | --> | 0.05 | 0 | 0 | Constrained, otherwise capacity available =47 kVA | --> | 0.048 | 0 | 0 | 0 | 0 | Constrained, otherwise capacity available =48 kW | --> | C18 ex CARRICKMACROSS | Carrickmacross [T41,T42] | MEATH HILL |  | 53.9786 | -6.7163
MV/LV Substation CA***522Y |  | 10 kV | _ | LV | 50 kVA :Pole Substation | 0.05 | --> | 0.05 | 0 | 0 | Constrained, otherwise capacity available =50 kVA | --> | 0.048 | 0 | 0 | 0 | 0 | Constrained, otherwise capacity available =48 kW | --> | C19 ex CARRICKMACROSS | Carrickmacross [T41,T42] | MEATH HILL |  | 53.9363 | -6.719
MV/LV Substation TU***529X |  | 10 kV | _ | LV | 50 kVA :Pole Substation | 0.05 | --> | 0.05 | 0 | 0 | Constrained, otherwise capacity available =44 kVA | --> | 0.048 | 0 | 0.002 | 0 | 0 | Constrained, otherwise capacity available =47 kW | --> | C21 ex CARRICKMACROSS | Carrickmacross [T41,T42] | MEATH HILL |  | 53.9583 | -6.7112
MV/LV Substation MA***529Y |  | 10 kV | _ | LV | 1000 kVA :Building Structure | 1 | --> | 1 | 0 | 0 | Constrained, otherwise capacity available =763 kVA | --> | 0.95 | 0 | 0 | 0 | 0 | Constrained, otherwise capacity available =979 kW | --> | C18 ex CARRICKMACROSS | Carrickmacross [T41,T42] | MEATH HILL |  | 53.9778 | -6.7199
MV/LV Substation LI***530Y |  | 10 kV | _ | LV | 100 kVA :Pole Substation | 0.1 | --> | 0.1 | 0 | 0 | Constrained, otherwise capacity available =49 kVA | --> | 0.095 | 0 | 0.024 | 0 | 0 | Constrained, otherwise capacity available =84 kW | --> | C24 ex CARRICKMACROSS | Carrickmacross [T41,T42] | MEATH HILL |  | 54.0304 | -6.756
MV/LV Substation RO***532Y |  | 10 kV | _ | LV | 200 kVA :Building Structure | 0.2 | --> | 0.2 | 0.126 | 1.15 |  | --> | 0.19 | 0 | 0 | 0 | 0 | Constrained, otherwise capacity available =200 kW | --> | C16 ex TULLYNAMALRA | Tullynamalra [T41,T42] | MEATH HILL |  | 54.0574 | -6.8143
MV/LV Substation TO***541X |  | 10 kV | _ | LV | 50 kVA :Pole Substation | 0.05 | --> | 0.05 | 0.044 | 2.04 |  | --> | 0.048 | 0 | 0 | 0 | 0 | Constrained, otherwise capacity available =48 kW | --> | C17 ex BALLYBAY | Ballybay [T41,T42] | LISDRUM |  | 54.0792 | -6.8458
MV/LV Substation SE***544X |  | 10 kV | _ | LV | 200 kVA :Pole Substation | 0.2 | --> | 0.2 | 0 | 0 | Constrained, otherwise capacity available =71 kVA | --> | 0.19 | 0 | 0 | 0 | 0 | Constrained, otherwise capacity available =207 kW | --> | C18 ex CARRICKMACROSS | Carrickmacross [T41,T42] | MEATH HILL |  | 53.9682 | -6.712
MV/LV Substation GR***547X |  | 10 kV | _ | LV | 100 kVA :Pole Substation | 0.1 | --> | 0.1 | 0 | 0 | Constrained, otherwise capacity available =57 kVA | --> | 0.095 | 0 | 0 | 0 | 0 | Constrained, otherwise capacity available =101 kW | --> | C20 ex CARRICKMACROSS | Carrickmacross [T41,T42] | MEATH HILL |  | 53.9684 | -6.852
MV/LV Substation CL***548X |  | 10 kV | _ | LV | 100 kVA :Pole Substation | 0.1 | --> | 0.1 | 0 | 0 | Constrained, otherwise capacity available =97 kVA | --> | 0.095 | 0 | 0 | 0 | 0 | Constrained, otherwise capacity available =95 kW | --> | C21 ex CARRICKMACROSS | Carrickmacross [T41,T42] | MEATH HILL |  | 53.9445 | -6.6684
MV/LV Substation DR***552Y |  | 10 kV | _ | LV | 200 kVA :Kiosk Substation | 0.2 | --> | 0.2 | 0 | 0 | Constrained, otherwise capacity available =195 kVA | --> | 0.19 | 0 | 0 | 0 | 0 | Constrained, otherwise capacity available =191 kW | --> | C18 ex CARRICKMACROSS | Carrickmacross [T41,T42] | MEATH HILL |  | 53.9702 | -6.7078
MV/LV Substation WI***553X |  | 10 kV | _ | LV | 200 kVA :Pole Substation | 0.2 | --> | 0.2 | 0.192 | 1.15 |  | --> | 0.19 | 0 | 0.015 | 0 | 0 | Constrained, otherwise capacity available =180 kW | --> | C18 ex TULLYNAMALRA | Tullynamalra [T41,T42] | MEATH HILL |  | 54.0816 | -6.8252
MV/LV Substation CA***558Y |  | 20 kV | _ | LV | 50 kVA :Pole Substation | 0.05 | --> | 0.05 | 0 | 0 | Constrained, otherwise capacity available =27 kVA | --> | 0.048 | 0 | 0.036 | 0 | 0 | Constrained, otherwise capacity available =24 kW | --> | C17 ex CARRICKMACROSS | Carrickmacross [T41,T42] | MEATH HILL |  | 53.9845 | -6.5996
MV/LV Substation DR***577X |  | 10 kV | _ | LV | 50 kVA :Pole Substation | 0.05 | --> | 0.05 | 0 | 0 | Constrained, otherwise capacity available =38 kVA | --> | 0.048 | 0 | 0 | 0 | 0 | Constrained, otherwise capacity available =49 kW | --> | C17 ex CARRICKMACROSS | Carrickmacross [T41,T42] | MEATH HILL |  | 53.9698 | -6.6926
MV/LV Substation I.***579X |  | 10 kV | _ | LV | 400 kVA :Building Structure | 0.4 | --> | 0.4 | 0 | 0 | Constrained, otherwise capacity available =369 kVA | --> | 0.38 | 0 | 0.1 | 0 | 0 | Constrained, otherwise capacity available =310 kW | --> | C18 ex CARRICKMACROSS | Carrickmacross [T41,T42] | MEATH HILL |  | 53.9814 | -6.7204
MV/LV Substation LI***582X |  | 10 kV | _ | LV | 100 kVA :Pole Substation | 0.1 | --> | 0.1 | 0 | 0 | Constrained, otherwise capacity available =99 kVA | --> | 0.095 | 0 | 0 | 0 | 0 | Constrained, otherwise capacity available =95 kW | --> | C17 ex CARRICKMACROSS | Carrickmacross [T41,T42] | MEATH HILL |  | 53.9758 | -6.6908
MV/LV Substation LI***585X |  | 10 kV | _ | LV | 50 kVA :Pole Substation | 0.05 | --> | 0.05 | 0 | 0 | Constrained, otherwise capacity available =30 kVA | --> | 0.048 | 0 | 0.021 | 0 | 0 | Constrained, otherwise capacity available =35 kW | --> | C17 ex CARRICKMACROSS | Carrickmacross [T41,T42] | MEATH HILL |  | 53.9773 | -6.7009
MV/LV Substation AU***586X |  | 10 kV | _ | LV | 50 kVA :Pole Substation | 0.05 | --> | 0.05 | 0.04 | 1.15 |  | --> | 0.048 | 0 | 0 | 0 | 0 | Constrained, otherwise capacity available =49 kW | --> | C18 ex TULLYNAMALRA | Tullynamalra [T41,T42] | MEATH HILL |  | 54.0624 | -6.8127
MV/LV Substation WO***586Y |  | 10 kV | _ | LV | 400 kVA :Kiosk Substation | 0.4 | --> | 0.4 | 0 | 0 | Constrained, otherwise capacity available =354 kVA | --> | 0.38 | 0 | 0.02 | 0 | 0 | Constrained, otherwise capacity available =371 kW | --> | C21 ex CARRICKMACROSS | Carrickmacross [T41,T42] | MEATH HILL |  | 53.9708 | -6.7261
MV/LV Substation CL***587Y |  | 10 kV | _ | LV | 400 kVA :Kiosk Substation | 0.4 | --> | 0.4 | 0 | 0 | Constrained, otherwise capacity available =371 kVA | --> | 0.38 | 0 | 0.004 | 0 | 0 | Constrained, otherwise capacity available =381 kW | --> | C18 ex CARRICKMACROSS | Carrickmacross [T41,T42] | MEATH HILL |  | 53.9759 | -6.7089
MV/LV Substation DR***588Y |  | 10 kV | _ | LV | 200 kVA :Kiosk Substation | 0.2 | --> | 0.2 | 0 | 0 | Constrained, otherwise capacity available =200 kVA | --> | 0.19 | 0 | 0 | 0 | 0 | Constrained, otherwise capacity available =190 kW | --> | C18 ex CARRICKMACROSS | Carrickmacross [T41,T42] | MEATH HILL |  | 53.9714 | -6.7101
MV/LV Substation DR***594Y |  | 10 kV | _ | LV | 630 kVA :Building Structure | 0.63 | --> | 0.63 | 0 | 0 | Constrained, otherwise capacity available =630 kVA | --> | 0.598 | 0 | 0 | 0 | 0 | Constrained, otherwise capacity available =598 kW | --> | C19 ex CARRICKMACROSS | Carrickmacross [T41,T42] | MEATH HILL |  | 53.9325 | -6.7814
MV/LV Substation DO***595X |  | 10 kV | _ | LV | 50 kVA :Pole Substation | 0.05 | --> | 0.05 | 0.05 | 1.15 |  | --> | 0.048 | 0 | 0 | 0 | 0 | Constrained, otherwise capacity available =48 kW | --> | C15 ex TULLYNAMALRA | Tullynamalra [T41,T42] | MEATH HILL |  | 54.043 | -6.751
MV/LV Substation UM***598Y |  | 10 kV | _ | LV | 50 kVA :Pole Substation | 0.05 | --> | 0.05 | 0.05 | 2.04 |  | --> | 0.048 | 0 | 0 | 0 | 0 | Constrained, otherwise capacity available =48 kW | --> | C19 ex BALLYBAY | Ballybay [T41,T42] | LISDRUM |  | 54.0227 | -6.8256
MV/LV Substation DR***611Y |  | 10 kV | _ | LV | 50 kVA :Pole Substation | 0.05 | --> | 0.05 | 0 | 0 | Constrained, otherwise capacity available =39 kVA | --> | 0.048 | 0 | 0 | 0 | 0 | Constrained, otherwise capacity available =49 kW | --> | C19 ex CARRICKMACROSS | Carrickmacross [T41,T42] | MEATH HILL |  | 53.9392 | -6.7807
MV/LV Substation MO***618Y |  | 10 kV | _ | LV | 100 kVA :Pole Substation | 0.1 | --> | 0.1 | 0 | 0 | Constrained, otherwise capacity available =100 kVA | --> | 0.095 | 0 | 0 | 0 | 0 | Constrained, otherwise capacity available =95 kW | --> | C17 ex CARRICKMACROSS | Carrickmacross [T41,T42] | MEATH HILL |  | 53.9913 | -6.7186
MV/LV Substation GR***619Y |  | 10 kV | _ | LV | 50 kVA :Pole Substation | 0.05 | --> | 0.05 | 0 | 0 | Constrained, otherwise capacity available =47 kVA | --> | 0.048 | 0 | 0.011 | 0 | 0 | Constrained, otherwise capacity available =40 kW | --> | C20 ex CARRICKMACROSS | Carrickmacross [T41,T42] | MEATH HILL |  | 53.9658 | -6.8368
MV/LV Substation KI***638X |  | 10 kV | _ | LV | 100 kVA :Pole Substation | 0.1 | --> | 0.1 | 0 | 0 | Constrained, otherwise capacity available =83 kVA | --> | 0.095 | 0 | 0 | 0 | 0 | Constrained, otherwise capacity available =97 kW | --> | C17 ex CARRICKMACROSS | Carrickmacross [T41,T42] | MEATH HILL |  | 53.9672 | -6.6776
MV/LV Substation DR***650X |  | 10 kV | _ | LV | 100 kVA :Pole Substation | 0.1 | --> | 0.1 | 0 | 0 | Constrained, otherwise capacity available =88 kVA | --> | 0.095 | 0 | 0 | 0 | 0 | Constrained, otherwise capacity available =97 kW | --> | C21 ex CARRICKMACROSS | Carrickmacross [T41,T42] | MEATH HILL |  | 53.9316 | -6.6393
MV/LV Substation CO***653X |  | 10 kV | _ | LV | 50 kVA :Pole Substation | 0.05 | --> | 0.05 | 0.043 | 1.15 |  | --> | 0.048 | 0 | 0 | 0 | 0 | Constrained, otherwise capacity available =48 kW | --> | C18 ex TULLYNAMALRA | Tullynamalra [T41,T42] | MEATH HILL |  | 54.0668 | -6.8142
MV/LV Substation AN***654Y |  | 10 kV | _ | LV | 100 kVA :Pole Substation | 0.1 | --> | 0.1 | 0 | 0 | Constrained, otherwise capacity available =95 kVA | --> | 0.095 | 0 | 0 | 0 | 0 | Constrained, otherwise capacity available =96 kW | --> | C17 ex CARRICKMACROSS | Carrickmacross [T41,T42] | MEATH HILL |  | 53.9682 | -6.6753
MV/LV Substation CU***660Y |  | 10 kV | _ | LV | 50 kVA :Pole Substation | 0.05 | --> | 0.05 | 0.048 | 1.15 |  | --> | 0.048 | 0 | 0 | 0 | 0 | Constrained, otherwise capacity available =48 kW | --> | C15 ex TULLYNAMALRA | Tullynamalra [T41,T42] | MEATH HILL |  | 54.0412 | -6.7366
MV/LV Substation CO***663X |  | 10 kV | _ | LV | 200 kVA :Pole Substation | 0.2 | --> | 0.2 | 0.182 | 1.15 |  | --> | 0.19 | 0 | 0 | 0 | 0 | Constrained, otherwise capacity available =192 kW | --> | C18 ex TULLYNAMALRA | Tullynamalra [T41,T42] | MEATH HILL |  | 54.0656 | -6.8144
MV/LV Substation RO***668Y |  | 20 kV | _ | LV | 50 kVA :Pole Substation | 0.05 | --> | 0.05 | 0 | 0 | Constrained, otherwise capacity available =46 kVA | --> | 0.048 | 0 | 0 | 0 | 0 | Constrained, otherwise capacity available =48 kW | --> | C17 ex CARRICKMACROSS | Carrickmacross [T41,T42] | MEATH HILL |  | 53.9707 | -6.5937
MV/LV Substation SE***674Y |  | 10 kV | _ | LV | 200 kVA :Kiosk Substation | 0.2 | --> | 0.2 | 0 | 0 | Constrained, otherwise capacity available =192 kVA | --> | 0.19 | 0 | 0 | 0 | 0 | Constrained, otherwise capacity available =191 kW | --> | C18 ex CARRICKMACROSS | Carrickmacross [T41,T42] | MEATH HILL |  | 53.9779 | -6.7276
MV/LV Substation BA***679X |  | 10 kV | _ | LV | 50 kVA :Pole Substation | 0.05 | --> | 0.05 | 0 | 0 | Constrained, otherwise capacity available =49 kVA | --> | 0.048 | 0 | 0 | 0 | 0 | Constrained, otherwise capacity available =48 kW | --> | C20 ex CARRICKMACROSS | Carrickmacross [T41,T42] | MEATH HILL |  | 53.9782 | -6.7636
MV/LV Substation CO***680Y |  | 10 kV | _ | LV | 400 kVA :Kiosk Substation | 0.4 | --> | 0.4 | 0.336 | 1.15 |  | --> | 0.38 | 0 | 0 | 0 | 0 | Constrained, otherwise capacity available =389 kW | --> | C18 ex TULLYNAMALRA | Tullynamalra [T41,T42] | MEATH HILL |  | 54.0648 | -6.8118
MV/LV Substation AL***689Y |  | 10 kV | _ | LV | 100 kVA :Pole Substation | 0.1 | --> | 0.1 | 0 | 0 | Constrained, otherwise capacity available =71 kVA | --> | 0.095 | 0 | 0.005 | 0 | 0 | Constrained, otherwise capacity available =95 kW | --> | C17 ex CARRICKMACROSS | Carrickmacross [T41,T42] | MEATH HILL |  | 53.981 | -6.7108
MV/LV Substation CM***692Y |  | 10 kV | _ | LV | 630 kVA :Kiosk Substation | 0.63 | --> | 0.63 | 0 | 0 | Constrained, otherwise capacity available =557 kVA | --> | 0.598 | 0 | 0 | 0 | 0 | Constrained, otherwise capacity available =608 kW | --> | C18 ex CARRICKMACROSS | Carrickmacross [T41,T42] | MEATH HILL |  | 53.9778 | -6.7169
MV/LV Substation TU***694Y |  | 10 kV | _ | LV | 50 kVA :Pole Substation | 0.05 | --> | 0.05 | 0.036 | 1.15 |  | --> | 0.048 | 0 | 0 | 0 | 0 | Constrained, otherwise capacity available =49 kW | --> | C15 ex TULLYNAMALRA | Tullynamalra [T41,T42] | MEATH HILL |  | 54.0619 | -6.8076
MV/LV Substation MA***696X |  | 10 kV | _ | LV | 50 kVA :Pole Substation | 0.05 | --> | 0.05 | 0 | 0 | Constrained, otherwise capacity available =17 kVA | --> | 0.048 | 0 | 0 | 0 | 0 | Constrained, otherwise capacity available =52 kW | --> | C19 ex CARRICKMACROSS | Carrickmacross [T41,T42] | MEATH HILL |  | 53.9465 | -6.7608
MV/LV Substation ES***697X |  | 10 kV | _ | LV | 400 kVA :Kiosk Substation | 0.4 | --> | 0.4 | 0 | 0 | Constrained, otherwise capacity available =396 kVA | --> | 0.38 | 0 | 0 | 0 | 0 | Constrained, otherwise capacity available =380 kW | --> | C17 ex CARRICKMACROSS | Carrickmacross [T41,T42] | MEATH HILL |  | 53.9732 | -6.643
MV/LV Substation LO***705Y |  | 10 kV | _ | LV | 400 kVA :Kiosk Substation | 0.4 | --> | 0.4 | 0 | 0 | Constrained, otherwise capacity available =318 kVA | --> | 0.38 | 0 | 0.006 | 0 | 0 | Constrained, otherwise capacity available =387 kW | --> | C18 ex CARRICKMACROSS | Carrickmacross [T41,T42] | MEATH HILL |  | 53.9686 | -6.7048
MV/LV Substation BR***712X |  | 10 kV | _ | LV | 50 kVA :Pole Substation | 0.05 | --> | 0.05 | 0.047 | 1.15 |  | --> | 0.048 | 0 | 0 | 0 | 0 | Constrained, otherwise capacity available =48 kW | --> | C18 ex TULLYNAMALRA | Tullynamalra [T41,T42] | MEATH HILL |  | 54.075 | -6.8208
MV/LV Substation TU***712Y |  | 10 kV | _ | LV | 400 kVA :Kiosk Substation | 0.4 | --> | 0.4 | 0.286 | 1.15 |  | --> | 0.38 | 0 | 0 | 0 | 0 | Constrained, otherwise capacity available =392 kW | --> | C15 ex TULLYNAMALRA | Tullynamalra [T41,T42] | MEATH HILL |  | 54.0255 | -6.7075
MV/LV Substation CO***725Y |  | 10 kV | _ | LV | 400 kVA :Building Structure | 0.4 | --> | 0.4 | 0 | 0 | Constrained, otherwise capacity available =319 kVA | --> | 0.38 | 0 | 0.029 | 0 | 0 | Constrained, otherwise capacity available =369 kW | --> | C17 ex CARRICKMACROSS | Carrickmacross [T41,T42] | MEATH HILL |  | 53.9862 | -6.724
MV/LV Substation TU***730X |  | 10 kV | _ | LV | 50 kVA :Pole Substation | 0.05 | --> | 0.05 | 0 | 0 | Constrained, otherwise capacity available =50 kVA | --> | 0.048 | 0 | 0 | 0 | 0 | Constrained, otherwise capacity available =48 kW | --> | C21 ex CARRICKMACROSS | Carrickmacross [T41,T42] | MEATH HILL |  | 53.9549 | -6.6986
MV/LV Substation CL***741Y |  | 10 kV | _ | LV | 630 kVA :Building Structure | 0.63 | --> | 0.63 | 0 | 0 | Constrained, otherwise capacity available =626 kVA | --> | 0.598 | 0 | 0 | 0 | 0 | Constrained, otherwise capacity available =599 kW | --> | C18 ex CARRICKMACROSS | Carrickmacross [T41,T42] | MEATH HILL |  | 53.9807 | -6.7183
MV/LV Substation MC***742Y |  | 10 kV | _ | LV | 630 kVA :Kiosk Substation | 0.63 | --> | 0.63 | 0 | 0 | Constrained, otherwise capacity available =560 kVA | --> | 0.598 | 0 | 0 | 0 | 0 | Constrained, otherwise capacity available =608 kW | --> | C21 ex CARRICKMACROSS | Carrickmacross [T41,T42] | MEATH HILL |  | 53.9703 | -6.7154
MV/LV Substation RO***743Y |  | 10 kV | _ | LV | 100 kVA :Pole Substation | 0.1 | --> | 0.1 | 0 | 0 | Constrained, otherwise capacity available =88 kVA | --> | 0.095 | 0 | 0.016 | 0 | 0 | Constrained, otherwise capacity available =85 kW | --> | C21 ex CARRICKMACROSS | Carrickmacross [T41,T42] | MEATH HILL |  | 53.9763 | -6.7321
MV/LV Substation DR***748Y |  | 10 kV | _ | LV | 200 kVA :Pole Substation | 0.2 | --> | 0.2 | 0 | 0 | Constrained, otherwise capacity available =183 kVA | --> | 0.19 | 0 | 0 | 0 | 0 | Constrained, otherwise capacity available =190 kW | --> | C19 ex CARRICKMACROSS | Carrickmacross [T41,T42] | MEATH HILL |  | 53.9249 | -6.7212
MV/LV Substation CL***757Y |  | 10 kV | _ | LV | 50 kVA :Pole Substation | 0.05 | --> | 0.05 | 0 | 0 | Constrained, otherwise capacity available =38 kVA | --> | 0.048 | 0 | 0 | 0 | 0 | Constrained, otherwise capacity available =49 kW | --> | C17 ex CARRICKMACROSS | Carrickmacross [T41,T42] | MEATH HILL |  | 53.9865 | -6.72
MV/LV Substation DR***769Y |  | 10 kV | _ | LV | 400 kVA :Kiosk Substation | 0.4 | --> | 0.4 | 0 | 0 | Constrained, otherwise capacity available =359 kVA | --> | 0.38 | 0 | 0.02 | 0 | 0 | Constrained, otherwise capacity available =371 kW | --> | C18 ex CARRICKMACROSS | Carrickmacross [T41,T42] | MEATH HILL |  | 53.9713 | -6.7071
MV/LV Substation CO***773Y |  | 10 kV | _ | LV | 50 kVA :Pole Substation | 0.05 | --> | 0.05 | 0.05 | 2.04 |  | --> | 0.048 | 0 | 0 | 0 | 0 | Constrained, otherwise capacity available =48 kW | --> | C19 ex BALLYBAY | Ballybay [T41,T42] | LISDRUM |  | 54.027 | -6.8337
MV/LV Substation MA***791Y |  | 10 kV | _ | LV | 200 kVA :Pole Substation | 0.2 | --> | 0.2 | 0 | 0 | Constrained, otherwise capacity available =155 kVA | --> | 0.19 | 0 | 0 | 0 | 0 | Constrained, otherwise capacity available =196 kW | --> | C18 ex CARRICKMACROSS | Carrickmacross [T41,T42] | MEATH HILL |  | 53.9684 | -6.7124
MV/LV Substation DO***797Y |  | 10 kV | _ | LV | 400 kVA :Building Structure | 0.4 | --> | 0.4 | 0.351 | 1.15 |  | --> | 0.38 | 0 | 0 | 0 | 0 | Constrained, otherwise capacity available =387 kW | --> | C15 ex TULLYNAMALRA | Tullynamalra [T41,T42] | MEATH HILL |  | 54.0437 | -6.748
MV/LV Substation PA***798Y |  | 10 kV | _ | LV | 400 kVA :Kiosk Substation | 0.4 | --> | 0.4 | 0 | 0 | Constrained, otherwise capacity available =375 kVA | --> | 0.38 | 0 | 0 | 0 | 0 | Constrained, otherwise capacity available =383 kW | --> | C21 ex CARRICKMACROSS | Carrickmacross [T41,T42] | MEATH HILL |  | 53.9668 | -6.7192
MV/LV Substation DR***812Y |  | 10 kV | _ | LV | 50 kVA :Pole Substation | 0.05 | --> | 0.05 | 0.049 | 2.04 |  | --> | 0.048 | 0 | 0 | 0 | 0 | Constrained, otherwise capacity available =48 kW | --> | C17 ex BALLYBAY | Ballybay [T41,T42] | LISDRUM |  | 54.0956 | -6.8159
MV/LV Substation DO***830Y |  | 10 kV | _ | LV | 100 kVA :Pole Substation | 0.1 | --> | 0.1 | 0 | 0 | Constrained, otherwise capacity available =97 kVA | --> | 0.095 | 0 | 0 | 0 | 0 | Constrained, otherwise capacity available =95 kW | --> | C17 ex CARRICKMACROSS | Carrickmacross [T41,T42] | MEATH HILL |  | 54.0045 | -6.7006
MV/LV Substation SH***834Y |  | 10 kV | _ | LV | 400 kVA :Kiosk Substation | 0.4 | --> | 0.4 | 0 | 0 | Constrained, otherwise capacity available =400 kVA | --> | 0.38 | 0 | 0 | 0 | 0 | Constrained, otherwise capacity available =380 kW | --> | C18 ex CARRICKMACROSS | Carrickmacross [T41,T42] | MEATH HILL |  | 53.9774 | -6.7232
MV/LV Substation IN***839Y |  | 20 kV | _ | LV | 50 kVA :Pole Substation | 0.05 | --> | 0.05 | 0 | 0 | Constrained, otherwise capacity available =50 kVA | --> | 0.048 | 0 | 0 | 0 | 0 | Constrained, otherwise capacity available =48 kW | --> | C17 ex CARRICKMACROSS | Carrickmacross [T41,T42] | MEATH HILL |  | 53.9913 | -6.6049
MV/LV Substation CO***841Y |  | 10 kV | _ | LV | 50 kVA :Pole Substation | 0.05 | --> | 0.05 | 0 | 0 | Constrained, otherwise capacity available =36 kVA | --> | 0.048 | 0 | 0 | 0 | 0 | Constrained, otherwise capacity available =49 kW | --> | C19 ex CARRICKMACROSS | Carrickmacross [T41,T42] | MEATH HILL |  | 53.9618 | -6.7578
MV/LV Substation AN***847Y |  | 10 kV | _ | LV | 50 kVA :Pole Substation | 0.05 | --> | 0.05 | 0 | 0 | Constrained, otherwise capacity available =50 kVA | --> | 0.048 | 0 | 0 | 0 | 0 | Constrained, otherwise capacity available =48 kW | --> | C17 ex CARRICKMACROSS | Carrickmacross [T41,T42] | MEATH HILL |  | 53.9716 | -6.6815
MV/LV Substation LO***870X |  | 10 kV | _ | LV | 200 kVA :Pole Substation | 0.2 | --> | 0.2 | 0 | 0 | Constrained, otherwise capacity available =69 kVA | --> | 0.19 | 0 | 0 | 0 | 0 | Constrained, otherwise capacity available =207 kW | --> | C19 ex CARRICKMACROSS | Carrickmacross [T41,T42] | MEATH HILL |  | 53.9526 | -6.7571
MV/LV Substation OX***878X |  | 10 kV | _ | LV | 400 kVA :Building Structure | 0.4 | --> | 0.4 | 0 | 0 | Constrained, otherwise capacity available =77 kVA | --> | 0.38 | 0 | 0 | 0 | 0 | Constrained, otherwise capacity available =390 kW | --> | C18 ex CARRICKMACROSS | Carrickmacross [T41,T42] | MEATH HILL |  | 53.9817 | -6.723
MV/LV Substation NA***925X |  | 10 kV | _ | LV | 50 kVA :Pole Substation | 0.05 | --> | 0.05 | 0 | 0 | Constrained, otherwise capacity available =47 kVA | --> | 0.048 | 0 | 0 | 0 | 0 | Constrained, otherwise capacity available =48 kW | --> | C17 ex CARRICKMACROSS | Carrickmacross [T41,T42] | MEATH HILL |  | 53.9846 | -6.7273
MV/LV Substation MU***933X |  | 10 kV | _ | LV | 50 kVA :Pole Substation | 0.05 | --> | 0.05 | 0 | 0 | Constrained, otherwise capacity available =28 kVA | --> | 0.048 | 0 | 0.003 | 0 | 0 | Constrained, otherwise capacity available =48 kW | --> | C21 ex CARRICKMACROSS | Carrickmacross [T41,T42] | MEATH HILL |  | 53.9728 | -6.7239
MV/LV Substation LI***940 |  | 10 kV | _ | LV | 50 kVA :Pole Substation | 0.05 | --> | 0.05 | 0 | 0 | Constrained, otherwise capacity available =43 kVA | --> | 0.048 | 0 | 0.003 | 0 | 0 | Constrained, otherwise capacity available =46 kW | --> | C17 ex CARRICKMACROSS | Carrickmacross [T41,T42] | MEATH HILL |  | 53.9789 | -6.7047
MV/LV Substation DR***942 |  | 10 kV | _ | LV | 200 kVA :Pole Substation | 0.2 | --> | 0.2 | 0 | 0 | Constrained, otherwise capacity available =148 kVA | --> | 0.19 | 0 | 0.03 | 0 | 0 | Constrained, otherwise capacity available =175 kW | --> | C17 ex CARRICKMACROSS | Carrickmacross [T41,T42] | MEATH HILL |  | 53.969 | -6.699
MV/LV Substation KI***943 |  | 10 kV | _ | LV | 630 kVA :Building Structure | 0.63 | --> | 0.63 | 0 | 0 | Constrained, otherwise capacity available =590 kVA | --> | 0.598 | 0 | 0 | 0 | 0 | Constrained, otherwise capacity available =604 kW | --> | C17 ex CARRICKMACROSS | Carrickmacross [T41,T42] | MEATH HILL |  | 53.969 | -6.6926
MV/LV Substation BA***945X |  | 10 kV | _ | LV | 50 kVA :Pole Substation | 0.05 | --> | 0.05 | 0 | 0 | Constrained, otherwise capacity available =49 kVA | --> | 0.048 | 0 | 0 | 0 | 0 | Constrained, otherwise capacity available =48 kW | --> | C19 ex CARRICKMACROSS | Carrickmacross [T41,T42] | MEATH HILL |  | 53.9352 | -6.7882
MV/LV Substation LI***975X |  | 10 kV | _ | LV | 50 kVA :Pole Substation | 0.05 | --> | 0.05 | 0 | 0 | Constrained, otherwise capacity available =31 kVA | --> | 0.048 | 0 | 0.004 | 0 | 0 | Constrained, otherwise capacity available =47 kW | --> | C17 ex CARRICKMACROSS | Carrickmacross [T41,T42] | MEATH HILL |  | 53.9772 | -6.7056
MV/LV Substation DR***991X |  | 10 kV | _ | LV | 50 kVA :Pole Substation | 0.05 | --> | 0.05 | 0 | 0 | Constrained, otherwise capacity available =42 kVA | --> | 0.048 | 0 | 0.005 | 0 | 0 | Constrained, otherwise capacity available =45 kW | --> | C19 ex CARRICKMACROSS | Carrickmacross [T41,T42] | MEATH HILL |  | 53.952 | -6.7788
MV/LV Substation CL***001X |  | 10 kV | _ | LV | 100 kVA :Pole Substation | 0.1 | --> | 0.1 | 0 | 0 | Constrained, otherwise capacity available =92 kVA | --> | 0.095 | 0 | 0.015 | 0.085 | 0 |  | --> | C14 ex DRUMQUIN | Drumquin [T42] | ENNIS |  | 52.8094 | -8.9795
MV/LV Substation EN***002 |  | 10 kV | _ | LV | 50 kVA :Pole Substation | 0.05 | --> | 0.05 | 0 | 0 | Constrained, otherwise capacity available =43 kVA | --> | 0.048 | 0 | 0.005 | 0.045 | 0 |  | --> | C15 ex DRUMQUIN | Drumquin [T42] | ENNIS |  | 52.7512 | -9.1434
MV/LV Substation LI***003X |  | 10 kV | _ | LV | 50 kVA :Pole Substation | 0.05 | --> | 0.05 | 0 | 0 | Constrained, otherwise capacity available =23 kVA | --> | 0.048 | 0 | 0 | 0.051 | 0 |  | --> | C14 ex DRUMQUIN | Drumquin [T42] | ENNIS |  | 52.7669 | -9.026
MV/LV Substation LI***004 |  | 10 kV | _ | LV | 100 kVA :Pole Substation | 0.1 | --> | 0.1 | 0 | 0 | Constrained, otherwise capacity available =75 kVA | --> | 0.095 | 0 | 0.006 | 0.094 | 0 |  | --> | C15 ex DRUMQUIN | Drumquin [T42] | ENNIS |  | 52.6742 | -9.1159
MV/LV Substation HA***010X |  | 20 kV | _ | LV | 50 kVA :Pole Substation | 0.05 | --> | 0.05 | 0 | 0 | Constrained, otherwise capacity available =40 kVA | --> | 0.048 | 0 | 0 | 0.049 | 0 |  | --> | C11 ex DRUMQUIN | Drumquin [T42] | ENNIS |  | 52.7873 | -9.088
MV/LV Substation LI***026X |  | 10 kV | _ | LV | 50 kVA :Pole Substation | 0.05 | --> | 0.05 | 0 | 0 | Constrained, otherwise capacity available =42 kVA | --> | 0.048 | 0 | 0.006 | 0.044 | 0 |  | --> | C15 ex DRUMQUIN | Drumquin [T42] | ENNIS |  | 52.7529 | -9.203
MV/LV Substation KE***027X |  | 10 kV | _ | LV | 100 kVA :Pole Substation | 0.1 | --> | 0.1 | 0 | 0 | Constrained, otherwise capacity available =97 kVA | --> | 0.095 | 0 | 0.005 | 0.092 | 0 |  | --> | C15 ex DRUMQUIN | Drumquin [T42] | ENNIS |  | 52.746 | -9.15
MV/LV Substation BL***044 |  | 10 kV | _ | LV | 100 kVA :Pole Substation | 0.1 | --> | 0.1 | 0 | 0 | Constrained, otherwise capacity available =54 kVA | --> | 0.095 | 0 | 0 | 0.101 | 0 |  | --> | C15 ex DRUMQUIN | Drumquin [T42] | ENNIS |  | 52.6794 | -9.1463
MV/LV Substation ME***059 |  | 10 kV | _ | LV | 50 kVA :Pole Substation | 0.05 | --> | 0.05 | 0 | 0 | Constrained, otherwise capacity available =50 kVA | --> | 0.048 | 0 | 0 | 0.048 | 0 |  | --> | C15 ex DRUMQUIN | Drumquin [T42] | ENNIS |  | 52.7451 | -9.1242
MV/LV Substation ME***060 |  | 10 kV | _ | LV | 50 kVA :Pole Substation | 0.05 | --> | 0.05 | 0 | 0 | Constrained, otherwise capacity available =50 kVA | --> | 0.048 | 0 | 0 | 0.048 | 0 |  | --> | C15 ex DRUMQUIN | Drumquin [T42] | ENNIS |  | 52.7407 | -9.1245
MV/LV Substation CO***069 |  | 10 kV | _ | LV | 50 kVA :Pole Substation | 0.05 | --> | 0.05 | 0 | 0 | Constrained, otherwise capacity available =47 kVA | --> | 0.048 | 0 | 0.005 | 0.044 | 0 |  | --> | C15 ex DRUMQUIN | Drumquin [T42] | ENNIS |  | 52.7445 | -9.1568
MV/LV Substation BA***080 |  | 10 kV | _ | LV | 100 kVA :Pole Substation | 0.1 | --> | 0.1 | 0 | 0 | Constrained, otherwise capacity available =81 kVA | --> | 0.095 | 0 | 0 | 0.098 | 0 |  | --> | C15 ex DRUMQUIN | Drumquin [T42] | ENNIS |  | 52.7206 | -9.0654
MV/LV Substation TO***096 |  | 10 kV | _ | LV | 50 kVA :Pole Substation | 0.05 | --> | 0.05 | 0 | 0 | Constrained, otherwise capacity available =31 kVA | --> | 0.048 | 0 | 0 | 0.05 | 0 |  | --> | C15 ex DRUMQUIN | Drumquin [T42] | ENNIS |  | 52.7544 | -9.1356
MV/LV Substation KI***097 |  | 20 kV | _ | LV | 50 kVA :Pole Substation | 0.05 | --> | 0.05 | 0 | 0 | Constrained, otherwise capacity available =50 kVA | --> | 0.048 | 0 | 0 | 0.048 | 0 |  | --> | C11 ex DRUMQUIN | Drumquin [T42] | ENNIS |  | 52.7848 | -9.2149
MV/LV Substation CO***138 |  | 20 kV | _ | LV | 50 kVA :Pole Substation | 0.05 | --> | 0.05 | 0 | 0 | Constrained, otherwise capacity available =34 kVA | --> | 0.048 | 0 | 0 | 0.05 | 0 |  | --> | C11 ex DRUMQUIN | Drumquin [T42] | ENNIS |  | 52.8296 | -9.1825
MV/LV Substation BA***158 |  | 10 kV | _ | LV | 50 kVA :Pole Substation | 0.05 | --> | 0.05 | 0 | 0 | Constrained, otherwise capacity available =39 kVA | --> | 0.048 | 0 | 0.043 | 0.017 | 0 |  | --> | C14 ex DRUMQUIN | Drumquin [T42] | ENNIS |  | 52.7836 | -9.0287
MV/LV Substation BA***163 |  | 10 kV | _ | LV | 50 kVA :Pole Substation | 0.05 | --> | 0.05 | 0 | 0 | Constrained, otherwise capacity available =50 kVA | --> | 0.048 | 0 | 0 | 0.048 | 0 |  | --> | C14 ex DRUMQUIN | Drumquin [T42] | ENNIS |  | 52.8119 | -8.9901
MV/LV Substation CL***165 |  | 10 kV | _ | LV | 50 kVA :Pole Substation | 0.05 | --> | 0.05 | 0 | 0 | Constrained, otherwise capacity available =29 kVA | --> | 0.048 | 0 | 0.01 | 0.043 | 0 |  | --> | C14 ex DRUMQUIN | Drumquin [T42] | ENNIS |  | 52.8033 | -8.9696
MV/LV Substation CR***168 |  | 10 kV | _ | LV | 100 kVA :Pole Substation | 0.1 | --> | 0.1 | 0 | 0 | Constrained, otherwise capacity available =58 kVA | --> | 0.095 | 0 | 0 | 0.101 | 0 |  | --> | C14 ex DRUMQUIN | Drumquin [T42] | ENNIS |  | 52.8112 | -8.9647
MV/LV Substation LI***169 |  | 10 kV | _ | LV | 50 kVA :Pole Substation | 0.05 | --> | 0.05 | 0 | 0 | Constrained, otherwise capacity available =45 kVA | --> | 0.048 | 0 | 0 | 0.048 | 0 |  | --> | C14 ex DRUMQUIN | Drumquin [T42] | ENNIS |  | 52.8039 | -8.977
MV/LV Substation BA***174 |  | 10 kV | _ | LV | 50 kVA :Pole Substation | 0.05 | --> | 0.05 | 0 | 0 | Constrained, otherwise capacity available =46 kVA | --> | 0.048 | 0 | 0 | 0.048 | 0 |  | --> | C14 ex DRUMQUIN | Drumquin [T42] | ENNIS |  | 52.7784 | -9.0227
MV/LV Substation DR***176 |  | 10 kV | _ | LV | 200 kVA :Pole Substation | 0.2 | --> | 0.2 | 0 | 0 | Constrained, otherwise capacity available =194 kVA | --> | 0.19 | 0 | 0 | 0.191 | 0 |  | --> | C14 ex DRUMQUIN | Drumquin [T42] | ENNIS |  | 52.7676 | -9.0253
MV/LV Substation FU***186 |  | 10 kV | _ | LV | 50 kVA :Pole Substation | 0.05 | --> | 0.05 | 0 | 0 | Constrained, otherwise capacity available =21 kVA | --> | 0.048 | 0 | 0 | 0.051 | 0 |  | --> | C15 ex DRUMQUIN | Drumquin [T42] | ENNIS |  | 52.7491 | -9.2298
MV/LV Substation LI***187 |  | 10 kV | _ | LV | 50 kVA :Pole Substation | 0.05 | --> | 0.05 | 0 | 0 | Constrained, otherwise capacity available =49 kVA | --> | 0.048 | 0 | 0 | 0.048 | 0 |  | --> | C15 ex DRUMQUIN | Drumquin [T42] | ENNIS |  | 52.735 | -9.2141
MV/LV Substation KI***188 |  | 10 kV | _ | LV | 200 kVA :Pole Substation | 0.2 | --> | 0.2 | 0 | 0 | Constrained, otherwise capacity available =176 kVA | --> | 0.19 | 0 | 0 | 0.193 | 0 |  | --> | C15 ex DRUMQUIN | Drumquin [T42] | ENNIS |  | 52.6753 | -9.1058
MV/LV Substation PO***192 |  | 10 kV | _ | LV | 50 kVA :Pole Substation | 0.05 | --> | 0.05 | 0 | 0 | Constrained, otherwise capacity available =48 kVA | --> | 0.048 | 0 | 0 | 0.048 | 0 |  | --> | C15 ex DRUMQUIN | Drumquin [T42] | ENNIS |  | 52.7288 | -9.0644
MV/LV Substation PR***219 |  | 10 kV | _ | LV | 200 kVA :Kiosk Substation | 0.2 | --> | 0.2 | 0 | 0 | Constrained, otherwise capacity available =142 kVA | --> | 0.19 | 0 | 0.047 | 0.163 | 0 |  | --> | C14 ex DRUMQUIN | Drumquin [T42] | ENNIS |  | 52.8116 | -8.9706
MV/LV Substation LI***4008 |  | 20 kV | _ | LV | 50 kVA :Pole Substation | 0.05 | --> | 0.05 | 0 | 0 | Constrained, otherwise capacity available =46 kVA | --> | 0.048 | 0 | 0 | 0.048 | 0 |  | --> | C11 ex DRUMQUIN | Drumquin [T42] | ENNIS |  | 52.788 | -9.0836
MV/LV Substation KI***4034 |  | 20 kV | _ | LV | 50 kVA :Pole Substation | 0.05 | --> | 0.05 | 0 | 0 | Constrained, otherwise capacity available =50 kVA | --> | 0.048 | 0 | 0 | 0.048 | 0 |  | --> | C11 ex DRUMQUIN | Drumquin [T42] | ENNIS |  | 52.8228 | -9.1153
MV/LV Substation KN***4038 |  | 20 kV | _ | LV | 50 kVA :Pole Substation | 0.05 | --> | 0.05 | 0 | 0 | Constrained, otherwise capacity available =50 kVA | --> | 0.048 | 0 | 0 | 0.048 | 0 |  | --> | C11 ex DRUMQUIN | Drumquin [T42] | ENNIS |  | 52.8287 | -9.1224
MV/LV Substation KE***4040 |  | 10 kV | _ | LV | 400 kVA :Kiosk Substation | 0.4 | --> | 0.4 | 0 | 0 | Constrained, otherwise capacity available =328 kVA | --> | 0.38 | 0 | 0 | 0.381 | 0 |  | --> | C14 ex DRUMQUIN | Drumquin [T42] | ENNIS |  | 52.7667 | -9.0244
MV/LV Substation RO***4055 |  | 10 kV | _ | LV | 400 kVA :Kiosk Substation | 0.4 | --> | 0.4 | 0 | 0 | Constrained, otherwise capacity available =258 kVA | --> | 0.38 | 0 | 0.07 | 0.347 | 0 |  | --> | C14 ex DRUMQUIN | Drumquin [T42] | ENNIS |  | 52.8137 | -8.9727
MV/LV Substation RU***4059 |  | 20 kV | _ | LV | 100 kVA :Pole Substation | 0.1 | --> | 0.1 | 0 | 0 | Constrained, otherwise capacity available =98 kVA | --> | 0.095 | 0 | 0 | 0.095 | 0 |  | --> | C11 ex DRUMQUIN | Drumquin [T42] | ENNIS |  | 52.7796 | -9.2157
MV/LV Substation CA***4065 |  | 10 kV | _ | LV | 50 kVA :Pole Substation | 0.05 | --> | 0.05 | 0 | 0 | Constrained, otherwise capacity available =49 kVA | --> | 0.048 | 0 | 0 | 0.048 | 0 |  | --> | C15 ex DRUMQUIN | Drumquin [T42] | ENNIS |  | 52.6566 | -9.1174
MV/LV Substation SH***4076 |  | 10 kV | _ | LV | 50 kVA :Pole Substation | 0.05 | --> | 0.05 | 0 | 0 | Constrained, otherwise capacity available =48 kVA | --> | 0.048 | 0 | 0 | 0.048 | 0 |  | --> | C15 ex DRUMQUIN | Drumquin [T42] | ENNIS |  | 52.6322 | -9.1567
MV/LV Substation KI***4099 |  | 20 kV | _ | LV | 50 kVA :Pole Substation | 0.05 | --> | 0.05 | 0 | 0 | Constrained, otherwise capacity available =50 kVA | --> | 0.048 | 0 | 0 | 0.048 | 0 |  | --> | C11 ex DRUMQUIN | Drumquin [T42] | ENNIS |  | 52.8051 | -9.0961
MV/LV Substation CN***4115 |  | 10 kV | _ | LV | 400 kVA :Kiosk Substation | 0.4 | --> | 0.4 | 0 | 0 | Constrained, otherwise capacity available =396 kVA | --> | 0.38 | 0 | 0 | 0.38 | 0 |  | --> | C14 ex DRUMQUIN | Drumquin [T42] | ENNIS |  | 52.8123 | -8.9666
MV/LV Substation DR***4116 |  | 10 kV | _ | LV | 50 kVA :Pole Substation | 0.05 | --> | 0.05 | 0 | 0 | Constrained, otherwise capacity available =50 kVA | --> | 0.048 | 0 | 0 | 0.048 | 0 |  | --> | C14 ex DRUMQUIN | Drumquin [T42] | ENNIS |  | 52.76 | -9.0359
MV/LV Substation TE***4129 |  | 10 kV | _ | LV | 50 kVA :Pole Substation | 0.05 | --> | 0.05 | 0 | 0 | Constrained, otherwise capacity available =50 kVA | --> | 0.048 | 0 | 0 | 0.048 | 0 |  | --> | C15 ex DRUMQUIN | Drumquin [T42] | ENNIS |  | 52.6848 | -9.0949
MV/LV Substation KI***433 |  | 20 kV | _ | LV | 50 kVA :Pole Substation | 0.05 | --> | 0.05 | 0 | 0 | Constrained, otherwise capacity available =35 kVA | --> | 0.048 | 0 | 0.004 | 0.046 | 0 |  | --> | C11 ex DRUMQUIN | Drumquin [T42] | ENNIS |  | 52.8164 | -9.1122
MV/LV Substation BE***435 |  | 20 kV | _ | LV | 100 kVA :Pole Substation | 0.1 | --> | 0.1 | 0 | 0 | Constrained, otherwise capacity available =46 kVA | --> | 0.095 | 0 | 0.005 | 0.098 | 0 |  | --> | C11 ex DRUMQUIN | Drumquin [T42] | ENNIS |  | 52.8216 | -9.1105
MV/LV Substation CL***495 |  | 20 kV | _ | LV | 630 kVA :Building Structure | 0.63 | --> | 0.63 | 0 | 0 | Constrained, otherwise capacity available =630 kVA | --> | 0.598 | 0 | 0 | 0.5 | 0 |  | --> | C11 ex DRUMQUIN | Drumquin [T42] | ENNIS |  | 52.7853 | -9.0874
MV/LV Substation HE***532 |  | 10 kV | _ | LV | 100 kVA :Pole Substation | 0.1 | --> | 0.1 | 0 | 0 | Constrained, otherwise capacity available =82 kVA | --> | 0.095 | 0 | 0 | 0.098 | 0 |  | --> | C14 ex DRUMQUIN | Drumquin [T42] | ENNIS |  | 52.8066 | -8.9817
MV/LV Substation CL***534 |  | 10 kV | _ | LV | 200 kVA :Pole Substation | 0.2 | --> | 0.2 | 0 | 0 | Constrained, otherwise capacity available =168 kVA | --> | 0.19 | 0 | 0.01 | 0.187 | 0 |  | --> | C14 ex DRUMQUIN | Drumquin [T42] | ENNIS |  | 52.799 | -8.9746
MV/LV Substation OL***547 |  | 10 kV | _ | LV | 50 kVA :Pole Substation | 0.05 | --> | 0.05 | 0 | 0 | Constrained, otherwise capacity available =42 kVA | --> | 0.048 | 0 | 0 | 0.049 | 0 |  | --> | C15 ex DRUMQUIN | Drumquin [T42] | ENNIS |  | 52.6863 | -9.094
MV/LV Substation PA***551 |  | 10 kV | _ | LV | 100 kVA :Pole Substation | 0.1 | --> | 0.1 | 0 | 0 | Constrained, otherwise capacity available =37 kVA | --> | 0.095 | 0 | 0 | 0.103 | 0 |  | --> | C15 ex DRUMQUIN | Drumquin [T42] | ENNIS |  | 52.671 | -9.1071
MV/LV Substation BA***570 |  | 10 kV | _ | LV | 50 kVA :Pole Substation | 0.05 | --> | 0.05 | 0 | 0 | Constrained, otherwise capacity available =36 kVA | --> | 0.048 | 0 | 0.005 | 0.046 | 0 |  | --> | C15 ex DRUMQUIN | Drumquin [T42] | ENNIS |  | 52.7178 | -9.0685
MV/LV Substation KI***588 |  | 10 kV | _ | LV | 100 kVA :Pole Substation | 0.1 | --> | 0.1 | 0 | 0 | Constrained, otherwise capacity available =34 kVA | --> | 0.095 | 0 | 0.005 | 0.1 | 0 |  | --> | C15 ex DRUMQUIN | Drumquin [T42] | ENNIS |  | 52.6744 | -9.1086
MV/LV Substation KI***589 |  | 10 kV | _ | LV | 30 kVA :Pole Substation | 0.03 | --> | 0.03 | 0 | 0 | Constrained, otherwise capacity available =27 kVA | --> | 0.028 | 0 | 0 | 0.029 | 0 |  | --> | C15 ex DRUMQUIN | Drumquin [T42] | ENNIS |  | 52.6747 | -9.1244
MV/LV Substation CA***605 |  | 10 kV | _ | LV | 200 kVA :Building Structure | 0.2 | --> | 0.2 | 0 | 0 | Constrained, otherwise capacity available =200 kVA | --> | 0.19 | 0 | 0 | 0.19 | 0 |  | --> | C15 ex DRUMQUIN | Drumquin [T42] | ENNIS |  | 52.6412 | -9.1353
MV/LV Substation FE***667 |  | 20 kV | _ | LV | 100 kVA :Pole Substation | 0.1 | --> | 0.1 | 0 | 0 | Constrained, otherwise capacity available =93 kVA | --> | 0.095 | 0 | 0 | 0.096 | 0 |  | --> | C11 ex DRUMQUIN | Drumquin [T42] | ENNIS |  | 52.7704 | -9.1001
MV/LV Substation LI***675 |  | 10 kV | _ | LV | 100 kVA :Pole Substation | 0.1 | --> | 0.1 | 0 | 0 | Constrained, otherwise capacity available =63 kVA | --> | 0.095 | 0 | 0.01 | 0.093 | 0 |  | --> | C15 ex DRUMQUIN | Drumquin [T42] | ENNIS |  | 52.7387 | -9.1727
MV/LV Substation KI***712 |  | 20 kV | _ | LV | 50 kVA :Pole Substation | 0.05 | --> | 0.05 | 0 | 0 | Constrained, otherwise capacity available =10 kVA | --> | 0.048 | 0 | 0 | 0.053 | 0 |  | --> | C11 ex DRUMQUIN | Drumquin [T42] | ENNIS |  | 52.8285 | -9.1192
MV/LV Substation LI***725 |  | 10 kV | _ | LV | 50 kVA :Pole Substation | 0.05 | --> | 0.05 | 0 | 0 | Constrained, otherwise capacity available =36 kVA | --> | 0.048 | 0 | 0.016 | 0.038 | 0 |  | --> | C14 ex DRUMQUIN | Drumquin [T42] | ENNIS |  | 52.8087 | -8.9689
MV/LV Substation IS***740 |  | 10 kV | _ | LV | 50 kVA :Pole Substation | 0.05 | --> | 0.05 | 0 | 0 | Constrained, otherwise capacity available =42 kVA | --> | 0.048 | 0 | 0.005 | 0.045 | 0 |  | --> | C14 ex DRUMQUIN | Drumquin [T42] | ENNIS |  | 52.7653 | -8.9949
MV/LV Substation TA***756 |  | 10 kV | _ | LV | 100 kVA :Pole Substation | 0.1 | --> | 0.1 | 0 | 0 | Constrained, otherwise capacity available =52 kVA | --> | 0.095 | 0 | 0 | 0.101 | 0 |  | --> | C15 ex DRUMQUIN | Drumquin [T42] | ENNIS |  | 52.7399 | -9.1705
MV/LV Substation BE***780 |  | 10 kV | _ | LV | 200 kVA :Kiosk Substation | 0.2 | --> | 0.2 | 0 | 0 | Constrained, otherwise capacity available =168 kVA | --> | 0.19 | 0 | 0.003 | 0.192 | 0 |  | --> | C14 ex DRUMQUIN | Drumquin [T42] | ENNIS |  | 52.8106 | -8.9679
MV/LV Substation FU***781 |  | 10 kV | _ | LV | 100 kVA :Pole Substation | 0.1 | --> | 0.1 | 0 | 0 | Constrained, otherwise capacity available =79 kVA | --> | 0.095 | 0 | 0 | 0.098 | 0 |  | --> | C15 ex DRUMQUIN | Drumquin [T42] | ENNIS |  | 52.7361 | -9.2083
MV/LV Substation WA***797 |  | 20 kV | _ | LV | 100 kVA :Pole Substation | 0.1 | --> | 0.1 | 0 | 0 | Constrained, otherwise capacity available =54 kVA | --> | 0.095 | 0 | 0.057 | 0.059 | 0 |  | --> | C11 ex DRUMQUIN | Drumquin [T42] | ENNIS |  | 52.8261 | -9.1179
MV/LV Substation CL***805 |  | 10 kV | _ | LV | 50 kVA :Pole Substation | 0.05 | --> | 0.05 | 0 | 0 | Constrained, otherwise capacity available =46 kVA | --> | 0.048 | 0 | 0.006 | 0.044 | 0 |  | --> | C15 ex DRUMQUIN | Drumquin [T42] | ENNIS |  | 52.7379 | -9.18
MV/LV Substation DA***808 |  | 20 kV | _ | LV | 50 kVA :Pole Substation | 0.05 | --> | 0.05 | 0 | 0 |  | --> | 0.048 | 0 | 0 | 0.055 | 0 |  | --> | C11 ex DRUMQUIN | Drumquin [T42] | ENNIS |  | 52.795 | -9.0618
MV/LV Substation CA***834 |  | 20 kV | _ | LV | 50 kVA :Pole Substation | 0.05 | --> | 0.05 | 0 | 0 | Constrained, otherwise capacity available =50 kVA | --> | 0.048 | 0 | 0 | 0.048 | 0 |  | --> | C11 ex DRUMQUIN | Drumquin [T42] | ENNIS |  | 52.7981 | -9.1019
MV/LV Substation CU***846 |  | 10 kV | _ | LV | 100 kVA :Pole Substation | 0.1 | --> | 0.1 | 0 | 0 | Constrained, otherwise capacity available =73 kVA | --> | 0.095 | 0 | 0.005 | 0.095 | 0 |  | --> | C15 ex DRUMQUIN | Drumquin [T42] | ENNIS |  | 52.7468 | -9.1483
MV/LV Substation CO***857 |  | 10 kV | _ | LV | 200 kVA :Kiosk Substation | 0.2 | --> | 0.2 | 0 | 0 | Constrained, otherwise capacity available =158 kVA | --> | 0.19 | 0 | 0.005 | 0.192 | 0 |  | --> | C15 ex DRUMQUIN | Drumquin [T42] | ENNIS |  | 52.673 | -9.1049
MV/LV Substation BO***858 |  | 20 kV | _ | LV | 50 kVA :Pole Substation | 0.05 | --> | 0.05 | 0 | 0 | Constrained, otherwise capacity available =50 kVA | --> | 0.048 | 0 | 0 | 0.048 | 0 |  | --> | C11 ex DRUMQUIN | Drumquin [T42] | ENNIS |  | 52.7865 | -9.2086
MV/LV Substation BO***859 |  | 10 kV | _ | LV | 50 kVA :Pole Substation | 0.05 | --> | 0.05 | 0 | 0 | Constrained, otherwise capacity available =47 kVA | --> | 0.048 | 0 | 0 | 0.048 | 0 |  | --> | C14 ex DRUMQUIN | Drumquin [T42] | ENNIS |  | 52.8047 | -8.9883
MV/LV Substation HI***863 |  | 10 kV | _ | LV | 50 kVA :Pole Substation | 0.05 | --> | 0.05 | 0 | 0 | Constrained, otherwise capacity available =48 kVA | --> | 0.048 | 0 | 0 | 0.048 | 0 |  | --> | C15 ex DRUMQUIN | Drumquin [T42] | ENNIS |  | 52.7424 | -9.1722
MV/LV Substation BO***875 |  | 10 kV | _ | LV | 50 kVA :Pole Substation | 0.05 | --> | 0.05 | 0 | 0 | Constrained, otherwise capacity available =49 kVA | --> | 0.048 | 0 | 0 | 0.048 | 0 |  | --> | C15 ex DRUMQUIN | Drumquin [T42] | ENNIS |  | 52.6248 | -9.1619
MV/LV Substation AB***878 |  | 10 kV | _ | LV | 100 kVA :Pole Substation | 0.1 | --> | 0.1 | 0 | 0 | Constrained, otherwise capacity available =64 kVA | --> | 0.095 | 0 | 0.01 | 0.092 | 0 |  | --> | C15 ex DRUMQUIN | Drumquin [T42] | ENNIS |  | 52.7519 | -9.1391
MV/LV Substation CL***885 |  | 10 kV | _ | LV | 400 kVA :Kiosk Substation | 0.4 | --> | 0.4 | 0 | 0 | Constrained, otherwise capacity available =308 kVA | --> | 0.38 | 0 | 0.042 | 0.361 | 0 |  | --> | C14 ex DRUMQUIN | Drumquin [T42] | ENNIS |  | 52.8135 | -8.9689
MV/LV Substation MO***909 |  | 20 kV | _ | LV | 50 kVA :Pole Substation | 0.05 | --> | 0.05 | 0 | 0 | Constrained, otherwise capacity available =49 kVA | --> | 0.048 | 0 | 0 | 0.048 | 0 |  | --> | C11 ex DRUMQUIN | Drumquin [T42] | ENNIS |  | 52.8046 | -9.2007
MV/LV Substation LA***915 |  | 10 kV | _ | LV | 50 kVA :Pole Substation | 0.05 | --> | 0.05 | 0 | 0 | Constrained, otherwise capacity available =48 kVA | --> | 0.048 | 0 | 0 | 0.048 | 0 |  | --> | C15 ex DRUMQUIN | Drumquin [T42] | ENNIS |  | 52.7071 | -9.1072
MV/LV Substation CR***920 |  | 10 kV | _ | LV | 50 kVA :Pole Substation | 0.05 | --> | 0.05 | 0 | 0 | Constrained, otherwise capacity available =36 kVA | --> | 0.048 | 0 | 0 | 0.049 | 0 |  | --> | C14 ex DRUMQUIN | Drumquin [T42] | ENNIS |  | 52.7681 | -9.026
MV/LV Substation LI***930 |  | 10 kV | _ | LV | 50 kVA :Pole Substation | 0.05 | --> | 0.05 | 0 | 0 | Constrained, otherwise capacity available =49 kVA | --> | 0.048 | 0 | 0 | 0.048 | 0 |  | --> | C15 ex DRUMQUIN | Drumquin [T42] | ENNIS |  | 52.7326 | -9.1948
MV/LV Substation GO***937 |  | 10 kV | _ | LV | 50 kVA :Pole Substation | 0.05 | --> | 0.05 | 0 | 0 | Constrained, otherwise capacity available =50 kVA | --> | 0.048 | 0 | 0 | 0.048 | 0 |  | --> | C15 ex DRUMQUIN | Drumquin [T42] | ENNIS |  | 52.6677 | -9.1639
MV/LV Substation BO***940 |  | 20 kV | _ | LV | 200 kVA :Pole Substation | 0.2 | --> | 0.2 | 0 | 0 | Constrained, otherwise capacity available =195 kVA | --> | 0.19 | 0 | 0 | 0.191 | 0 |  | --> | C11 ex DRUMQUIN | Drumquin [T42] | ENNIS |  | 52.7752 | -9.2396
MV/LV Substation DU***958 |  | 10 kV | _ | LV | 50 kVA :Pole Substation | 0.05 | --> | 0.05 | 0 | 0 | Constrained, otherwise capacity available =44 kVA | --> | 0.048 | 0 | 0 | 0.048 | 0 |  | --> | C15 ex DRUMQUIN | Drumquin [T42] | ENNIS |  | 52.6774 | -9.1026
MV/LV Substation KI***969 |  | 20 kV | _ | LV | 100 kVA :Pole Substation | 0.1 | --> | 0.1 | 0 | 0 | Constrained, otherwise capacity available =68 kVA | --> | 0.095 | 0 | 0 | 0.099 | 0 |  | --> | C11 ex DRUMQUIN | Drumquin [T42] | ENNIS |  | 52.7823 | -9.2151
MV/LV Substation LI***972 |  | 10 kV | _ | LV | 100 kVA :Pole Substation | 0.1 | --> | 0.1 | 0 | 0 | Constrained, otherwise capacity available =100 kVA | --> | 0.095 | 0 | 0 | 0.095 | 0 |  | --> | C15 ex DRUMQUIN | Drumquin [T42] | ENNIS |  | 52.7402 | -9.2289
MV/LV Substation CO***977 |  | 20 kV | _ | LV | 50 kVA :Pole Substation | 0.05 | --> | 0.05 | 0 | 0 | Constrained, otherwise capacity available =35 kVA | --> | 0.048 | 0 | 0.005 | 0.046 | 0 |  | --> | C11 ex DRUMQUIN | Drumquin [T42] | ENNIS |  | 52.8287 | -9.1785
MV/LV Substation MA***011X |  | 10 kV | _ | LV | 50 kVA :Pole Substation | 0.05 | --> | 0.05 | 0 | 0 | Constrained, otherwise capacity available =47 kVA | --> | 0.048 | 0 | 0 | 0 | 0 | Constrained, otherwise capacity available =48 kW | --> | C26 ex GLENTIES | Glenties [T41,T42] | BINBANE |  | 54.8434 | -8.4254
MV/LV Substation SP***027X |  | 10 kV | _ | LV | 200 kVA :Pole Substation | 0.2 | --> | 0.2 | 0 | 0 | Constrained, otherwise capacity available =164 kVA | --> | 0.19 | 0 | 0 | 0 | 0 | Constrained, otherwise capacity available =195 kW | --> | C26 ex GLENTIES | Glenties [T41,T42] | BINBANE |  | 54.7973 | -8.2808
MV/LV Substation BE***032X |  | 10 kV | _ | LV | 400 kVA :Kiosk Substation | 0.4 | --> | 0.4 | 0 | 0 | Constrained, otherwise capacity available =374 kVA | --> | 0.38 | 0 | 0 | 0 | 0 | Constrained, otherwise capacity available =384 kW | --> | C23 ex GLENTIES | Glenties [T41,T42] | BINBANE |  | 54.7629 | -8.4104
MV/LV Substation DC***033X |  | 10 kV | _ | LV | 100 kVA :Pole Substation | 0.1 | --> | 0.1 | 0 | 0 | Constrained, otherwise capacity available =94 kVA | --> | 0.095 | 0 | 0 | 0 | 0 | Constrained, otherwise capacity available =96 kW | --> | C26 ex GLENTIES | Glenties [T41,T42] | BINBANE |  | 54.7936 | -8.3045
MV/LV Substation KI***035X |  | 10 kV | _ | LV | 50 kVA :Pole Substation | 0.05 | --> | 0.05 | 0 | 0 | Constrained, otherwise capacity available =50 kVA | --> | 0.048 | 0 | 0 | 0 | 0 | Constrained, otherwise capacity available =48 kW | --> | C26 ex GLENTIES | Glenties [T41,T42] | BINBANE |  | 54.8262 | -8.4363
MV/LV Substation SE***065X |  | 10 kV | _ | LV | 50 kVA :Pole Substation | 0.05 | --> | 0.05 | 0 | 0 | Constrained, otherwise capacity available =30 kVA | --> | 0.048 | 0 | 0 | 0 | 0 | Constrained, otherwise capacity available =50 kW | --> | C23 ex GLENTIES | Glenties [T41,T42] | BINBANE |  | 54.7701 | -8.4193
MV/LV Substation AR***068X |  | 10 kV | _ | LV | 50 kVA :Pole Substation | 0.05 | --> | 0.05 | 0 | 0 | Constrained, otherwise capacity available =48 kVA | --> | 0.048 | 0 | 0 | 0 | 0 | Constrained, otherwise capacity available =48 kW | --> | C23 ex GLENTIES | Glenties [T41,T42] | BINBANE |  | 54.7736 | -8.4098
MV/LV Substation DR***069X |  | 10 kV | _ | LV | 200 kVA :Pole Substation | 0.2 | --> | 0.2 | 0 | 0 | Constrained, otherwise capacity available =187 kVA | --> | 0.19 | 0 | 0 | 0 | 0 | Constrained, otherwise capacity available =192 kW | --> | C23 ex GLENTIES | Glenties [T41,T42] | BINBANE |  | 54.7612 | -8.4218
MV/LV Substation ST***084X |  | 20 kV | _ | LV | 50 kVA :Pole Substation | 0.05 | --> | 0.05 | 0 | 0 | Constrained, otherwise capacity available =44 kVA | --> | 0.048 | 0 | 0 | 0 | 0 | Constrained, otherwise capacity available =48 kW | --> | C26 ex GLENTIES | Glenties [T41,T42] | BINBANE |  | 54.816 | -8.2543
MV/LV Substation ME***085X |  | 10 kV | _ | LV | 200 kVA :Pole Substation | 0.2 | --> | 0.2 | 0 | 0 | Constrained, otherwise capacity available =179 kVA | --> | 0.19 | 0 | 0 | 0 | 0 | Constrained, otherwise capacity available =193 kW | --> | C26 ex GLENTIES | Glenties [T41,T42] | BINBANE |  | 54.7834 | -8.2545
MV/LV Substation GL***087X |  | 10 kV | _ | LV | 50 kVA :Pole Substation | 0.05 | --> | 0.05 | 0 | 0 | Constrained, otherwise capacity available =43 kVA | --> | 0.048 | 0 | 0 | 0 | 0 | Constrained, otherwise capacity available =48 kW | --> | C26 ex GLENTIES | Glenties [T41,T42] | BINBANE |  | 54.8015 | -8.3014
MV/LV Substation AR***088X |  | 10 kV | _ | LV | 200 kVA :Pole Substation | 0.2 | --> | 0.2 | 0 | 0 | Constrained, otherwise capacity available =175 kVA | --> | 0.19 | 0 | 0 | 0 | 0 | Constrained, otherwise capacity available =193 kW | --> | C23 ex GLENTIES | Glenties [T41,T42] | BINBANE |  | 54.7616 | -8.4018
MV/LV Substation MA***097X |  | 10 kV | _ | LV | 50 kVA :Pole Substation | 0.05 | --> | 0.05 | 0 | 0 | Constrained, otherwise capacity available =47 kVA | --> | 0.048 | 0 | 0 | 0 | 0 | Constrained, otherwise capacity available =48 kW | --> | C26 ex GLENTIES | Glenties [T41,T42] | BINBANE |  | 54.8266 | -8.3676
MV/LV Substation SH***109X |  | 10 kV | _ | LV | 50 kVA :Pole Substation | 0.05 | --> | 0.05 | 0 | 0 | Constrained, otherwise capacity available =46 kVA | --> | 0.048 | 0 | 0 | 0 | 0 | Constrained, otherwise capacity available =48 kW | --> | C26 ex GLENTIES | Glenties [T41,T42] | BINBANE |  | 54.7689 | -8.3238
MV/LV Substation DR***117X |  | 10 kV | _ | LV | 50 kVA :Pole Substation | 0.05 | --> | 0.05 | 0 | 0 | Constrained, otherwise capacity available =38 kVA | --> | 0.048 | 0 | 0 | 0 | 0 | Constrained, otherwise capacity available =49 kW | --> | C23 ex GLENTIES | Glenties [T41,T42] | BINBANE |  | 54.7591 | -8.4102
MV/LV Substation PE***125X |  | 10 kV | _ | LV | 50 kVA :Pole Substation | 0.05 | --> | 0.05 | 0 | 0 | Constrained, otherwise capacity available =24 kVA | --> | 0.048 | 0 | 0 | 0 | 0 | Constrained, otherwise capacity available =51 kW | --> | C23 ex GLENTIES | Glenties [T41,T42] | BINBANE |  | 54.7601 | -8.4193
MV/LV Substation SH***131X |  | 10 kV | _ | LV | 400 kVA :Kiosk Substation | 0.4 | --> | 0.4 | 0 | 0 | Constrained, otherwise capacity available =358 kVA | --> | 0.38 | 0 | 0.002 | 0 | 0 | Constrained, otherwise capacity available =384 kW | --> | C23 ex GLENTIES | Glenties [T41,T42] | BINBANE |  | 54.7639 | -8.4166
MV/LV Substation ST***132X |  | 10 kV | _ | LV | 400 kVA :Kiosk Substation | 0.4 | --> | 0.4 | 0 | 0 | Constrained, otherwise capacity available =347 kVA | --> | 0.38 | 0 | 0.019 | 0 | 0 | Constrained, otherwise capacity available =373 kW | --> | C26 ex GLENTIES | Glenties [T41,T42] | BINBANE |  | 54.7936 | -8.2819
MV/LV Substation DR***400 |  | 10 kV | _ | LV | 50 kVA :Pole Substation | 0.05 | --> | 0.05 | 0 | 0 | Constrained, otherwise capacity available =49 kVA | --> | 0.048 | 0 | 0 | 0 | 0 | Constrained, otherwise capacity available =48 kW | --> | C23 ex GLENTIES | Glenties [T41,T42] | BINBANE |  | 54.7577 | -8.4179
MV/LV Substation DR***4008 |  | 10 kV | _ | LV | 50 kVA :Pole Substation | 0.05 | --> | 0.05 | 0 | 0 | Constrained, otherwise capacity available =48 kVA | --> | 0.048 | 0 | 0 | 0 | 0 | Constrained, otherwise capacity available =48 kW | --> | C23 ex GLENTIES | Glenties [T41,T42] | BINBANE |  | 54.7611 | -8.418
MV/LV Substation GL***4019 |  | 10 kV | _ | LV | 100 kVA :Pole Substation | 0.1 | --> | 0.1 | 0 | 0 | Constrained, otherwise capacity available =87 kVA | --> | 0.095 | 0 | 0 | 0 | 0 | Constrained, otherwise capacity available =97 kW | --> | C26 ex GLENTIES | Glenties [T41,T42] | BINBANE |  | 54.7941 | -8.2935
MV/LV Substation R ***4028 |  | 10 kV | _ | LV | 100 kVA :Pole Substation | 0.1 | --> | 0.1 | 0 | 0 | Constrained, otherwise capacity available =98 kVA | --> | 0.095 | 0 | 0 | 0 | 0 | Constrained, otherwise capacity available =95 kW | --> | C26 ex GLENTIES | Glenties [T41,T42] | BINBANE |  | 54.7983 | -8.2935
MV/LV Substation IR***4029 |  | 10 kV | _ | LV | 50 kVA :Pole Substation | 0.05 | --> | 0.05 | 0 | 0 | Constrained, otherwise capacity available =28 kVA | --> | 0.048 | 0 | 0 | 0 | 0 | Constrained, otherwise capacity available =50 kW | --> | C23 ex GLENTIES | Glenties [T41,T42] | BINBANE |  | 54.7656 | -8.4072
MV/LV Substation DI***4035 |  | 10 kV | _ | LV | 200 kVA :Pole Substation | 0.2 | --> | 0.2 | 0 | 0 | Constrained, otherwise capacity available =128 kVA | --> | 0.19 | 0 | 0 | 0 | 0 | Constrained, otherwise capacity available =200 kW | --> | C23 ex GLENTIES | Glenties [T41,T42] | BINBANE |  | 54.7619 | -8.4071
MV/LV Substation ST***470 |  | 20 kV | _ | LV | 50 kVA :Pole Substation | 0.05 | --> | 0.05 | 0 | 0 | Constrained, otherwise capacity available =32 kVA | --> | 0.048 | 0 | 0 | 0 | 0 | Constrained, otherwise capacity available =50 kW | --> | C26 ex GLENTIES | Glenties [T41,T42] | BINBANE |  | 54.8246 | -8.2487
MV/LV Substation GW***523 |  | 10 kV | _ | LV | 50 kVA :Pole Substation | 0.05 | --> | 0.05 | 0 | 0 | Constrained, otherwise capacity available =45 kVA | --> | 0.048 | 0 | 0 | 0 | 0 | Constrained, otherwise capacity available =48 kW | --> | C26 ex GLENTIES | Glenties [T41,T42] | BINBANE |  | 54.7815 | -8.3143
MV/LV Substation NA***532 |  | 10 kV | _ | LV | 100 kVA :Pole Substation | 0.1 | --> | 0.1 | 0 | 0 | Constrained, otherwise capacity available =23 kVA | --> | 0.095 | 0 | 0.015 | 0 | 0 | Constrained, otherwise capacity available =94 kW | --> | C23 ex GLENTIES | Glenties [T41,T42] | BINBANE |  | 54.7646 | -8.407
MV/LV Substation MA***539 |  | 10 kV | _ | LV | 200 kVA :Pole Substation | 0.2 | --> | 0.2 | 0 | 0 | Constrained, otherwise capacity available =50 kVA | --> | 0.19 | 0 | 0 | 0 | 0 | Constrained, otherwise capacity available =209 kW | --> | C23 ex GLENTIES | Glenties [T41,T42] | BINBANE |  | 54.7615 | -8.4132
MV/LV Substation MO***540 |  | 10 kV | _ | LV | 50 kVA :Pole Substation | 0.05 | --> | 0.05 | 0 | 0 | Constrained, otherwise capacity available =43 kVA | --> | 0.048 | 0 | 0.004 | 0 | 0 | Constrained, otherwise capacity available =46 kW | --> | C23 ex GLENTIES | Glenties [T41,T42] | BINBANE |  | 54.7563 | -8.4112
MV/LV Substation WO***541 |  | 10 kV | _ | LV | 100 kVA :Pole Substation | 0.1 | --> | 0.1 | 0 | 0 | Constrained, otherwise capacity available =84 kVA | --> | 0.095 | 0 | 0 | 0 | 0 | Constrained, otherwise capacity available =97 kW | --> | C23 ex GLENTIES | Glenties [T41,T42] | BINBANE |  | 54.7592 | -8.4041
MV/LV Substation CU***572 |  | 10 kV | _ | LV | 100 kVA :Pole Substation | 0.1 | --> | 0.1 | 0 | 0 | Constrained, otherwise capacity available =79 kVA | --> | 0.095 | 0 | 0.005 | 0 | 0 | Constrained, otherwise capacity available =94 kW | --> | C26 ex GLENTIES | Glenties [T41,T42] | BINBANE |  | 54.8371 | -8.4445
MV/LV Substation TU***580 |  | 10 kV | _ | LV | 50 kVA :Pole Substation | 0.05 | --> | 0.05 | 0 | 0 | Constrained, otherwise capacity available =45 kVA | --> | 0.048 | 0 | 0 | 0 | 0 | Constrained, otherwise capacity available =48 kW | --> | C23 ex GLENTIES | Glenties [T41,T42] | BINBANE |  | 54.7792 | -8.3273
MV/LV Substation MI***586 |  | 10 kV | _ | LV | 100 kVA :Pole Substation | 0.1 | --> | 0.1 | 0 | 0 | Constrained, otherwise capacity available =83 kVA | --> | 0.095 | 0 | 0.011 | 0 | 0 | Constrained, otherwise capacity available =89 kW | --> | C26 ex GLENTIES | Glenties [T41,T42] | BINBANE |  | 54.7914 | -8.2847
MV/LV Substation BA***587 |  | 10 kV | _ | LV | 100 kVA :Pole Substation | 0.1 | --> | 0.1 | 0 | 0 | Constrained, otherwise capacity available =74 kVA | --> | 0.095 | 0 | 0.01 | 0 | 0 | Constrained, otherwise capacity available =91 kW | --> | C26 ex GLENTIES | Glenties [T41,T42] | BINBANE |  | 54.7921 | -8.2759
MV/LV Substation MA***589 |  | 10 kV | _ | LV | 200 kVA :Pole Substation | 0.2 | --> | 0.2 | 0 | 0 | Constrained, otherwise capacity available =67 kVA | --> | 0.19 | 0 | 0 | 0 | 0 | Constrained, otherwise capacity available =207 kW | --> | C26 ex GLENTIES | Glenties [T41,T42] | BINBANE |  | 54.7964 | -8.2811
MV/LV Substation IR***624 |  | 10 kV | _ | LV | 200 kVA :Pole Substation | 0.2 | --> | 0.2 | 0 | 0 | Constrained, otherwise capacity available =145 kVA | --> | 0.19 | 0 | 0.005 | 0 | 0 | Constrained, otherwise capacity available =194 kW | --> | C26 ex GLENTIES | Glenties [T41,T42] | BINBANE |  | 54.796 | -8.2887
MV/LV Substation CA***633 |  | 10 kV | _ | LV | 100 kVA :Pole Substation | 0.1 | --> | 0.1 | 0 | 0 | Constrained, otherwise capacity available =73 kVA | --> | 0.095 | 0 | 0 | 0 | 0 | Constrained, otherwise capacity available =99 kW | --> | C26 ex GLENTIES | Glenties [T41,T42] | BINBANE |  | 54.8091 | -8.4949
MV/LV Substation BO***635 |  | 10 kV | _ | LV | 50 kVA :Pole Substation | 0.05 | --> | 0.05 | 0 | 0 | Constrained, otherwise capacity available =40 kVA | --> | 0.048 | 0 | 0.01 | 0 | 0 | Constrained, otherwise capacity available =41 kW | --> | C23 ex GLENTIES | Glenties [T41,T42] | BINBANE |  | 54.7658 | -8.3737
MV/LV Substation AR***637 |  | 10 kV | _ | LV | 200 kVA :Pole Substation | 0.2 | --> | 0.2 | 0 | 0 | Constrained, otherwise capacity available =123 kVA | --> | 0.19 | 0 | 0.011 | 0 | 0 | Constrained, otherwise capacity available =192 kW | --> | C23 ex GLENTIES | Glenties [T41,T42] | BINBANE |  | 54.7653 | -8.4123
MV/LV Substation MI***680 |  | 10 kV | _ | LV | 200 kVA :Pole Substation | 0.2 | --> | 0.2 | 0 | 0 | Constrained, otherwise capacity available =200 kVA | --> | 0.19 | 0 | 0 | 0 | 0 | Constrained, otherwise capacity available =190 kW | --> | C23 ex GLENTIES | Glenties [T41,T42] | BINBANE |  | 54.7121 | -8.4205
MV/LV Substation GL***714 |  | 10 kV | _ | LV | 400 kVA :Building Structure | 0.4 | --> | 0.4 | 0 | 0 | Constrained, otherwise capacity available =335 kVA | --> | 0.38 | 0 | 0 | 0 | 0 | Constrained, otherwise capacity available =389 kW | --> | C26 ex GLENTIES | Glenties [T41,T42] | BINBANE |  | 54.792 | -8.2825
MV/LV Substation JE***751 |  | 20 kV | _ | LV | 200 kVA :Pole Substation | 0.2 | --> | 0.2 | 0 | 0 | Constrained, otherwise capacity available =200 kVA | --> | 0.19 | 0 | 0 | 0 | 0 | Constrained, otherwise capacity available =190 kW | --> | C26 ex GLENTIES | Glenties [T41,T42] | BINBANE |  | 54.8107 | -8.2257
MV/LV Substation AR***759 |  | 10 kV | _ | LV | 200 kVA :Pole Substation | 0.2 | --> | 0.2 | 0 | 0 | Constrained, otherwise capacity available =86 kVA | --> | 0.19 | 0 | 0.011 | 0 | 0 | Constrained, otherwise capacity available =197 kW | --> | C26 ex GLENTIES | Glenties [T41,T42] | BINBANE |  | 54.7994 | -8.288
MV/LV Substation WE***760 |  | 10 kV | _ | LV | 200 kVA :Pole Substation | 0.2 | --> | 0.2 | 0 | 0 | Constrained, otherwise capacity available =145 kVA | --> | 0.19 | 0 | 0.015 | 0 | 0 | Constrained, otherwise capacity available =186 kW | --> | C23 ex GLENTIES | Glenties [T41,T42] | BINBANE |  | 54.7619 | -8.4157
MV/LV Substation MO***809 |  | 10 kV | _ | LV | 50 kVA :Pole Substation | 0.05 | --> | 0.05 | 0 | 0 | Constrained, otherwise capacity available =44 kVA | --> | 0.048 | 0 | 0 | 0 | 0 | Constrained, otherwise capacity available =48 kW | --> | C23 ex GLENTIES | Glenties [T41,T42] | BINBANE |  | 54.7563 | -8.4193
MV/LV Substation DR***814 |  | 10 kV | _ | LV | 50 kVA :Pole Substation | 0.05 | --> | 0.05 | 0 | 0 | Constrained, otherwise capacity available =43 kVA | --> | 0.048 | 0 | 0.006 | 0 | 0 | Constrained, otherwise capacity available =44 kW | --> | C26 ex GLENTIES | Glenties [T41,T42] | BINBANE |  | 54.7874 | -8.2656
MV/LV Substation WO***819 |  | 10 kV | _ | LV | 50 kVA :Pole Substation | 0.05 | --> | 0.05 | 0 | 0 | Constrained, otherwise capacity available =47 kVA | --> | 0.048 | 0 | 0 | 0 | 0 | Constrained, otherwise capacity available =48 kW | --> | C26 ex GLENTIES | Glenties [T41,T42] | BINBANE |  | 54.8035 | -8.2797
MV/LV Substation KI***821 |  | 10 kV | _ | LV | 100 kVA :Pole Substation | 0.1 | --> | 0.1 | 0 | 0 | Constrained, otherwise capacity available =50 kVA | --> | 0.095 | 0 | 0 | 0 | 0 | Constrained, otherwise capacity available =102 kW | --> | C26 ex GLENTIES | Glenties [T41,T42] | BINBANE |  | 54.838 | -8.3089
MV/LV Substation SH***849 |  | 20 kV | _ | LV | 50 kVA :Pole Substation | 0.05 | --> | 0.05 | 0 | 0 | Constrained, otherwise capacity available =50 kVA | --> | 0.048 | 0 | 0 | 0 | 0 | Constrained, otherwise capacity available =48 kW | --> | C26 ex GLENTIES | Glenties [T41,T42] | BINBANE |  | 54.8392 | -8.2158
MV/LV Substation ST***860 |  | 10 kV | _ | LV | 200 kVA :Pole Substation | 0.2 | --> | 0.2 | 0 | 0 | Constrained, otherwise capacity available =152 kVA | --> | 0.19 | 0 | 0 | 0 | 0 | Constrained, otherwise capacity available =196 kW | --> | C26 ex GLENTIES | Glenties [T41,T42] | BINBANE |  | 54.8387 | -8.4447
MV/LV Substation NO***881 |  | 10 kV | _ | LV | 100 kVA :Pole Substation | 0.1 | --> | 0.1 | 0 | 0 | Constrained, otherwise capacity available =96 kVA | --> | 0.095 | 0 | 0 | 0 | 0 | Constrained, otherwise capacity available =96 kW | --> | C26 ex GLENTIES | Glenties [T41,T42] | BINBANE |  | 54.824 | -8.4519
MV/LV Substation LI***882 |  | 10 kV | _ | LV | 200 kVA :Pole Substation | 0.2 | --> | 0.2 | 0 | 0 | Constrained, otherwise capacity available =123 kVA | --> | 0.19 | 0 | 0.009 | 0 | 0 | Constrained, otherwise capacity available =194 kW | --> | C26 ex GLENTIES | Glenties [T41,T42] | BINBANE |  | 54.7984 | -8.2831
MV/LV Substation RA***883 |  | 20 kV | _ | LV | 630 kVA :Building Structure | 0.63 | --> | 0.63 | 0 | 0 | Constrained, otherwise capacity available =629 kVA | --> | 0.598 | 0 | 0 | 0 | 0 | Constrained, otherwise capacity available =599 kW | --> | C26 ex GLENTIES | Glenties [T41,T42] | BINBANE |  | 54.8395 | -8.2099
MV/LV Substation HI***907 |  | 10 kV | _ | LV | 100 kVA :Pole Substation | 0.1 | --> | 0.1 | 0 | 0 | Constrained, otherwise capacity available =95 kVA | --> | 0.095 | 0 | 0 | 0 | 0 | Constrained, otherwise capacity available =96 kW | --> | C23 ex GLENTIES | Glenties [T41,T42] | BINBANE |  | 54.7658 | -8.4092
MV/LV Substation DO***934 |  | 10 kV | _ | LV | 100 kVA :Pole Substation | 0.1 | --> | 0.1 | 0 | 0 | Constrained, otherwise capacity available =92 kVA | --> | 0.095 | 0 | 0.02 | 0 | 0 | Constrained, otherwise capacity available =81 kW | --> | C26 ex GLENTIES | Glenties [T41,T42] | BINBANE |  | 54.8237 | -8.4364
MV/LV Substation FI***963 |  | 10 kV | _ | LV | 50 kVA :Pole Substation | 0.05 | --> | 0.05 | 0 | 0 | Constrained, otherwise capacity available =21 kVA | --> | 0.048 | 0 | 0 | 0 | 0 | Constrained, otherwise capacity available =51 kW | --> | C26 ex GLENTIES | Glenties [T41,T42] | BINBANE |  | 54.8007 | -8.3005
MV/LV Substation MU***001 |  | 10 kV | _ | LV | 100 kVA :Pole Substation | 0.1 | --> | 0.1 | 0.072 | 1.36 |  | --> | 0.095 | 0 | 0.005 | 0.095 | 0 |  | --> | C15 ex CROSSMOLINA | Crossmolina [T41,T42] | MOY |  | 54.0961 | -9.3131
MV/LV Substation AB***002 |  | 10 kV | _ | LV | 200 kVA :Kiosk Substation | 0.2 | --> | 0.2 | 0.146 | 1.36 |  | --> | 0.19 | 0 | 0 | 0.197 | 0 |  | --> | C11 ex CROSSMOLINA | Crossmolina [T41,T42] | MOY |  | 54.1031 | -9.3195
MV/LV Substation CH***003 |  | 10 kV | _ | LV | 400 kVA :Kiosk Substation | 0.4 | --> | 0.4 | 0.343 | 1.36 |  | --> | 0.38 | 0 | 0.009 | 0.381 | 0 |  | --> | C15 ex CROSSMOLINA | Crossmolina [T41,T42] | MOY |  | 54.0988 | -9.3158
MV/LV Substation GO***004 |  | 10 kV | _ | LV | 100 kVA :Pole Substation | 0.1 | --> | 0.1 | 0.061 | 1.36 |  | --> | 0.095 | 0 | 0 | 0.1 | 0 |  | --> | C15 ex CROSSMOLINA | Crossmolina [T41,T42] | MOY |  | 54.0977 | -9.3005
MV/LV Substation PU***005 |  | 10 kV | _ | LV | 100 kVA :Pole Substation | 0.1 | --> | 0.1 | 0.046 | 1.36 |  | --> | 0.095 | 0 | 0.005 | 0.098 | 0 |  | --> | C11 ex CROSSMOLINA | Crossmolina [T41,T42] | MOY |  | 54.0989 | -9.3294
MV/LV Substation CO***006X |  | 10 kV | _ | LV | 50 kVA :Pole Substation | 0.05 | --> | 0.05 | 0.049 | 1.36 |  | --> | 0.048 | 0 | 0 | 0.048 | 0 |  | --> | C15 ex CROSSMOLINA | Crossmolina [T41,T42] | MOY |  | 54.0945 | -9.2631
MV/LV Substation BA***007 |  | 10 kV | _ | LV | 200 kVA :Pole Substation | 0.2 | --> | 0.2 | 0.122 | 1.36 |  | --> | 0.19 | 0 | 0.011 | 0.192 | 0 |  | --> | C15 ex CROSSMOLINA | Crossmolina [T41,T42] | MOY |  | 54.1 | -9.3152
MV/LV Substation ST***009 |  | 10 kV | _ | LV | 100 kVA :Pole Substation | 0.1 | --> | 0.1 | 0.08 | 1.36 |  | --> | 0.095 | 0 | 0.005 | 0.094 | 0 |  | --> | C15 ex CROSSMOLINA | Crossmolina [T41,T42] | MOY |  | 54.1003 | -9.3118
MV/LV Substation CO***016X |  | 20 kV | _ | LV | 50 kVA :Pole Substation | 0.05 | --> | 0.05 | 0.049 | 2.33 |  | --> | 0.048 | 0 | 0 | 0.048 | 0 |  | --> | E14 ex MOY | Moy [T421,T422] | MOY |  | 54.1693 | -9.2002
MV/LV Substation TR***035X |  | 20 kV | _ | LV | 200 kVA :Pole Substation | 0.2 | --> | 0.2 | 0.164 | 2.33 |  | --> | 0.19 | 0 | 0 | 0.195 | 0 |  | --> | E14 ex MOY | Moy [T421,T422] | MOY |  | 54.1886 | -9.2292
MV/LV Substation PU***036X |  | 20 kV | _ | LV | 200 kVA :Pole Substation | 0.2 | --> | 0.2 | 0.138 | 2.33 |  | --> | 0.19 | 0 | 0 | 0.198 | 0 |  | --> | E14 ex MOY | Moy [T421,T422] | MOY |  | 54.1841 | -9.2209
MV/LV Substation G ***058X |  | 20 kV | _ | LV | 200 kVA :Pole Substation | 0.2 | --> | 0.2 | 0.186 | 2.33 |  | --> | 0.19 | 0 | 0 | 0.192 | 0 |  | --> | E14 ex MOY | Moy [T421,T422] | MOY |  | 54.173 | -9.1911
MV/LV Substation CL***078X |  | 20 kV | _ | LV | 200 kVA :Pole Substation | 0.2 | --> | 0.2 | 0.152 | 2.33 |  | --> | 0.19 | 0 | 0.02 | 0.182 | 0 |  | --> | E14 ex MOY | Moy [T421,T422] | MOY |  | 54.2512 | -9.265
MV/LV Substation MU***081X |  | 20 kV | _ | LV | 1000 kVA :Building Structure | 1 | --> | 1 | 0.5 | 2.33 |  | --> | 0.95 | 0 | 0 | 0.5 | 0 |  | --> | E14 ex MOY | Moy [T421,T422] | MOY |  | 54.1927 | -9.2451
MV/LV Substation BA***083X |  | 20 kV | _ | LV | 100 kVA :Pole Substation | 0.1 | --> | 0.1 | 0.084 | 2.33 |  | --> | 0.095 | 0 | 0.005 | 0.094 | 0 |  | --> | E14 ex MOY | Moy [T421,T422] | MOY |  | 54.21 | -9.2126
MV/LV Substation KI***087X |  | 20 kV | _ | LV | 50 kVA :Pole Substation | 0.05 | --> | 0.05 | 0.047 | 2.33 |  | --> | 0.048 | 0 | 0.005 | 0.044 | 0 |  | --> | E14 ex MOY | Moy [T421,T422] | MOY |  | 54.2142 | -9.226
MV/LV Substation LA***102X |  | 20 kV | _ | LV | 200 kVA :Pole Substation | 0.2 | --> | 0.2 | 0.171 | 2.33 |  | --> | 0.19 | 0 | 0 | 0.194 | 0 |  | --> | E14 ex MOY | Moy [T421,T422] | MOY |  | 54.2298 | -9.2873
MV/LV Substation ST***103X |  | 20 kV | _ | LV | 400 kVA :Kiosk Substation | 0.4 | --> | 0.4 | 0.308 | 2.33 |  | --> | 0.38 | 0 | 0.011 | 0.384 | 0 |  | --> | E14 ex MOY | Moy [T421,T422] | MOY |  | 54.2151 | -9.2216
MV/LV Substation AS***134X |  | 20 kV | _ | LV | 50 kVA :Pole Substation | 0.05 | --> | 0.05 | 0.05 | 2.33 |  | --> | 0.048 | 0 | 0 | 0.048 | 0 |  | --> | E14 ex MOY | Moy [T421,T422] | MOY |  | 54.1951 | -9.2047
MV/LV Substation KI***146X |  | 20 kV | _ | LV | 400 kVA :Building Structure | 0.4 | --> | 0.4 | 0.311 | 2.33 |  | --> | 0.38 | 0 | 0 | 0.392 | 0 |  | --> | E14 ex MOY | Moy [T421,T422] | MOY |  | 54.2181 | -9.2167
MV/LV Substation IN***154X |  | 20 kV | _ | LV | 200 kVA :Pole Substation | 0.2 | --> | 0.2 | 0.111 | 2.33 |  | --> | 0.19 | 0 | 0 | 0.202 | 0 |  | --> | E14 ex MOY | Moy [T421,T422] | MOY |  | 54.2095 | -9.2121
MV/LV Substation WO***157X |  | 20 kV | _ | LV | 200 kVA :Kiosk Substation | 0.2 | --> | 0.2 | 0.082 | 2.33 |  | --> | 0.19 | 0 | 0.02 | 0.191 | 0 |  | --> | E14 ex MOY | Moy [T421,T422] | MOY |  | 54.2103 | -9.2221
MV/LV Substation MU***183 |  | 10 kV | _ | LV | 50 kVA :Pole Substation | 0.05 | --> | 0.05 | 0.036 | 1.36 |  | --> | 0.048 | 0 | 0 | 0.049 | 0 |  | --> | C11 ex CROSSMOLINA | Crossmolina [T41,T42] | MOY |  | 54.0359 | -9.3235
MV/LV Substation CA***212X |  | 20 kV | _ | LV | 50 kVA :Pole Substation | 0.05 | --> | 0.05 | 0.043 | 2.33 |  | --> | 0.048 | 0 | 0.002 | 0.047 | 0 |  | --> | E14 ex MOY | Moy [T421,T422] | MOY |  | 54.2283 | -9.2484
MV/LV Substation MU***222X |  | 20 kV | _ | LV | 50 kVA :Pole Substation | 0.05 | --> | 0.05 | 0.045 | 2.33 |  | --> | 0.048 | 0 | 0 | 0.048 | 0 |  | --> | E14 ex MOY | Moy [T421,T422] | MOY |  | 54.2089 | -9.2334
MV/LV Substation CA***230X |  | 20 kV | _ | LV | 50 kVA :Pole Substation | 0.05 | --> | 0.05 | 0.05 | 2.33 |  | --> | 0.048 | 0 | 0 | 0.048 | 0 |  | --> | E14 ex MOY | Moy [T421,T422] | MOY |  | 54.2269 | -9.2594
MV/LV Substation CO***231X |  | 20 kV | _ | LV | 100 kVA :Pole Substation | 0.1 | --> | 0.1 | 0.099 | 2.33 |  | --> | 0.095 | 0 | 0 | 0.095 | 0 |  | --> | E14 ex MOY | Moy [T421,T422] | MOY |  | 54.2238 | -9.271
MV/LV Substation CA***238X |  | 20 kV | _ | LV | 50 kVA :Pole Substation | 0.05 | --> | 0.05 | 0.027 | 2.33 |  | --> | 0.048 | 0 | 0.025 | 0.032 | 0 |  | --> | E14 ex MOY | Moy [T421,T422] | MOY |  | 54.2585 | -9.2749
MV/LV Substation BA***245X |  | 20 kV | _ | LV | 50 kVA :Pole Substation | 0.05 | --> | 0.05 | 0.041 | 2.33 |  | --> | 0.048 | 0 | 0 | 0.049 | 0 |  | --> | E14 ex MOY | Moy [T421,T422] | MOY |  | 54.2633 | -9.2275
MV/LV Substation PO***286 |  | 10 kV | _ | LV | 50 kVA :Pole Substation | 0.05 | --> | 0.05 | 0.049 | 1.36 |  | --> | 0.048 | 0 | 0.004 | 0.045 | 0 |  | --> | C11 ex CROSSMOLINA | Crossmolina [T41,T42] | MOY |  | 53.9908 | -9.3213
MV/LV Substation LE***287X |  | 20 kV | _ | LV | 50 kVA :Pole Substation | 0.05 | --> | 0.05 | 0.04 | 2.33 |  | --> | 0.048 | 0 | 0 | 0.049 | 0 |  | --> | E14 ex MOY | Moy [T421,T422] | MOY |  | 54.2239 | -9.2398
MV/LV Substation WO***312X |  | 10 kV | _ | LV | 50 kVA :Pole Substation | 0.05 | --> | 0.05 | 0.049 | 1.36 |  | --> | 0.048 | 0 | 0 | 0.048 | 0 |  | --> | C11 ex CROSSMOLINA | Crossmolina [T41,T42] | MOY |  | 54.0891 | -9.314
MV/LV Substation ME***334X |  | 20 kV | _ | LV | 50 kVA :Pole Substation | 0.05 | --> | 0.05 | 0.045 | 2.33 |  | --> | 0.048 | 0 | 0.006 | 0.044 | 0 |  | --> | E14 ex MOY | Moy [T421,T422] | MOY |  | 54.1998 | -9.2033
MV/LV Substation VO***341X |  | 10 kV | _ | LV | 200 kVA :Kiosk Substation | 0.2 | --> | 0.2 | 0.177 | 1.36 |  | --> | 0.19 | 0 | 0.005 | 0.189 | 0 |  | --> | C11 ex CROSSMOLINA | Crossmolina [T41,T42] | MOY |  | 54.0972 | -9.317
MV/LV Substation BA***377 |  | 20 kV | _ | LV | 50 kVA :Pole Substation | 0.05 | --> | 0.05 | 0.04 | 1.36 |  | --> | 0.048 | 0 | 0 | 0.049 | 0 |  | --> | C12 ex CROSSMOLINA | Crossmolina [T41,T42] | MOY |  | 54.279 | -9.3741
MV/LV Substation BA***378 |  | 20 kV | _ | LV | 100 kVA :Pole Substation | 0.1 | --> | 0.1 | 0.021 | 1.36 |  | --> | 0.095 | 0 | 0.01 | 0.098 | 0 |  | --> | C12 ex CROSSMOLINA | Crossmolina [T41,T42] | MOY |  | 54.2791 | -9.371
MV/LV Substation SE***382 |  | 20 kV | _ | LV | 100 kVA :Pole Substation | 0.1 | --> | 0.1 | 0.079 | 1.36 |  | --> | 0.095 | 0 | 0 | 0.098 | 0 |  | --> | C12 ex CROSSMOLINA | Crossmolina [T41,T42] | MOY |  | 54.2777 | -9.3659
MV/LV Substation HO***383 |  | 20 kV | _ | LV | 100 kVA :Pole Substation | 0.1 | --> | 0.1 | 0.073 | 1.36 |  | --> | 0.095 | 0 | 0 | 0.099 | 0 |  | --> | C12 ex CROSSMOLINA | Crossmolina [T41,T42] | MOY |  | 54.2767 | -9.3616
MV/LV Substation ES***388X |  | 20 kV | _ | LV | 50 kVA :Pole Substation | 0.05 | --> | 0.05 | 0.047 | 2.33 |  | --> | 0.048 | 0 | 0 | 0.048 | 0 |  | --> | E14 ex MOY | Moy [T421,T422] | MOY |  | 54.1902 | -9.213
MV/LV Substation ST***390X |  | 20 kV | _ | LV | 50 kVA :Pole Substation | 0.05 | --> | 0.05 | 0.048 | 1.36 |  | --> | 0.048 | 0 | 0 | 0.048 | 0 |  | --> | C12 ex CROSSMOLINA | Crossmolina [T41,T42] | MOY |  | 54.2993 | -9.3934
MV/LV Substation GO***401 |  | 10 kV | _ | LV | 50 kVA :Pole Substation | 0.05 | --> | 0.05 | 0.042 | 1.36 |  | --> | 0.048 | 0 | 0 | 0.049 | 0 |  | --> | C15 ex CROSSMOLINA | Crossmolina [T41,T42] | MOY |  | 54.0936 | -9.3081
MV/LV Substation CL***4018 |  | 10 kV | _ | LV | 100 kVA :Pole Substation | 0.1 | --> | 0.1 | 0.075 | 1.36 |  | --> | 0.095 | 0 | 0 | 0.098 | 0 |  | --> | C11 ex CROSSMOLINA | Crossmolina [T41,T42] | MOY |  | 53.9976 | -9.3496
MV/LV Substation PO***4021 |  | 10 kV | _ | LV | 50 kVA :Pole Substation | 0.05 | --> | 0.05 | 0.048 | 1.36 |  | --> | 0.048 | 0 | 0 | 0.048 | 0 |  | --> | C11 ex CROSSMOLINA | Crossmolina [T41,T42] | MOY |  | 53.9905 | -9.3057
MV/LV Substation RA***4026 |  | 20 kV | _ | LV | 50 kVA :Pole Substation | 0.05 | --> | 0.05 | 0.05 | 2.33 |  | --> | 0.048 | 0 | 0 | 0.048 | 0 |  | --> | E14 ex MOY | Moy [T421,T422] | MOY |  | 54.2454 | -9.2281
MV/LV Substation TR***403X |  | 10 kV | _ | LV | 200 kVA :Pole Substation | 0.2 | --> | 0.2 | 0.165 | 1.36 |  | --> | 0.19 | 0 | 0 | 0.195 | 0 |  | --> | C15 ex CROSSMOLINA | Crossmolina [T41,T42] | MOY |  | 54.1142 | -9.2944
MV/LV Substation FA***4054 |  | 20 kV | _ | LV | 50 kVA :Pole Substation | 0.05 | --> | 0.05 | 0.031 | 2.33 |  | --> | 0.048 | 0 | 0 | 0.05 | 0 |  | --> | E14 ex MOY | Moy [T421,T422] | MOY |  | 54.1846 | -9.2354
MV/LV Substation CH***4070 |  | 20 kV | _ | LV | 50 kVA :Pole Substation | 0.05 | --> | 0.05 | 0.05 | 2.33 |  | --> | 0.048 | 0 | 0 | 0.048 | 0 |  | --> | E14 ex MOY | Moy [T421,T422] | MOY |  | 54.2152 | -9.2238
MV/LV Substation TA***4080 |  | 20 kV | _ | LV | 630 kVA :Kiosk Substation | 0.63 | --> | 0.63 | 0.5 | 2.33 |  | --> | 0.598 | 0 | 0 | 0.5 | 0 |  | --> | E14 ex MOY | Moy [T421,T422] | MOY |  | 54.1941 | -9.2175
MV/LV Substation TA***4081 |  | 20 kV | _ | LV | 200 kVA :Kiosk Substation | 0.2 | --> | 0.2 | 0.181 | 2.33 |  | --> | 0.19 | 0 | 0 | 0.193 | 0 |  | --> | E14 ex MOY | Moy [T421,T422] | MOY |  | 54.1935 | -9.2202
MV/LV Substation MC***4087 |  | 20 kV | _ | LV | 50 kVA :Pole Substation | 0.05 | --> | 0.05 | 0.05 | 2.33 |  | --> | 0.048 | 0 | 0 | 0.048 | 0 |  | --> | E14 ex MOY | Moy [T421,T422] | MOY |  | 54.1959 | -9.2147
MV/LV Substation AQ***4095 |  | 20 kV | _ | LV | 200 kVA :Kiosk Substation | 0.2 | --> | 0.2 | 0.179 | 2.33 |  | --> | 0.19 | 0 | 0.01 | 0.185 | 0 |  | --> | E14 ex MOY | Moy [T421,T422] | MOY |  | 54.1933 | -9.21
MV/LV Substation SI***4098 |  | 20 kV | _ | LV | 630 kVA :Kiosk Substation | 0.63 | --> | 0.63 | 0.5 | 2.33 |  | --> | 0.598 | 0 | 0 | 0.5 | 0 |  | --> | E14 ex MOY | Moy [T421,T422] | MOY |  | 54.1934 | -9.2165
MV/LV Substation OL***4099 |  | 20 kV | _ | LV | 400 kVA :Kiosk Substation | 0.4 | --> | 0.4 | 0.382 | 2.33 |  | --> | 0.38 | 0 | 0 | 0.382 | 0 |  | --> | E14 ex MOY | Moy [T421,T422] | MOY |  | 54.1947 | -9.2116
MV/LV Substation KI***4121 |  | 20 kV | _ | LV | 630 kVA :Building Structure | 0.63 | --> | 0.63 | 0.5 | 2.33 |  | --> | 0.598 | 0 | 0 | 0.5 | 0 |  | --> | E14 ex MOY | Moy [T421,T422] | MOY |  | 54.2091 | -9.2125
MV/LV Substation OW***4124 |  | 20 kV | _ | LV | 400 kVA :Kiosk Substation | 0.4 | --> | 0.4 | 0.375 | 7.61 |  | --> | 0.38 | 0 | 0 | 0 | 0 | Constrained, otherwise capacity available =383 kW | --> | E12 ex BELLACORICK | Bellacorick [T122] | BELLACORICK |  | 54.1414 | -9.5449
MV/LV Substation VI***4127 |  | 20 kV | _ | LV | 200 kVA :Kiosk Substation | 0.2 | --> | 0.2 | 0.175 | 7.61 |  | --> | 0.19 | 0 | 0 | 0 | 0 | Constrained, otherwise capacity available =193 kW | --> | E12 ex BELLACORICK | Bellacorick [T122] | BELLACORICK |  | 54.1252 | -9.5582
MV/LV Substation DU***4137 |  | 20 kV | _ | LV | 1000 kVA :Building Structure | 1 | --> | 1 | 0.5 | 2.33 |  | --> | 0.95 | 0 | 0 | 0.5 | 0 |  | --> | E14 ex MOY | Moy [T421,T422] | MOY |  | 54.171 | -9.203
MV/LV Substation PU***4139 |  | 20 kV | _ | LV | 200 kVA :Pole Substation | 0.2 | --> | 0.2 | 0.15 | 2.33 |  | --> | 0.19 | 0 | 0 | 0.197 | 0 |  | --> | E14 ex MOY | Moy [T421,T422] | MOY |  | 54.2175 | -9.2263
MV/LV Substation ST***4148 |  | 20 kV | _ | LV | 50 kVA :Pole Substation | 0.05 | --> | 0.05 | 0.05 | 2.33 |  | --> | 0.048 | 0 | 0 | 0.048 | 0 |  | --> | E14 ex MOY | Moy [T421,T422] | MOY |  | 54.2548 | -9.2439
MV/LV Substation DE***4156 |  | 10 kV | _ | LV | 400 kVA :Kiosk Substation | 0.4 | --> | 0.4 | 0.358 | 1.36 |  | --> | 0.38 | 0 | 0.014 | 0.375 | 0 |  | --> | C15 ex CROSSMOLINA | Crossmolina [T41,T42] | MOY |  | 54.1079 | -9.3053
MV/LV Substation SE***436X |  | 20 kV | _ | LV | 50 kVA :Pole Substation | 0.05 | --> | 0.05 | 0.043 | 1.36 |  | --> | 0.048 | 0 | 0 | 0.048 | 0 |  | --> | C12 ex CROSSMOLINA | Crossmolina [T41,T42] | MOY |  | 54.2842 | -9.3791
MV/LV Substation MO***439X |  | 20 kV | _ | LV | 50 kVA :Pole Substation | 0.05 | --> | 0.05 | 0.043 | 7.61 |  | --> | 0.048 | 0 | 0 | 0 | 0 | Constrained, otherwise capacity available =48 kW | --> | E12 ex BELLACORICK | Bellacorick [T122] | BELLACORICK |  | 54.1199 | -9.5668
MV/LV Substation SR***440X |  | 10 kV | _ | LV | 50 kVA :Pole Substation | 0.05 | --> | 0.05 | 0.044 | 1.36 |  | --> | 0.048 | 0 | 0 | 0.048 | 0 |  | --> | C11 ex CROSSMOLINA | Crossmolina [T41,T42] | MOY |  | 54.0506 | -9.3863
MV/LV Substation IN***447X |  | 10 kV | _ | LV | 630 kVA :Building Structure | 0.63 | --> | 0.63 | 0.5 | 1.36 |  | --> | 0.598 | 0 | 0.045 | 0.5 | 0 |  | --> | C15 ex CROSSMOLINA | Crossmolina [T41,T42] | MOY |  | 54.1003 | -9.3102
MV/LV Substation LA***449 |  | 10 kV | _ | LV | 50 kVA :Pole Substation | 0.05 | --> | 0.05 | 0.007 | 1.36 |  | --> | 0.048 | 0 | 0 | 0.053 | 0 |  | --> | C11 ex CROSSMOLINA | Crossmolina [T41,T42] | MOY |  | 54.029 | -9.3224
MV/LV Substation EN***493 |  | 10 kV | _ | LV | 200 kVA :Pole Substation | 0.2 | --> | 0.2 | 0.176 | 1.36 |  | --> | 0.19 | 0 | 0 | 0.193 | 0 |  | --> | C11 ex CROSSMOLINA | Crossmolina [T41,T42] | MOY |  | 54.0712 | -9.3108
MV/LV Substation LA***493X |  | 10 kV | _ | LV | 50 kVA :Pole Substation | 0.05 | --> | 0.05 | 0.043 | 1.36 |  | --> | 0.048 | 0 | 0 | 0.048 | 0 |  | --> | C11 ex CROSSMOLINA | Crossmolina [T41,T42] | MOY |  | 54.0428 | -9.3261
MV/LV Substation MA***534X |  | 20 kV | _ | LV | 50 kVA :Pole Substation | 0.05 | --> | 0.05 | 0.044 | 1.36 |  | --> | 0.048 | 0 | 0 | 0.048 | 0 |  | --> | C12 ex CROSSMOLINA | Crossmolina [T41,T42] | MOY |  | 54.146 | -9.3554
MV/LV Substation CA***540X |  | 20 kV | _ | LV | 100 kVA :Pole Substation | 0.1 | --> | 0.1 | 0.091 | 2.33 |  | --> | 0.095 | 0 | 0.005 | 0.092 | 0 |  | --> | E14 ex MOY | Moy [T421,T422] | MOY |  | 54.2541 | -9.2212
MV/LV Substation CO***541X |  | 20 kV | _ | LV | 200 kVA :Kiosk Substation | 0.2 | --> | 0.2 | 0.189 | 7.61 |  | --> | 0.19 | 0 | 0 | 0 | 0 | Constrained, otherwise capacity available =192 kW | --> | E12 ex BELLACORICK | Bellacorick [T122] | BELLACORICK |  | 54.0976 | -9.4249
MV/LV Substation B ***546 |  | 20 kV | _ | LV | 100 kVA :Pole Substation | 0.1 | --> | 0.1 | 0.091 | 7.61 |  | --> | 0.095 | 0 | 0 | 0 | 0 | Constrained, otherwise capacity available =96 kW | --> | E12 ex BELLACORICK | Bellacorick [T122] | BELLACORICK |  | 54.1152 | -9.5439
MV/LV Substation ER***552X |  | 10 kV | _ | LV | 630 kVA :Kiosk Substation | 0.63 | --> | 0.63 | 0.5 | 1.36 |  | --> | 0.598 | 0 | 0.004 | 0.5 | 0 |  | --> | C11 ex CROSSMOLINA | Crossmolina [T41,T42] | MOY |  | 54.0999 | -9.3244
MV/LV Substation TH***556X |  | 10 kV | _ | LV | 200 kVA :Kiosk Substation | 0.2 | --> | 0.2 | 0.194 | 1.36 |  | --> | 0.19 | 0 | 0 | 0.191 | 0 |  | --> | C11 ex CROSSMOLINA | Crossmolina [T41,T42] | MOY |  | 54.0333 | -9.324
MV/LV Substation CE***557X |  | 10 kV | _ | LV | 200 kVA :Pole Substation | 0.2 | --> | 0.2 | 0.197 | 1.36 |  | --> | 0.19 | 0 | 0 | 0.19 | 0 |  | --> | C11 ex CROSSMOLINA | Crossmolina [T41,T42] | MOY |  | 54.1013 | -9.3182
MV/LV Substation GO***560X |  | 10 kV | _ | LV | 50 kVA :Pole Substation | 0.05 | --> | 0.05 | 0.046 | 1.36 |  | --> | 0.048 | 0 | 0.01 | 0.041 | 0 |  | --> | C15 ex CROSSMOLINA | Crossmolina [T41,T42] | MOY |  | 54.1102 | -9.3023
MV/LV Substation CL***568X |  | 10 kV | _ | LV | 50 kVA :Pole Substation | 0.05 | --> | 0.05 | 0.045 | 1.36 |  | --> | 0.048 | 0 | 0 | 0.048 | 0 |  | --> | C11 ex CROSSMOLINA | Crossmolina [T41,T42] | MOY |  | 54.0854 | -9.3094
MV/LV Substation PU***574 |  | 20 kV | _ | LV | 100 kVA :Pole Substation | 0.1 | --> | 0.1 | 0.097 | 1.36 |  | --> | 0.095 | 0 | 0 | 0.095 | 0 |  | --> | C18 ex CROSSMOLINA | Crossmolina [T41,T42] | MOY |  | 54.0963 | -9.3578
MV/LV Substation MI***581X |  | 20 kV | _ | LV | 100 kVA :Pole Substation | 0.1 | --> | 0.1 | 0.084 | 2.33 |  | --> | 0.095 | 0 | 0 | 0.097 | 0 |  | --> | E14 ex MOY | Moy [T421,T422] | MOY |  | 54.191 | -9.2367
MV/LV Substation CH***582 |  | 10 kV | _ | LV | 200 kVA :Pole Substation | 0.2 | --> | 0.2 | 0.172 | 1.36 |  | --> | 0.19 | 0 | 0 | 0.194 | 0 |  | --> | C11 ex CROSSMOLINA | Crossmolina [T41,T42] | MOY |  | 54.0962 | -9.3206
MV/LV Substation BE***603 |  | 20 kV | _ | LV | 200 kVA :Pole Substation | 0.2 | --> | 0.2 | 0.197 | 7.61 |  | --> | 0.19 | 0 | 0 | 0 | 0 | Constrained, otherwise capacity available =190 kW | --> | E12 ex BELLACORICK | Bellacorick [T122] | BELLACORICK |  | 54.1196 | -9.578
MV/LV Substation ER***616 |  | 10 kV | _ | LV | 200 kVA :Pole Substation | 0.2 | --> | 0.2 | 0.199 | 1.36 |  | --> | 0.19 | 0 | 0 | 0.19 | 0 |  | --> | C11 ex CROSSMOLINA | Crossmolina [T41,T42] | MOY |  | 54.0535 | -9.2871
MV/LV Substation SI***637X |  | 20 kV | _ | LV | 50 kVA :Pole Substation | 0.05 | --> | 0.05 | 0.05 | 1.36 |  | --> | 0.048 | 0 | 0 | 0.048 | 0 |  | --> | C18 ex CROSSMOLINA | Crossmolina [T41,T42] | MOY |  | 54.094 | -9.3802
MV/LV Substation RI***643X |  | 10 kV | _ | LV | 400 kVA :Kiosk Substation | 0.4 | --> | 0.4 | 0.299 | 1.36 |  | --> | 0.38 | 0 | 0 | 0.394 | 0 |  | --> | C11 ex CROSSMOLINA | Crossmolina [T41,T42] | MOY |  | 54.1016 | -9.3186
MV/LV Substation TA***649X |  | 20 kV | _ | LV | 50 kVA :Pole Substation | 0.05 | --> | 0.05 | 0.05 | 2.33 |  | --> | 0.048 | 0 | 0 | 0.048 | 0 |  | --> | E14 ex MOY | Moy [T421,T422] | MOY |  | 54.1948 | -9.2222
MV/LV Substation AN***650X |  | 10 kV | _ | LV | 200 kVA :Pole Substation | 0.2 | --> | 0.2 | 0.198 | 1.36 |  | --> | 0.19 | 0 | 0 | 0.19 | 0 |  | --> | C11 ex CROSSMOLINA | Crossmolina [T41,T42] | MOY |  | 54.0354 | -9.3244
MV/LV Substation BA***682X |  | 20 kV | _ | LV | 400 kVA :Kiosk Substation | 0.4 | --> | 0.4 | 0.362 | 1.36 |  | --> | 0.38 | 0 | 0.004 | 0.382 | 0 |  | --> | C12 ex CROSSMOLINA | Crossmolina [T41,T42] | MOY |  | 54.2779 | -9.3678
MV/LV Substation BA***703X |  | 20 kV | _ | LV | 200 kVA :Pole Substation | 0.2 | --> | 0.2 | 0.188 | 2.33 |  | --> | 0.19 | 0 | 0.003 | 0.189 | 0 |  | --> | E14 ex MOY | Moy [T421,T422] | MOY |  | 54.2099 | -9.2192
MV/LV Substation MO***709 |  | 20 kV | _ | LV | 50 kVA :Pole Substation | 0.05 | --> | 0.05 | 0.036 | 1.36 |  | --> | 0.048 | 0 | 0 | 0.049 | 0 |  | --> | C12 ex CROSSMOLINA | Crossmolina [T41,T42] | MOY |  | 54.1609 | -9.3444
MV/LV Substation LE***728X |  | 20 kV | _ | LV | 50 kVA :Pole Substation | 0.05 | --> | 0.05 | 0.032 | 1.36 |  | --> | 0.048 | 0 | 0 | 0.05 | 0 |  | --> | C12 ex CROSSMOLINA | Crossmolina [T41,T42] | MOY |  | 54.2779 | -9.295
MV/LV Substation KI***731X |  | 20 kV | _ | LV | 400 kVA :Kiosk Substation | 0.4 | --> | 0.4 | 0.363 | 2.33 |  | --> | 0.38 | 0 | 0 | 0.385 | 0 |  | --> | E14 ex MOY | Moy [T421,T422] | MOY |  | 54.2124 | -9.2224
MV/LV Substation LA***732X |  | 20 kV | _ | LV | 100 kVA :Pole Substation | 0.1 | --> | 0.1 | 0.078 | 2.33 |  | --> | 0.095 | 0 | 0 | 0.098 | 0 |  | --> | E14 ex MOY | Moy [T421,T422] | MOY |  | 54.2553 | -9.2745
MV/LV Substation WA***738X |  | 20 kV | _ | LV | 50 kVA :Pole Substation | 0.05 | --> | 0.05 | 0.044 | 1.36 |  | --> | 0.048 | 0 | 0 | 0.048 | 0 |  | --> | C12 ex CROSSMOLINA | Crossmolina [T41,T42] | MOY |  | 54.1666 | -9.3459
MV/LV Substation PU***747X |  | 20 kV | _ | LV | 50 kVA :Pole Substation | 0.05 | --> | 0.05 | 0.042 | 1.36 |  | --> | 0.048 | 0 | 0 | 0.048 | 0 |  | --> | C12 ex CROSSMOLINA | Crossmolina [T41,T42] | MOY |  | 54.1593 | -9.3456
MV/LV Substation BE***757X |  | 20 kV | _ | LV | 200 kVA :Pole Substation | 0.2 | --> | 0.2 | 0.2 | 7.61 |  | --> | 0.19 | 0 | 0 | 0 | 0 | Constrained, otherwise capacity available =190 kW | --> | E12 ex BELLACORICK | Bellacorick [T122] | BELLACORICK |  | 54.1203 | -9.5763
MV/LV Substation MI***761 |  | 10 kV | _ | LV | 50 kVA :Pole Substation | 0.05 | --> | 0.05 | 0.047 | 1.36 |  | --> | 0.048 | 0 | 0.01 | 0.04 | 0 |  | --> | C11 ex CROSSMOLINA | Crossmolina [T41,T42] | MOY |  | 54.062 | -9.3325
MV/LV Substation MO***897 |  | 20 kV | _ | LV | 50 kVA :Pole Substation | 0.05 | --> | 0.05 | 0.039 | 1.36 |  | --> | 0.048 | 0 | 0 | 0.049 | 0 |  | --> | C18 ex CROSSMOLINA | Crossmolina [T41,T42] | MOY |  | 54.0946 | -9.3768
MV/LV Substation MU***912 |  | 10 kV | _ | LV | 50 kVA :Pole Substation | 0.05 | --> | 0.05 | 0.049 | 1.36 |  | --> | 0.048 | 0 | 0 | 0.048 | 0 |  | --> | C15 ex CROSSMOLINA | Crossmolina [T41,T42] | MOY |  | 54.1021 | -9.3082
MV/LV Substation G ***913 |  | 10 kV | _ | LV | 100 kVA :Pole Substation | 0.1 | --> | 0.1 | 0.065 | 1.36 |  | --> | 0.095 | 0 | 0.005 | 0.096 | 0 |  | --> | C15 ex CROSSMOLINA | Crossmolina [T41,T42] | MOY |  | 54.1043 | -9.3065
MV/LV Substation LA***936 |  | 10 kV | _ | LV | 100 kVA :Pole Substation | 0.1 | --> | 0.1 | 0.083 | 1.36 |  | --> | 0.095 | 0 | 0.005 | 0.094 | 0 |  | --> | C11 ex CROSSMOLINA | Crossmolina [T41,T42] | MOY |  | 54.0308 | -9.3239
MV/LV Substation MI***997 |  | 20 kV | _ | LV | 50 kVA :Pole Substation | 0.05 | --> | 0.05 | 0.037 | 1.36 |  | --> | 0.048 | 0 | 0 | 0.049 | 0 |  | --> | C12 ex CROSSMOLINA | Crossmolina [T41,T42] | MOY |  | 54.1625 | -9.3451
MV/LV Substation SA***001X |  | 20 kV | _ | LV | 50 kVA :Pole Substation | 0.05 | --> | 0.05 | 0 | 0 | Constrained, otherwise capacity available =33 kVA | --> | 0.048 | 0 | 0 | 0 | 0 | Constrained, otherwise capacity available =50 kW | --> | C21 ex CASTLEISLAND | Castleisland [T41,T42] | TRALEE |  | 52.2206 | -9.4878
MV/LV Substation TU***002X |  | 10 kV | _ | LV | 50 kVA :Pole Substation | 0.05 | --> | 0.05 | 0 | 0 | Constrained, otherwise capacity available =42 kVA | --> | 0.048 | 0 | 0.006 | 0 | 0 | Constrained, otherwise capacity available =44 kW | --> | C22 ex CASTLEISLAND | Castleisland [T41,T42] | TRALEE |  | 52.2344 | -9.4352
MV/LV Substation CH***004 |  | 10 kV | _ | LV | 630 kVA :Kiosk Substation | 0.63 | --> | 0.63 | 0 | 0 | Constrained, otherwise capacity available =400 kVA | --> | 0.598 | 0 | 0.005 | 0 | 0 | Constrained, otherwise capacity available =625 kW | --> | C22 ex CASTLEISLAND | Castleisland [T41,T42] | TRALEE |  | 52.2303 | -9.4634
MV/LV Substation RH***005 |  | 10 kV | _ | LV | 630 kVA :Building Structure | 0.63 | --> | 0.63 | 0 | 0 | Constrained, otherwise capacity available =314 kVA | --> | 0.598 | 0 | 0.01 | 0 | 0 | Constrained, otherwise capacity available =633 kW | --> | C22 ex CASTLEISLAND | Castleisland [T41,T42] | TRALEE |  | 52.2282 | -9.46
MV/LV Substation LI***007 |  | 10 kV | _ | LV | 630 kVA :Kiosk Substation | 0.63 | --> | 0.63 | 0 | 0 | Constrained, otherwise capacity available =423 kVA | --> | 0.598 | 0 | 0.006 | 0 | 0 | Constrained, otherwise capacity available =620 kW | --> | C23 ex CASTLEISLAND | Castleisland [T41,T42] | TRALEE |  | 52.2318 | -9.4664
MV/LV Substation CO***007X |  | 10 kV | _ | LV | 630 kVA :Building Structure | 0.63 | --> | 0.63 | 0 | 0 | Constrained, otherwise capacity available =630 kVA | --> | 0.598 | 0 | 0 | 0 | 0 | Constrained, otherwise capacity available =598 kW | --> | C22 ex CASTLEISLAND | Castleisland [T41,T42] | TRALEE |  | 52.2291 | -9.4638
MV/LV Substation LI***008 |  | 10 kV | _ | LV | 630 kVA :Kiosk Substation | 0.63 | --> | 0.63 | 0 | 0 | Constrained, otherwise capacity available =447 kVA | --> | 0.598 | 0 | 0.013 | 0 | 0 | Constrained, otherwise capacity available =613 kW | --> | C23 ex CASTLEISLAND | Castleisland [T41,T42] | TRALEE |  | 52.2332 | -9.4612
MV/LV Substation TO***009 |  | 10 kV | _ | LV | 200 kVA :Pole Substation | 0.2 | --> | 0.2 | 0 | 0 | Constrained, otherwise capacity available =193 kVA | --> | 0.19 | 0 | 0.01 | 0 | 0 | Constrained, otherwise capacity available =184 kW | --> | C22 ex CASTLEISLAND | Castleisland [T41,T42] | TRALEE |  | 52.2316 | -9.4412
MV/LV Substation KI***012 |  | 10 kV | _ | LV | 400 kVA :Kiosk Substation | 0.4 | --> | 0.4 | 0 | 0 | Constrained, otherwise capacity available =238 kVA | --> | 0.38 | 0 | 0.016 | 0 | 0 | Constrained, otherwise capacity available =390 kW | --> | C22 ex CASTLEISLAND | Castleisland [T41,T42] | TRALEE |  | 52.2295 | -9.4684
MV/LV Substation MA***013 |  | 10 kV | _ | LV | 400 kVA :Kiosk Substation | 0.4 | --> | 0.4 | 0 | 0 | Constrained, otherwise capacity available =218 kVA | --> | 0.38 | 0 | 0.015 | 0 | 0 | Constrained, otherwise capacity available =393 kW | --> | C22 ex CASTLEISLAND | Castleisland [T41,T42] | TRALEE |  | 52.2308 | -9.4617
MV/LV Substation BR***014 |  | 10 kV | _ | LV | 400 kVA :Building Structure | 0.4 | --> | 0.4 | 0 | 0 | Constrained, otherwise capacity available =375 kVA | --> | 0.38 | 0 | 0.005 | 0 | 0 | Constrained, otherwise capacity available =380 kW | --> | C22 ex CASTLEISLAND | Castleisland [T41,T42] | TRALEE |  | 52.2287 | -9.4648
MV/LV Substation CO***015 |  | 10 kV | _ | LV | 400 kVA :Kiosk Substation | 0.4 | --> | 0.4 | 0 | 0 | Constrained, otherwise capacity available =256 kVA | --> | 0.38 | 0 | 0.055 | 0 | 0 | Constrained, otherwise capacity available =358 kW | --> | C22 ex CASTLEISLAND | Castleisland [T41,T42] | TRALEE |  | 52.2324 | -9.4585
MV/LV Substation CI***016 |  | 10 kV | _ | LV | 400 kVA :Building Structure | 0.4 | --> | 0.4 | 0 | 0 | Constrained, otherwise capacity available =317 kVA | --> | 0.38 | 0 | 0.01 | 0 | 0 | Constrained, otherwise capacity available =384 kW | --> | C25 ex CASTLEISLAND | Castleisland [T41,T42] | TRALEE |  | 52.2307 | -9.4685
MV/LV Substation BR***018X |  | 10 kV | _ | LV | 50 kVA :Pole Substation | 0.05 | --> | 0.05 | 0 | 0 | Constrained, otherwise capacity available =49 kVA | --> | 0.048 | 0 | 0 | 0 | 0 | Constrained, otherwise capacity available =48 kW | --> | C23 ex CASTLEISLAND | Castleisland [T41,T42] | TRALEE |  | 52.2374 | -9.4593
MV/LV Substation CO***020 |  | 10 kV | _ | LV | 200 kVA :Pole Substation | 0.2 | --> | 0.2 | 0 | 0 | Constrained, otherwise capacity available =167 kVA | --> | 0.19 | 0 | 0.01 | 0 | 0 | Constrained, otherwise capacity available =187 kW | --> | C23 ex CASTLEISLAND | Castleisland [T41,T42] | TRALEE |  | 52.2372 | -9.4554
MV/LV Substation RI***021 |  | 10 kV | _ | LV | 200 kVA :Pole Substation | 0.2 | --> | 0.2 | 0 | 0 | Constrained, otherwise capacity available =187 kVA | --> | 0.19 | 0 | 0 | 0 | 0 | Constrained, otherwise capacity available =192 kW | --> | C23 ex CASTLEISLAND | Castleisland [T41,T42] | TRALEE |  | 52.2329 | -9.4681
MV/LV Substation RA***023 |  | 10 kV | _ | LV | 400 kVA :Building Structure | 0.4 | --> | 0.4 | 0 | 0 | Constrained, otherwise capacity available =346 kVA | --> | 0.38 | 0 | 0.045 | 0 | 0 | Constrained, otherwise capacity available =354 kW | --> | C18 ex CASTLEISLAND | Castleisland [T41,T42] | TRALEE |  | 52.2333 | -9.4721
MV/LV Substation MO***024 |  | 10 kV | _ | LV | 200 kVA :Kiosk Substation | 0.2 | --> | 0.2 | 0 | 0 | Constrained, otherwise capacity available =180 kVA | --> | 0.19 | 0 | 0.004 | 0 | 0 | Constrained, otherwise capacity available =190 kW | --> | C23 ex CASTLEISLAND | Castleisland [T41,T42] | TRALEE |  | 52.2329 | -9.4641
MV/LV Substation DI***033 |  | 20 kV | _ | LV | 200 kVA :Pole Substation | 0.2 | --> | 0.2 | 0 | 0 | Constrained, otherwise capacity available =191 kVA | --> | 0.19 | 0 | 0.006 | 0 | 0 | Constrained, otherwise capacity available =187 kW | --> | C21 ex CASTLEISLAND | Castleisland [T41,T42] | TRALEE |  | 52.1794 | -9.4974
MV/LV Substation KN***037X |  | 20 kV | _ | LV | 50 kVA :Pole Substation | 0.05 | --> | 0.05 | 0 | 0 | Constrained, otherwise capacity available =48 kVA | --> | 0.048 | 0 | 0 | 0 | 0 | Constrained, otherwise capacity available =48 kW | --> | C21 ex CASTLEISLAND | Castleisland [T41,T42] | TRALEE |  | 52.1687 | -9.3643
MV/LV Substation TR***038X |  | 10 kV | _ | LV | 400 kVA :Building Structure | 0.4 | --> | 0.4 | 0 | 0 | Constrained, otherwise capacity available =400 kVA | --> | 0.38 | 0 | 0 | 0 | 0 | Constrained, otherwise capacity available =380 kW | --> | C18 ex CASTLEISLAND | Castleisland [T41,T42] | TRALEE |  | 52.2319 | -9.4738
MV/LV Substation MA***049X |  | 10 kV | _ | LV | 100 kVA :Pole Substation | 0.1 | --> | 0.1 | 0 | 0 | Constrained, otherwise capacity available =72 kVA | --> | 0.095 | 0 | 0.006 | 0 | 0 | Constrained, otherwise capacity available =94 kW | --> | C18 ex CASTLEISLAND | Castleisland [T41,T42] | TRALEE |  | 52.2515 | -9.547
MV/LV Substation CU***052 |  | 20 kV | _ | LV | 100 kVA :Pole Substation | 0.1 | --> | 0.1 | 0 | 0 | Constrained, otherwise capacity available =87 kVA | --> | 0.095 | 0 | 0 | 0 | 0 | Constrained, otherwise capacity available =97 kW | --> | C21 ex CASTLEISLAND | Castleisland [T41,T42] | TRALEE |  | 52.1851 | -9.4934
MV/LV Substation PO***058 |  | 10 kV | _ | LV | 100 kVA :Pole Substation | 0.1 | --> | 0.1 | 0 | 0 | Constrained, otherwise capacity available =73 kVA | --> | 0.095 | 0 | 0.011 | 0 | 0 | Constrained, otherwise capacity available =90 kW | --> | C23 ex CASTLEISLAND | Castleisland [T41,T42] | TRALEE |  | 52.3426 | -9.3501
MV/LV Substation KN***058X |  | 10 kV | _ | LV | 100 kVA :Pole Substation | 0.1 | --> | 0.1 | 0 | 0 | Constrained, otherwise capacity available =87 kVA | --> | 0.095 | 0 | 0 | 0 | 0 | Constrained, otherwise capacity available =97 kW | --> | C18 ex CASTLEISLAND | Castleisland [T41,T42] | TRALEE |  | 52.2414 | -9.5084
MV/LV Substation KN***059X |  | 10 kV | _ | LV | 200 kVA :Pole Substation | 0.2 | --> | 0.2 | 0 | 0 | Constrained, otherwise capacity available =186 kVA | --> | 0.19 | 0 | 0 | 0 | 0 | Constrained, otherwise capacity available =192 kW | --> | C22 ex CASTLEISLAND | Castleisland [T41,T42] | TRALEE |  | 52.2337 | -9.4524
MV/LV Substation TU***063 |  | 10 kV | _ | LV | 50 kVA :Pole Substation | 0.05 | --> | 0.05 | 0 | 0 | Constrained, otherwise capacity available =44 kVA | --> | 0.048 | 0 | 0 | 0 | 0 | Constrained, otherwise capacity available =48 kW | --> | C22 ex CASTLEISLAND | Castleisland [T41,T42] | TRALEE |  | 52.2352 | -9.4373
MV/LV Substation GO***076X |  | 20 kV | _ | LV | 50 kVA :Pole Substation | 0.05 | --> | 0.05 | 0 | 0 | Constrained, otherwise capacity available =45 kVA | --> | 0.048 | 0 | 0.005 | 0 | 0 | Constrained, otherwise capacity available =44 kW | --> | C21 ex CASTLEISLAND | Castleisland [T41,T42] | TRALEE |  | 52.1899 | -9.4215
MV/LV Substation FA***081 |  | 20 kV | _ | LV | 100 kVA :Pole Substation | 0.1 | --> | 0.1 | 0 | 0 |  | --> | 0.095 | 0 | 0.025 | 0 | 0 | Constrained, otherwise capacity available =89 kW | --> | C21 ex CASTLEISLAND | Castleisland [T41,T42] | TRALEE |  | 52.1727 | -9.551
MV/LV Substation TR***101 |  | 10 kV | _ | LV | 50 kVA :Pole Substation | 0.05 | --> | 0.05 | 0 | 0 | Constrained, otherwise capacity available =49 kVA | --> | 0.048 | 0 | 0 | 0 | 0 | Constrained, otherwise capacity available =48 kW | --> | C23 ex CASTLEISLAND | Castleisland [T41,T42] | TRALEE |  | 52.2946 | -9.3934
MV/LV Substation AH***110X |  | 10 kV | _ | LV | 400 kVA :Kiosk Substation | 0.4 | --> | 0.4 | 0 | 0 | Constrained, otherwise capacity available =311 kVA | --> | 0.38 | 0 | 0 | 0 | 0 | Constrained, otherwise capacity available =385 kW | --> | C23 ex CASTLEISLAND | Castleisland [T41,T42] | TRALEE |  | 52.2647 | -9.4523
MV/LV Substation ST***116 |  | 10 kV | _ | LV | 200 kVA :Pole Substation | 0.2 | --> | 0.2 | 0 | 0 | Constrained, otherwise capacity available =157 kVA | --> | 0.19 | 0 | 0 | 0 | 0 | Constrained, otherwise capacity available =196 kW | --> | C23 ex CASTLEISLAND | Castleisland [T41,T42] | TRALEE |  | 52.2349 | -9.4623
MV/LV Substation AN***119X |  | 10 kV | _ | LV | 400 kVA :Kiosk Substation | 0.4 | --> | 0.4 | 0 | 0 | Constrained, otherwise capacity available =345 kVA | --> | 0.38 | 0 | 0 | 0 | 0 | Constrained, otherwise capacity available =387 kW | --> | C23 ex CASTLEISLAND | Castleisland [T41,T42] | TRALEE |  | 52.2339 | -9.4655
MV/LV Substation RA***135 |  | 10 kV | _ | LV | 50 kVA :Pole Substation | 0.05 | --> | 0.05 | 0 | 0 | Constrained, otherwise capacity available =26 kVA | --> | 0.048 | 0 | 0.011 | 0 | 0 | Constrained, otherwise capacity available =42 kW | --> | C23 ex CASTLEISLAND | Castleisland [T41,T42] | TRALEE |  | 52.3004 | -9.3791
MV/LV Substation GL***151X |  | 10 kV | _ | LV | 50 kVA :Pole Substation | 0.05 | --> | 0.05 | 0 | 0 | Constrained, otherwise capacity available =50 kVA | --> | 0.048 | 0 | 0 | 0 | 0 | Constrained, otherwise capacity available =48 kW | --> | C23 ex CASTLEISLAND | Castleisland [T41,T42] | TRALEE |  | 52.2555 | -9.4407
MV/LV Substation FA***156 |  | 20 kV | _ | LV | 100 kVA :Pole Substation | 0.1 | --> | 0.1 | 0 | 0 | Constrained, otherwise capacity available =89 kVA | --> | 0.095 | 0 | 0 | 0 | 0 | Constrained, otherwise capacity available =97 kW | --> | C21 ex CASTLEISLAND | Castleisland [T41,T42] | TRALEE |  | 52.1719 | -9.5492
MV/LV Substation LA***157X |  | 10 kV | _ | LV | 50 kVA :Pole Substation | 0.05 | --> | 0.05 | 0 | 0 | Constrained, otherwise capacity available =49 kVA | --> | 0.048 | 0 | 0.005 | 0 | 0 | Constrained, otherwise capacity available =44 kW | --> | C23 ex CASTLEISLAND | Castleisland [T41,T42] | TRALEE |  | 52.2649 | -9.4929
MV/LV Substation WA***163 |  | 10 kV | _ | LV | 200 kVA :Pole Substation | 0.2 | --> | 0.2 | 0 | 0 | Constrained, otherwise capacity available =171 kVA | --> | 0.19 | 0 | 0.029 | 0 | 0 | Constrained, otherwise capacity available =172 kW | --> | C22 ex CASTLEISLAND | Castleisland [T41,T42] | TRALEE |  | 52.2319 | -9.4427
MV/LV Substation NO***167 |  | 10 kV | _ | LV | 100 kVA :Pole Substation | 0.1 | --> | 0.1 | 0 | 0 | Constrained, otherwise capacity available =73 kVA | --> | 0.095 | 0 | 0.05 | 0 | 0 | Constrained, otherwise capacity available =62 kW | --> | C23 ex CASTLEISLAND | Castleisland [T41,T42] | TRALEE |  | 52.2483 | -9.4641
MV/LV Substation CO***170 |  | 10 kV | _ | LV | 400 kVA :Building Structure | 0.4 | --> | 0.4 | 0 | 0 | Constrained, otherwise capacity available =345 kVA | --> | 0.38 | 0 | 0.005 | 0 | 0 | Constrained, otherwise capacity available =384 kW | --> | C22 ex CASTLEISLAND | Castleisland [T41,T42] | TRALEE |  | 52.2274 | -9.4562
MV/LV Substation MA***181 |  | 10 kV | _ | LV | 630 kVA :Kiosk Substation | 0.63 | --> | 0.63 | 0 | 0 | Constrained, otherwise capacity available =596 kVA | --> | 0.598 | 0 | 0 | 0 | 0 | Constrained, otherwise capacity available =603 kW | --> | C22 ex CASTLEISLAND | Castleisland [T41,T42] | TRALEE |  | 52.2307 | -9.4582
MV/LV Substation MT***202X |  | 20 kV | _ | LV | 1000 kVA :Building Structure | 1 | --> | 1 | 0 | 0 | Constrained, otherwise capacity available =1000 kVA | --> | 0.95 | 0 | 0 | 0 | 0 | Constrained, otherwise capacity available =950 kW | --> | C21 ex CASTLEISLAND | Castleisland [T41,T42] | TRALEE |  | 52.2443 | -9.3252
MV/LV Substation GO***205X |  | 20 kV | _ | LV | 100 kVA :Pole Substation | 0.1 | --> | 0.1 | 0 | 0 | Constrained, otherwise capacity available =87 kVA | --> | 0.095 | 0 | 0 | 0 | 0 | Constrained, otherwise capacity available =97 kW | --> | C21 ex CASTLEISLAND | Castleisland [T41,T42] | TRALEE |  | 52.1955 | -9.5352
MV/LV Substation SC***214X |  | 10 kV | _ | LV | 400 kVA :Building Structure | 0.4 | --> | 0.4 | 0 | 0 | Constrained, otherwise capacity available =246 kVA | --> | 0.38 | 0 | 0 | 0 | 0 | Constrained, otherwise capacity available =400 kW | --> | C22 ex CASTLEISLAND | Castleisland [T41,T42] | TRALEE |  | 52.2287 | -9.4636
MV/LV Substation RE***234X |  | 20 kV | _ | LV | 100 kVA :Pole Substation | 0.1 | --> | 0.1 | 0 | 0 | Constrained, otherwise capacity available =99 kVA | --> | 0.095 | 0 | 0 | 0 | 0 | Constrained, otherwise capacity available =95 kW | --> | C21 ex CASTLEISLAND | Castleisland [T41,T42] | TRALEE |  | 52.1475 | -9.5029
MV/LV Substation CA***242X |  | 20 kV | _ | LV | 400 kVA :Kiosk Substation | 0.4 | --> | 0.4 | 0 | 0 | Constrained, otherwise capacity available =335 kVA | --> | 0.38 | 0 | 0.008 | 0 | 0 | Constrained, otherwise capacity available =383 kW | --> | C21 ex CASTLEISLAND | Castleisland [T41,T42] | TRALEE |  | 52.2224 | -9.4676
MV/LV Substation BA***262 |  | 20 kV | _ | LV | 100 kVA :Pole Substation | 0.1 | --> | 0.1 | 0 | 0 | Constrained, otherwise capacity available =92 kVA | --> | 0.095 | 0 | 0.005 | 0 | 0 | Constrained, otherwise capacity available =92 kW | --> | C21 ex CASTLEISLAND | Castleisland [T41,T42] | TRALEE |  | 52.1945 | -9.4326
MV/LV Substation FA***272 |  | 10 kV | _ | LV | 100 kVA :Pole Substation | 0.1 | --> | 0.1 | 0 | 0 | Constrained, otherwise capacity available =27 kVA | --> | 0.095 | 0 | 0 | 0 | 0 | Constrained, otherwise capacity available =104 kW | --> | C23 ex CASTLEISLAND | Castleisland [T41,T42] | TRALEE |  | 52.2681 | -9.4555
MV/LV Substation CL***280X |  | 10 kV | _ | LV | 400 kVA :Kiosk Substation | 0.4 | --> | 0.4 | 0 | 0 | Constrained, otherwise capacity available =333 kVA | --> | 0.38 | 0 | 0.006 | 0 | 0 | Constrained, otherwise capacity available =385 kW | --> | C23 ex CASTLEISLAND | Castleisland [T41,T42] | TRALEE |  | 52.24 | -9.4588
MV/LV Substation TE***283X |  | 10 kV | _ | LV | 100 kVA :Pole Substation | 0.1 | --> | 0.1 | 0 | 0 | Constrained, otherwise capacity available =100 kVA | --> | 0.095 | 0 | 0 | 0 | 0 | Constrained, otherwise capacity available =95 kW | --> | C25 ex CASTLEISLAND | Castleisland [T41,T42] | TRALEE |  | 52.2317 | -9.4699
MV/LV Substation DR***284 |  | 20 kV | _ | LV | 50 kVA :Pole Substation | 0.05 | --> | 0.05 | 0 | 0 | Constrained, otherwise capacity available =50 kVA | --> | 0.048 | 0 | 0 | 0 | 0 | Constrained, otherwise capacity available =48 kW | --> | C21 ex CASTLEISLAND | Castleisland [T41,T42] | TRALEE |  | 52.1904 | -9.4256
MV/LV Substation CR***287X |  | 20 kV | _ | LV | 200 kVA :Pole Substation | 0.2 | --> | 0.2 | 0 | 0 | Constrained, otherwise capacity available =168 kVA | --> | 0.19 | 0 | 0 | 0 | 0 | Constrained, otherwise capacity available =194 kW | --> | C21 ex CASTLEISLAND | Castleisland [T41,T42] | TRALEE |  | 52.2079 | -9.448
MV/LV Substation SE***291 |  | 20 kV | _ | LV | 200 kVA :Pole Substation | 0.2 | --> | 0.2 | 0 | 0 | Constrained, otherwise capacity available =179 kVA | --> | 0.19 | 0 | 0 | 0 | 0 | Constrained, otherwise capacity available =193 kW | --> | C21 ex CASTLEISLAND | Castleisland [T41,T42] | TRALEE |  | 52.2293 | -9.4708
MV/LV Substation KI***292 |  | 20 kV | _ | LV | 50 kVA :Pole Substation | 0.05 | --> | 0.05 | 0 | 0 | Constrained, otherwise capacity available =33 kVA | --> | 0.048 | 0 | 0 | 0 | 0 | Constrained, otherwise capacity available =50 kW | --> | C21 ex CASTLEISLAND | Castleisland [T41,T42] | TRALEE |  | 52.1618 | -9.4368
MV/LV Substation TH***298X |  | 20 kV | _ | LV | 630 kVA :Kiosk Substation | 0.63 | --> | 0.63 | 0 | 0 | Constrained, otherwise capacity available =544 kVA | --> | 0.598 | 0 | 0.026 | 0 | 0 | Constrained, otherwise capacity available =591 kW | --> | C21 ex CASTLEISLAND | Castleisland [T41,T42] | TRALEE |  | 52.226 | -9.4677
MV/LV Substation KE***301X |  | 10 kV | _ | LV | 400 kVA :Kiosk Substation | 0.4 | --> | 0.4 | 0 | 0 | Constrained, otherwise capacity available =281 kVA | --> | 0.38 | 0 | 0.011 | 0 | 0 | Constrained, otherwise capacity available =378 kW | --> | C18 ex CASTLEISLAND | Castleisland [T41,T42] | TRALEE |  | 52.2345 | -9.4743
MV/LV Substation BA***312 |  | 20 kV | _ | LV | 50 kVA :Pole Substation | 0.05 | --> | 0.05 | 0 | 0 | Constrained, otherwise capacity available =44 kVA | --> | 0.048 | 0 | 0 | 0 | 0 | Constrained, otherwise capacity available =48 kW | --> | C21 ex CASTLEISLAND | Castleisland [T41,T42] | TRALEE |  | 52.1798 | -9.4645
MV/LV Substation RI***327X |  | 20 kV | _ | LV | 50 kVA :Pole Substation | 0.05 | --> | 0.05 | 0 | 0 | Constrained, otherwise capacity available =40 kVA | --> | 0.048 | 0 | 0.011 | 0 | 0 | Constrained, otherwise capacity available =41 kW | --> | C21 ex CASTLEISLAND | Castleisland [T41,T42] | TRALEE |  | 52.1996 | -9.5688
MV/LV Substation FA***335X |  | 20 kV | _ | LV | 1000 kVA :Building Structure | 1 | --> | 1 | 0 | 0 | Constrained, otherwise capacity available =848 kVA | --> | 0.95 | 0 | 0.015 | 0 | 0 | Constrained, otherwise capacity available =959 kW | --> | C21 ex CASTLEISLAND | Castleisland [T41,T42] | TRALEE |  | 52.1752 | -9.5552
MV/LV Substation LO***341X |  | 10 kV | _ | LV | 50 kVA :Pole Substation | 0.05 | --> | 0.05 | 0 | 0 | Constrained, otherwise capacity available =49 kVA | --> | 0.048 | 0 | 0 | 0 | 0 | Constrained, otherwise capacity available =48 kW | --> | C23 ex CASTLEISLAND | Castleisland [T41,T42] | TRALEE |  | 52.2913 | -9.3606
MV/LV Substation CL***343 |  | 20 kV | _ | LV | 50 kVA :Pole Substation | 0.05 | --> | 0.05 | 0 | 0 | Constrained, otherwise capacity available =43 kVA | --> | 0.048 | 0 | 0 | 0 | 0 | Constrained, otherwise capacity available =48 kW | --> | C21 ex CASTLEISLAND | Castleisland [T41,T42] | TRALEE |  | 52.2045 | -9.5052
MV/LV Substation MT***351 |  | 10 kV | _ | LV | 50 kVA :Pole Substation | 0.05 | --> | 0.05 | 0 | 0 | Constrained, otherwise capacity available =41 kVA | --> | 0.048 | 0 | 0.009 | 0 | 0 | Constrained, otherwise capacity available =42 kW | --> | C18 ex CASTLEISLAND | Castleisland [T41,T42] | TRALEE |  | 52.2402 | -9.5244
MV/LV Substation AI***364 |  | 20 kV | _ | LV | 200 kVA :Pole Substation | 0.2 | --> | 0.2 | 0 | 0 | Constrained, otherwise capacity available =45 kVA | --> | 0.19 | 0 | 0 | 0 | 0 | Constrained, otherwise capacity available =202 kW | --> | C21 ex CASTLEISLAND | Castleisland [T41,T42] | TRALEE |  | 52.1824 | -9.5363
MV/LV Substation HE***365 |  | 10 kV | _ | LV | 50 kVA :Pole Substation | 0.05 | --> | 0.05 | 0 | 0 | Constrained, otherwise capacity available =48 kVA | --> | 0.048 | 0 | 0 | 0 | 0 | Constrained, otherwise capacity available =48 kW | --> | C23 ex CASTLEISLAND | Castleisland [T41,T42] | TRALEE |  | 52.3216 | -9.3703
MV/LV Substation CA***400 |  | 10 kV | _ | LV | 50 kVA :Pole Substation | 0.05 | --> | 0.05 | 0 | 0 | Constrained, otherwise capacity available =45 kVA | --> | 0.048 | 0 | 0 | 0 | 0 | Constrained, otherwise capacity available =48 kW | --> | C18 ex CASTLEISLAND | Castleisland [T41,T42] | TRALEE |  | 52.2331 | -9.5031
MV/LV Substation BA***401 |  | 10 kV | _ | LV | 400 kVA :Kiosk Substation | 0.4 | --> | 0.4 | 0 | 0 | Constrained, otherwise capacity available =386 kVA | --> | 0.38 | 0 | 0 | 0 | 0 | Constrained, otherwise capacity available =382 kW | --> | C23 ex CASTLEISLAND | Castleisland [T41,T42] | TRALEE |  | 52.2386 | -9.4611
MV/LV Substation ME***4039 |  | 10 kV | _ | LV | 100 kVA :Pole Substation | 0.1 | --> | 0.1 | 0 | 0 | Constrained, otherwise capacity available =99 kVA | --> | 0.095 | 0 | 0 | 0 | 0 | Constrained, otherwise capacity available =95 kW | --> | C23 ex CASTLEISLAND | Castleisland [T41,T42] | TRALEE |  | 52.2945 | -9.3773
MV/LV Substation ME***4060 |  | 10 kV | _ | LV | 50 kVA :Pole Substation | 0.05 | --> | 0.05 | 0 | 0 | Constrained, otherwise capacity available =48 kVA | --> | 0.048 | 0 | 0 | 0 | 0 | Constrained, otherwise capacity available =48 kW | --> | C23 ex CASTLEISLAND | Castleisland [T41,T42] | TRALEE |  | 52.2949 | -9.3748
MV/LV Substation AI***4100 |  | 20 kV | _ | LV | 50 kVA :Pole Substation | 0.05 | --> | 0.05 | 0 | 0 | Constrained, otherwise capacity available =48 kVA | --> | 0.048 | 0 | 0 | 0 | 0 | Constrained, otherwise capacity available =48 kW | --> | C21 ex CASTLEISLAND | Castleisland [T41,T42] | TRALEE |  | 52.1835 | -9.5295
MV/LV Substation KE***4103 |  | 20 kV | _ | LV | 400 kVA :Kiosk Substation | 0.4 | --> | 0.4 | 0 | 0 | Constrained, otherwise capacity available =387 kVA | --> | 0.38 | 0 | 0 | 0 | 0 | Constrained, otherwise capacity available =382 kW | --> | C21 ex CASTLEISLAND | Castleisland [T41,T42] | TRALEE |  | 52.1941 | -9.5372
MV/LV Substation CL***4119 |  | 20 kV | _ | LV | 100 kVA :Pole Substation | 0.1 | --> | 0.1 | 0 | 0 | Constrained, otherwise capacity available =98 kVA | --> | 0.095 | 0 | 0 | 0 | 0 | Constrained, otherwise capacity available =95 kW | --> | C21 ex CASTLEISLAND | Castleisland [T41,T42] | TRALEE |  | 52.2069 | -9.4984
MV/LV Substation KI***4121 |  | 20 kV | _ | LV | 100 kVA :Pole Substation | 0.1 | --> | 0.1 | 0 | 0 | Constrained, otherwise capacity available =97 kVA | --> | 0.095 | 0 | 0 | 0 | 0 | Constrained, otherwise capacity available =95 kW | --> | C21 ex CASTLEISLAND | Castleisland [T41,T42] | TRALEE |  | 52.2243 | -9.4767
MV/LV Substation DO***4125 |  | 10 kV | _ | LV | 100 kVA :Pole Substation | 0.1 | --> | 0.1 | 0 | 0 | Constrained, otherwise capacity available =93 kVA | --> | 0.095 | 0 | 0 | 0 | 0 | Constrained, otherwise capacity available =96 kW | --> | C23 ex CASTLEISLAND | Castleisland [T41,T42] | TRALEE |  | 52.2517 | -9.4642
MV/LV Substation BA***4141 |  | 10 kV | _ | LV | 100 kVA :Pole Substation | 0.1 | --> | 0.1 | 0 | 0 | Constrained, otherwise capacity available =65 kVA | --> | 0.095 | 0 | 0 | 0 | 0 | Constrained, otherwise capacity available =100 kW | --> | C23 ex CASTLEISLAND | Castleisland [T41,T42] | TRALEE |  | 52.2386 | -9.4553
MV/LV Substation LA***4151 |  | 10 kV | _ | LV | 100 kVA :Pole Substation | 0.1 | --> | 0.1 | 0 | 0 | Constrained, otherwise capacity available =94 kVA | --> | 0.095 | 0 | 0 | 0 | 0 | Constrained, otherwise capacity available =96 kW | --> | C23 ex CASTLEISLAND | Castleisland [T41,T42] | TRALEE |  | 52.26 | -9.4935
MV/LV Substation CU***4156 |  | 20 kV | _ | LV | 100 kVA :Pole Substation | 0.1 | --> | 0.1 | 0 | 0 | Constrained, otherwise capacity available =100 kVA | --> | 0.095 | 0 | 0 | 0 | 0 | Constrained, otherwise capacity available =95 kW | --> | C21 ex CASTLEISLAND | Castleisland [T41,T42] | TRALEE |  | 52.1566 | -9.4913
MV/LV Substation RI***4173 |  | 20 kV | _ | LV | 630 kVA :Kiosk Substation | 0.63 | --> | 0.63 | 0 | 0 | Constrained, otherwise capacity available =560 kVA | --> | 0.598 | 0 | 0.008 | 0 | 0 | Constrained, otherwise capacity available =602 kW | --> | C21 ex CASTLEISLAND | Castleisland [T41,T42] | TRALEE |  | 52.2281 | -9.4707
MV/LV Substation FA***418 |  | 10 kV | _ | LV | 50 kVA :Pole Substation | 0.05 | --> | 0.05 | 0 | 0 | Constrained, otherwise capacity available =42 kVA | --> | 0.048 | 0 | 0.011 | 0 | 0 | Constrained, otherwise capacity available =40 kW | --> | C23 ex CASTLEISLAND | Castleisland [T41,T42] | TRALEE |  | 52.272 | -9.4599
MV/LV Substation KN***426 |  | 10 kV | _ | LV | 100 kVA :Pole Substation | 0.1 | --> | 0.1 | 0 | 0 | Constrained, otherwise capacity available =95 kVA | --> | 0.095 | 0 | 0 | 0 | 0 | Constrained, otherwise capacity available =96 kW | --> | C23 ex CASTLEISLAND | Castleisland [T41,T42] | TRALEE |  | 52.2429 | -9.4519
MV/LV Substation CR***427 |  | 10 kV | _ | LV | 50 kVA :Pole Substation | 0.05 | --> | 0.05 | 0 | 0 | Constrained, otherwise capacity available =35 kVA | --> | 0.048 | 0 | 0.02 | 0 | 0 | Constrained, otherwise capacity available =35 kW | --> | C23 ex CASTLEISLAND | Castleisland [T41,T42] | TRALEE |  | 52.2477 | -9.4473
MV/LV Substation TO***439 |  | 10 kV | _ | LV | 200 kVA :Pole Substation | 0.2 | --> | 0.2 | 0 | 0 | Constrained, otherwise capacity available =120 kVA | --> | 0.19 | 0 | 0.011 | 0 | 0 | Constrained, otherwise capacity available =192 kW | --> | C23 ex CASTLEISLAND | Castleisland [T41,T42] | TRALEE |  | 52.2904 | -9.427
MV/LV Substation BA***482 |  | 10 kV | _ | LV | 30 kVA :Pole Substation | 0.03 | --> | 0.03 | 0 | 0 | Constrained, otherwise capacity available =26 kVA | --> | 0.028 | 0 | 0 | 0 | 0 | Constrained, otherwise capacity available =29 kW | --> | C23 ex CASTLEISLAND | Castleisland [T41,T42] | TRALEE |  | 52.3203 | -9.3607
MV/LV Substation KN***509 |  | 10 kV | _ | LV | 200 kVA :Pole Substation | 0.2 | --> | 0.2 | 0 | 0 | Constrained, otherwise capacity available =184 kVA | --> | 0.19 | 0 | 0 | 0 | 0 | Constrained, otherwise capacity available =192 kW | --> | C23 ex CASTLEISLAND | Castleisland [T41,T42] | TRALEE |  | 52.3317 | -9.3802
MV/LV Substation KN***527 |  | 10 kV | _ | LV | 200 kVA :Pole Substation | 0.2 | --> | 0.2 | 0 | 0 | Constrained, otherwise capacity available =139 kVA | --> | 0.19 | 0 | 0.04 | 0 | 0 | Constrained, otherwise capacity available =168 kW | --> | C23 ex CASTLEISLAND | Castleisland [T41,T42] | TRALEE |  | 52.3329 | -9.3833
MV/LV Substation SC***564 |  | 20 kV | _ | LV | 100 kVA :Pole Substation | 0.1 | --> | 0.1 | 0 | 0 | Constrained, otherwise capacity available =67 kVA | --> | 0.095 | 0 | 0.031 | 0 | 0 | Constrained, otherwise capacity available =76 kW | --> | C21 ex CASTLEISLAND | Castleisland [T41,T42] | TRALEE |  | 52.1813 | -9.4095
MV/LV Substation TU***578 |  | 10 kV | _ | LV | 50 kVA :Pole Substation | 0.05 | --> | 0.05 | 0 | 0 | Constrained, otherwise capacity available =41 kVA | --> | 0.048 | 0 | 0 | 0 | 0 | Constrained, otherwise capacity available =49 kW | --> | C22 ex CASTLEISLAND | Castleisland [T41,T42] | TRALEE |  | 52.2352 | -9.4431
MV/LV Substation RA***584 |  | 20 kV | _ | LV | 100 kVA :Pole Substation | 0.1 | --> | 0.1 | 0 | 0 | Constrained, otherwise capacity available =79 kVA | --> | 0.095 | 0 | 0 | 0 | 0 | Constrained, otherwise capacity available =98 kW | --> | C21 ex CASTLEISLAND | Castleisland [T41,T42] | TRALEE |  | 52.1666 | -9.4584
MV/LV Substation DI***589 |  | 20 kV | _ | LV | 100 kVA :Pole Substation | 0.1 | --> | 0.1 | 0 | 0 | Constrained, otherwise capacity available =93 kVA | --> | 0.095 | 0 | 0 | 0 | 0 | Constrained, otherwise capacity available =96 kW | --> | C21 ex CASTLEISLAND | Castleisland [T41,T42] | TRALEE |  | 52.1821 | -9.5082
MV/LV Substation FA***590 |  | 10 kV | _ | LV | 50 kVA :Pole Substation | 0.05 | --> | 0.05 | 0 | 0 | Constrained, otherwise capacity available =50 kVA | --> | 0.048 | 0 | 0 | 0 | 0 | Constrained, otherwise capacity available =48 kW | --> | C23 ex CASTLEISLAND | Castleisland [T41,T42] | TRALEE |  | 52.2634 | -9.4677
MV/LV Substation TO***780 |  | 20 kV | _ | LV | 200 kVA :Pole Substation | 0.2 | --> | 0.2 | 0 | 0 | Constrained, otherwise capacity available =178 kVA | --> | 0.19 | 0 | 0 | 0 | 0 | Constrained, otherwise capacity available =193 kW | --> | C21 ex CASTLEISLAND | Castleisland [T41,T42] | TRALEE |  | 52.2237 | -9.4632
MV/LV Substation SC***799 |  | 20 kV | _ | LV | 100 kVA :Pole Substation | 0.1 | --> | 0.1 | 0 | 0 | Constrained, otherwise capacity available =73 kVA | --> | 0.095 | 0 | 0.005 | 0 | 0 | Constrained, otherwise capacity available =95 kW | --> | C21 ex CASTLEISLAND | Castleisland [T41,T42] | TRALEE |  | 52.1807 | -9.4072
MV/LV Substation CU***885 |  | 20 kV | _ | LV | 50 kVA :Pole Substation | 0.05 | --> | 0.05 | 0 | 0 | Constrained, otherwise capacity available =48 kVA | --> | 0.048 | 0 | 0.005 | 0 | 0 | Constrained, otherwise capacity available =44 kW | --> | C21 ex CASTLEISLAND | Castleisland [T41,T42] | TRALEE |  | 52.1988 | -9.5547
MV/LV Substation UR***888 |  | 20 kV | _ | LV | 50 kVA :Pole Substation | 0.05 | --> | 0.05 | 0 | 0 | Constrained, otherwise capacity available =42 kVA | --> | 0.048 | 0 | 0 | 0 | 0 | Constrained, otherwise capacity available =49 kW | --> | C21 ex CASTLEISLAND | Castleisland [T41,T42] | TRALEE |  | 52.2012 | -9.56
MV/LV Substation CU***898 |  | 20 kV | _ | LV | 200 kVA :Pole Substation | 0.2 | --> | 0.2 | 0 | 0 | Constrained, otherwise capacity available =165 kVA | --> | 0.19 | 0 | 0.011 | 0 | 0 | Constrained, otherwise capacity available =186 kW | --> | C21 ex CASTLEISLAND | Castleisland [T41,T42] | TRALEE |  | 52.1847 | -9.4969
MV/LV Substation PA***912 |  | 20 kV | _ | LV | 100 kVA :Pole Substation | 0.1 | --> | 0.1 | 0 | 0 | Constrained, otherwise capacity available =81 kVA | --> | 0.095 | 0 | 0.01 | 0 | 0 | Constrained, otherwise capacity available =90 kW | --> | C21 ex CASTLEISLAND | Castleisland [T41,T42] | TRALEE |  | 52.1851 | -9.4891
MV/LV Substation FA***947 |  | 20 kV | _ | LV | 200 kVA :Pole Substation | 0.2 | --> | 0.2 | 0 | 0 | Constrained, otherwise capacity available =172 kVA | --> | 0.19 | 0 | 0 | 0 | 0 | Constrained, otherwise capacity available =194 kW | --> | C21 ex CASTLEISLAND | Castleisland [T41,T42] | TRALEE |  | 52.1712 | -9.549
MV/LV Substation BA***992 |  | 10 kV | _ | LV | 400 kVA :Building Structure | 0.4 | --> | 0.4 | 0 | 0 | Constrained, otherwise capacity available =400 kVA | --> | 0.38 | 0 | 0 | 0 | 0 | Constrained, otherwise capacity available =380 kW | --> | C18 ex CASTLEISLAND | Castleisland [T41,T42] | TRALEE |  | 52.2457 | -9.5253
MV/LV Substation TO***995 |  | 20 kV | _ | LV | 200 kVA :Pole Substation | 0.2 | --> | 0.2 | 0 | 0 | Constrained, otherwise capacity available =183 kVA | --> | 0.19 | 0 | 0 | 0 | 0 | Constrained, otherwise capacity available =192 kW | --> | C21 ex CASTLEISLAND | Castleisland [T41,T42] | TRALEE |  | 52.224 | -9.4592
MV/LV Substation CA***996 |  | 20 kV | _ | LV | 50 kVA :Pole Substation | 0.05 | --> | 0.05 | 0 | 0 | Constrained, otherwise capacity available =44 kVA | --> | 0.048 | 0 | 0 | 0 | 0 | Constrained, otherwise capacity available =48 kW | --> | C21 ex CASTLEISLAND | Castleisland [T41,T42] | TRALEE |  | 52.1734 | -9.3994
MV/LV Substation CA***006 |  | 20 kV | _ | LV | 630 kVA :Building Structure | 0.63 | --> | 0.63 | 0 | 0 | Constrained, otherwise capacity available =160 kVA | --> | 0.598 | 0 | 0 | 0.444 | 0 | Constrained, otherwise capacity available =660 kW | --> | E11 ex BEALNABLATH | Bealnablath [T421] | BANDON |  | 51.8464 | -8.8114
MV/LV Substation LA***014 |  | 20 kV | _ | LV | 100 kVA :Pole Substation | 0.1 | --> | 0.1 | 0 | 0 | Constrained, otherwise capacity available =78 kVA | --> | 0.095 | 0 | 0 | 0.098 | 0 |  | --> | E11 ex BEALNABLATH | Bealnablath [T421] | BANDON |  | 51.8472 | -8.7195
MV/LV Substation CR***023 |  | 20 kV | _ | LV | 50 kVA :Pole Substation | 0.05 | --> | 0.05 | 0 | 0 | Constrained, otherwise capacity available =33 kVA | --> | 0.048 | 0 | 0.015 | 0.039 | 0 |  | --> | E11 ex BEALNABLATH | Bealnablath [T421] | BANDON |  | 51.8416 | -8.8282
MV/LV Substation AG***036 |  | 20 kV | _ | LV | 50 kVA :Pole Substation | 0.05 | --> | 0.05 | 0 | 0 | Constrained, otherwise capacity available =31 kVA | --> | 0.048 | 0 | 0 | 0.05 | 0 |  | --> | E18 ex BEALNABLATH | Bealnablath [T421] | BANDON |  | 51.8825 | -8.7698
MV/LV Substation NE***060 |  | 20 kV | _ | LV | 50 kVA :Pole Substation | 0.05 | --> | 0.05 | 0 | 0 | Constrained, otherwise capacity available =39 kVA | --> | 0.048 | 0 | 0 | 0.049 | 0 |  | --> | E13 ex BEALNABLATH | Bealnablath [T421] | BANDON |  | 51.7822 | -8.8704
MV/LV Substation KI***070 |  | 20 kV | _ | LV | 50 kVA :Pole Substation | 0.05 | --> | 0.05 | 0 | 0 | Constrained, otherwise capacity available =40 kVA | --> | 0.048 | 0 | 0 | 0.049 | 0 |  | --> | E11 ex BEALNABLATH | Bealnablath [T421] | BANDON |  | 51.8542 | -8.7189
MV/LV Substation BR***073 |  | 20 kV | _ | LV | 50 kVA :Pole Substation | 0.05 | --> | 0.05 | 0 | 0 | Constrained, otherwise capacity available =41 kVA | --> | 0.048 | 0 | 0 | 0.049 | 0 |  | --> | E11 ex BEALNABLATH | Bealnablath [T421] | BANDON |  | 51.8634 | -8.7272
MV/LV Substation LI***079 |  | 20 kV | _ | LV | 50 kVA :Pole Substation | 0.05 | --> | 0.05 | 0 | 0 | Constrained, otherwise capacity available =28 kVA | --> | 0.048 | 0 | 0 | 0.05 | 0 |  | --> | E11 ex BEALNABLATH | Bealnablath [T421] | BANDON |  | 51.8425 | -8.7393
MV/LV Substation PO***092 |  | 20 kV | _ | LV | 50 kVA :Pole Substation | 0.05 | --> | 0.05 | 0 | 0 | Constrained, otherwise capacity available =41 kVA | --> | 0.048 | 0 | 0 | 0.049 | 0 |  | --> | E13 ex BEALNABLATH | Bealnablath [T421] | BANDON |  | 51.8135 | -8.8618
MV/LV Substation WO***097 |  | 20 kV | _ | LV | 50 kVA :Pole Substation | 0.05 | --> | 0.05 | 0 | 0 | Constrained, otherwise capacity available =39 kVA | --> | 0.048 | 0 | 0 | 0.049 | 0 |  | --> | E11 ex BEALNABLATH | Bealnablath [T421] | BANDON |  | 51.8237 | -8.7616
MV/LV Substation BR***135 |  | 20 kV | _ | LV | 50 kVA :Pole Substation | 0.05 | --> | 0.05 | 0 | 0 | Constrained, otherwise capacity available =44 kVA | --> | 0.048 | 0 | 0 | 0.048 | 0 |  | --> | E18 ex BEALNABLATH | Bealnablath [T421] | BANDON |  | 51.8516 | -8.8285
MV/LV Substation KN***151 |  | 20 kV | _ | LV | 50 kVA :Pole Substation | 0.05 | --> | 0.05 | 0 | 0 | Constrained, otherwise capacity available =49 kVA | --> | 0.048 | 0 | 0 | 0.048 | 0 |  | --> | E18 ex BEALNABLATH | Bealnablath [T421] | BANDON |  | 51.8639 | -8.7794
MV/LV Substation AH***153 |  | 20 kV | _ | LV | 50 kVA :Pole Substation | 0.05 | --> | 0.05 | 0 | 0 | Constrained, otherwise capacity available =38 kVA | --> | 0.048 | 0 | 0.006 | 0.045 | 0 |  | --> | E11 ex BEALNABLATH | Bealnablath [T421] | BANDON |  | 51.8485 | -8.7213
MV/LV Substation RY***155 |  | 20 kV | _ | LV | 50 kVA :Pole Substation | 0.05 | --> | 0.05 | 0 | 0 | Constrained, otherwise capacity available =32 kVA | --> | 0.048 | 0 | 0 | 0.05 | 0 |  | --> | E11 ex BEALNABLATH | Bealnablath [T421] | BANDON |  | 51.8495 | -8.7923
MV/LV Substation BE***179 |  | 20 kV | _ | LV | 100 kVA :Pole Substation | 0.1 | --> | 0.1 | 0 | 0 | Constrained, otherwise capacity available =74 kVA | --> | 0.095 | 0 | 0.005 | 0.095 | 0 |  | --> | E11 ex BEALNABLATH | Bealnablath [T421] | BANDON |  | 51.8413 | -8.8343
MV/LV Substation BA***189 |  | 20 kV | _ | LV | 50 kVA :Pole Substation | 0.05 | --> | 0.05 | 0 | 0 | Constrained, otherwise capacity available =50 kVA | --> | 0.048 | 0 | 0 | 0.048 | 0 |  | --> | E13 ex BEALNABLATH | Bealnablath [T421] | BANDON |  | 51.7941 | -8.8533
MV/LV Substation RY***201 |  | 20 kV | _ | LV | 200 kVA :Pole Substation | 0.2 | --> | 0.2 | 0 | 0 | Constrained, otherwise capacity available =162 kVA | --> | 0.19 | 0 | 0.046 | 0.161 | 0 |  | --> | E11 ex BEALNABLATH | Bealnablath [T421] | BANDON |  | 51.8485 | -8.7927
MV/LV Substation BR***209 |  | 20 kV | _ | LV | 400 kVA :Kiosk Substation | 0.4 | --> | 0.4 | 0 | 0 | Constrained, otherwise capacity available =334 kVA | --> | 0.38 | 0 | 0.068 | 0.339 | 0 |  | --> | E11 ex BEALNABLATH | Bealnablath [T421] | BANDON |  | 51.8544 | -8.7305
MV/LV Substation ST***210 |  | 20 kV | _ | LV | 50 kVA :Pole Substation | 0.05 | --> | 0.05 | 0 | 0 | Constrained, otherwise capacity available =50 kVA | --> | 0.048 | 0 | 0 | 0.048 | 0 |  | --> | E11 ex BEALNABLATH | Bealnablath [T421] | BANDON |  | 51.8456 | -8.7715
MV/LV Substation CO***238 |  | 20 kV | _ | LV | 200 kVA :Kiosk Substation | 0.2 | --> | 0.2 | 0 | 0 | Constrained, otherwise capacity available =174 kVA | --> | 0.19 | 0 | 0 | 0.194 | 0 |  | --> | E11 ex BEALNABLATH | Bealnablath [T421] | BANDON |  | 51.848 | -8.7846
MV/LV Substation CA***240 |  | 20 kV | _ | LV | 200 kVA :Pole Substation | 0.2 | --> | 0.2 | 0 | 0 | Constrained, otherwise capacity available =176 kVA | --> | 0.19 | 0 | 0 | 0.193 | 0 |  | --> | E11 ex BEALNABLATH | Bealnablath [T421] | BANDON |  | 51.8466 | -8.8038
MV/LV Substation FA***241 |  | 20 kV | _ | LV | 200 kVA :Building Structure | 0.2 | --> | 0.2 | 0 | 0 | Constrained, otherwise capacity available =184 kVA | --> | 0.19 | 0 | 0 | 0.192 | 0 |  | --> | E18 ex BEALNABLATH | Bealnablath [T421] | BANDON |  | 51.8934 | -8.7596
MV/LV Substation OR***254 |  | 20 kV | _ | LV | 200 kVA :Kiosk Substation | 0.2 | --> | 0.2 | 0 | 0 | Constrained, otherwise capacity available =110 kVA | --> | 0.19 | 0 | 0.049 | 0.166 | 0 |  | --> | E11 ex BEALNABLATH | Bealnablath [T421] | BANDON |  | 51.8541 | -8.7339
MV/LV Substation KE***4002 |  | 20 kV | _ | LV | 50 kVA :Pole Substation | 0.05 | --> | 0.05 | 0 | 0 | Constrained, otherwise capacity available =50 kVA | --> | 0.048 | 0 | 0 | 0.048 | 0 |  | --> | E11 ex BEALNABLATH | Bealnablath [T421] | BANDON |  | 51.8465 | -8.7944
MV/LV Substation RY***4003 |  | 20 kV | _ | LV | 100 kVA :Pole Substation | 0.1 | --> | 0.1 | 0 | 0 | Constrained, otherwise capacity available =92 kVA | --> | 0.095 | 0 | 0 | 0.096 | 0 |  | --> | E11 ex BEALNABLATH | Bealnablath [T421] | BANDON |  | 51.8496 | -8.7936
MV/LV Substation FA***4017 |  | 20 kV | _ | LV | 50 kVA :Pole Substation | 0.05 | --> | 0.05 | 0 | 0 | Constrained, otherwise capacity available =37 kVA | --> | 0.048 | 0 | 0.01 | 0.042 | 0 |  | --> | E13 ex BEALNABLATH | Bealnablath [T421] | BANDON |  | 51.7805 | -8.8288
MV/LV Substation CL***4023 |  | 20 kV | _ | LV | 50 kVA :Pole Substation | 0.05 | --> | 0.05 | 0 | 0 | Constrained, otherwise capacity available =50 kVA | --> | 0.048 | 0 | 0 | 0.048 | 0 |  | --> | E18 ex BEALNABLATH | Bealnablath [T421] | BANDON |  | 51.8422 | -8.8603
MV/LV Substation CU***4044 |  | 20 kV | _ | LV | 50 kVA :Pole Substation | 0.05 | --> | 0.05 | 0 | 0 | Constrained, otherwise capacity available =38 kVA | --> | 0.048 | 0 | 0 | 0.049 | 0 |  | --> | E11 ex BEALNABLATH | Bealnablath [T421] | BANDON |  | 51.8308 | -8.869
MV/LV Substation CU***405 |  | 20 kV | _ | LV | 100 kVA :Pole Substation | 0.1 | --> | 0.1 | 0 | 0 | Constrained, otherwise capacity available =99 kVA | --> | 0.095 | 0 | 0 | 0.095 | 0 |  | --> | E22 ex BEALNABLATH | Bealnablath [T421] | BANDON |  | 51.8204 | -8.889
MV/LV Substation RY***4086 |  | 20 kV | _ | LV | 400 kVA :Kiosk Substation | 0.4 | --> | 0.4 | 0 | 0 | Constrained, otherwise capacity available =293 kVA | --> | 0.38 | 0 | 0.126 | 0.301 | 0 |  | --> | E11 ex BEALNABLATH | Bealnablath [T421] | BANDON |  | 51.849 | -8.7878
MV/LV Substation TE***4111 |  | 20 kV | _ | LV | 50 kVA :Pole Substation | 0.05 | --> | 0.05 | 0 | 0 | Constrained, otherwise capacity available =50 kVA | --> | 0.048 | 0 | 0 | 0.048 | 0 |  | --> | E11 ex BEALNABLATH | Bealnablath [T421] | BANDON |  | 51.808 | -8.7667
MV/LV Substation CO***4116 |  | 20 kV | _ | LV | 630 kVA :Kiosk Substation | 0.63 | --> | 0.63 | 0 | 0 | Constrained, otherwise capacity available =614 kVA | --> | 0.598 | 0 | 0 | 0.444 | 0 | Constrained, otherwise capacity available =601 kW | --> | E11 ex BEALNABLATH | Bealnablath [T421] | BANDON |  | 51.8453 | -8.7903
MV/LV Substation CU***4119 |  | 20 kV | _ | LV | 50 kVA :Pole Substation | 0.05 | --> | 0.05 | 0 | 0 | Constrained, otherwise capacity available =50 kVA | --> | 0.048 | 0 | 0 | 0.048 | 0 |  | --> | E18 ex BEALNABLATH | Bealnablath [T421] | BANDON |  | 51.8674 | -8.7555
MV/LV Substation GA***428 |  | 20 kV | _ | LV | 50 kVA :Pole Substation | 0.05 | --> | 0.05 | 0 | 0 | Constrained, otherwise capacity available =44 kVA | --> | 0.048 | 0 | 0 | 0.048 | 0 |  | --> | E22 ex BEALNABLATH | Bealnablath [T421] | BANDON |  | 51.8132 | -8.9463
MV/LV Substation MO***450 |  | 20 kV | _ | LV | 50 kVA :Pole Substation | 0.05 | --> | 0.05 | 0 | 0 | Constrained, otherwise capacity available =39 kVA | --> | 0.048 | 0 | 0.005 | 0.045 | 0 |  | --> | E13 ex BEALNABLATH | Bealnablath [T421] | BANDON |  | 51.797 | -8.8432
MV/LV Substation CR***498 |  | 20 kV | _ | LV | 200 kVA :Pole Substation | 0.2 | --> | 0.2 | 0 | 0 | Constrained, otherwise capacity available =180 kVA | --> | 0.19 | 0 | 0 | 0.193 | 0 |  | --> | E11 ex BEALNABLATH | Bealnablath [T421] | BANDON |  | 51.8444 | -8.8348
MV/LV Substation CR***499 |  | 20 kV | _ | LV | 200 kVA :Pole Substation | 0.2 | --> | 0.2 | 0 | 0 | Constrained, otherwise capacity available =163 kVA | --> | 0.19 | 0 | 0.011 | 0.187 | 0 |  | --> | E11 ex BEALNABLATH | Bealnablath [T421] | BANDON |  | 51.8421 | -8.8315
MV/LV Substation GL***508 |  | 20 kV | _ | LV | 50 kVA :Pole Substation | 0.05 | --> | 0.05 | 0 | 0 | Constrained, otherwise capacity available =37 kVA | --> | 0.048 | 0 | 0 | 0.049 | 0 |  | --> | E13 ex BEALNABLATH | Bealnablath [T421] | BANDON |  | 51.8149 | -8.8554
MV/LV Substation FA***515 |  | 20 kV | _ | LV | 100 kVA :Pole Substation | 0.1 | --> | 0.1 | 0 | 0 | Constrained, otherwise capacity available =66 kVA | --> | 0.095 | 0 | 0.021 | 0.084 | 0 |  | --> | E11 ex BEALNABLATH | Bealnablath [T421] | BANDON |  | 51.8428 | -8.82
MV/LV Substation KN***516 |  | 20 kV | _ | LV | 100 kVA :Pole Substation | 0.1 | --> | 0.1 | 0 | 0 | Constrained, otherwise capacity available =78 kVA | --> | 0.095 | 0 | 0 | 0.098 | 0 |  | --> | E11 ex BEALNABLATH | Bealnablath [T421] | BANDON |  | 51.8417 | -8.8042
MV/LV Substation MO***535 |  | 20 kV | _ | LV | 50 kVA :Pole Substation | 0.05 | --> | 0.05 | 0 | 0 | Constrained, otherwise capacity available =42 kVA | --> | 0.048 | 0 | 0.004 | 0.046 | 0 |  | --> | E11 ex BEALNABLATH | Bealnablath [T421] | BANDON |  | 51.8155 | -8.7796
MV/LV Substation WE***568 |  | 20 kV | _ | LV | 100 kVA :Pole Substation | 0.1 | --> | 0.1 | 0 | 0 | Constrained, otherwise capacity available =96 kVA | --> | 0.095 | 0 | 0 | 0.096 | 0 |  | --> | E18 ex BEALNABLATH | Bealnablath [T421] | BANDON |  | 51.8798 | -8.7632
MV/LV Substation AN***581 |  | 20 kV | _ | LV | 100 kVA :Pole Substation | 0.1 | --> | 0.1 | 0 | 0 | Constrained, otherwise capacity available =99 kVA | --> | 0.095 | 0 | 0 | 0.095 | 0 |  | --> | E11 ex BEALNABLATH | Bealnablath [T421] | BANDON |  | 51.85 | -8.754
MV/LV Substation LO***584 |  | 20 kV | _ | LV | 200 kVA :Pole Substation | 0.2 | --> | 0.2 | 0 | 0 | Constrained, otherwise capacity available =188 kVA | --> | 0.19 | 0 | 0.005 | 0.188 | 0 |  | --> | E11 ex BEALNABLATH | Bealnablath [T421] | BANDON |  | 51.8582 | -8.7353
MV/LV Substation AH***585 |  | 20 kV | _ | LV | 200 kVA :Pole Substation | 0.2 | --> | 0.2 | 0 | 0 | Constrained, otherwise capacity available =172 kVA | --> | 0.19 | 0 | 0.043 | 0.162 | 0 |  | --> | E11 ex BEALNABLATH | Bealnablath [T421] | BANDON |  | 51.8525 | -8.7335
MV/LV Substation NE***588 |  | 20 kV | _ | LV | 50 kVA :Pole Substation | 0.05 | --> | 0.05 | 0 | 0 | Constrained, otherwise capacity available =42 kVA | --> | 0.048 | 0 | 0.006 | 0.044 | 0 |  | --> | E11 ex BEALNABLATH | Bealnablath [T421] | BANDON |  | 51.8357 | -8.7411
MV/LV Substation TE***624 |  | 20 kV | _ | LV | 50 kVA :Pole Substation | 0.05 | --> | 0.05 | 0 | 0 | Constrained, otherwise capacity available =39 kVA | --> | 0.048 | 0 | 0.006 | 0.044 | 0 |  | --> | E11 ex BEALNABLATH | Bealnablath [T421] | BANDON |  | 51.8069 | -8.7584
MV/LV Substation FA***627 |  | 20 kV | _ | LV | 50 kVA :Pole Substation | 0.05 | --> | 0.05 | 0 | 0 | Constrained, otherwise capacity available =43 kVA | --> | 0.048 | 0 | 0 | 0.048 | 0 |  | --> | E18 ex BEALNABLATH | Bealnablath [T421] | BANDON |  | 51.8813 | -8.7465
MV/LV Substation BE***628 |  | 20 kV | _ | LV | 400 kVA :Building Structure | 0.4 | --> | 0.4 | 0 | 0 | Constrained, otherwise capacity available =386 kVA | --> | 0.38 | 0 | 0 | 0.382 | 0 |  | --> | E11 ex BEALNABLATH | Bealnablath [T421] | BANDON |  | 51.8397 | -8.834
MV/LV Substation CL***629 |  | 20 kV | _ | LV | 200 kVA :Pole Substation | 0.2 | --> | 0.2 | 0 | 0 | Constrained, otherwise capacity available =145 kVA | --> | 0.19 | 0 | 0.021 | 0.182 | 0 |  | --> | E11 ex BEALNABLATH | Bealnablath [T421] | BANDON |  | 51.8478 | -8.7788
MV/LV Substation AH***630 |  | 20 kV | _ | LV | 200 kVA :Pole Substation | 0.2 | --> | 0.2 | 0 | 0 | Constrained, otherwise capacity available =120 kVA | --> | 0.19 | 0 | 0.005 | 0.197 | 0 |  | --> | E11 ex BEALNABLATH | Bealnablath [T421] | BANDON |  | 51.8457 | -8.7891
MV/LV Substation FA***680X |  | 20 kV | _ | LV | 200 kVA :Pole Substation | 0.2 | --> | 0.2 | 0 | 0 | Constrained, otherwise capacity available =170 kVA | --> | 0.19 | 0 | 0.004 | 0.191 | 0 |  | --> | E18 ex BEALNABLATH | Bealnablath [T421] | BANDON |  | 51.8598 | -8.7943
MV/LV Substation FA***688X |  | 20 kV | _ | LV | 100 kVA :Pole Substation | 0.1 | --> | 0.1 | 0 | 0 | Constrained, otherwise capacity available =74 kVA | --> | 0.095 | 0 | 0.022 | 0.082 | 0 |  | --> | E18 ex BEALNABLATH | Bealnablath [T421] | BANDON |  | 51.8595 | -8.7986
MV/LV Substation KI***743X |  | 20 kV | _ | LV | 50 kVA :Pole Substation | 0.05 | --> | 0.05 | 0 | 0 | Constrained, otherwise capacity available =43 kVA | --> | 0.048 | 0 | 0 | 0.048 | 0 |  | --> | E11 ex BEALNABLATH | Bealnablath [T421] | BANDON |  | 51.8606 | -8.7191
MV/LV Substation CL***760X |  | 20 kV | _ | LV | 50 kVA :Pole Substation | 0.05 | --> | 0.05 | 0 | 0 | Constrained, otherwise capacity available =47 kVA | --> | 0.048 | 0 | 0 | 0.048 | 0 |  | --> | E11 ex BEALNABLATH | Bealnablath [T421] | BANDON |  | 51.8401 | -8.8414
MV/LV Substation CL***770X |  | 20 kV | _ | LV | 200 kVA :Pole Substation | 0.2 | --> | 0.2 | 0 | 0 | Constrained, otherwise capacity available =195 kVA | --> | 0.19 | 0 | 0 | 0.191 | 0 |  | --> | E11 ex BEALNABLATH | Bealnablath [T421] | BANDON |  | 51.8502 | -8.7823
MV/LV Substation AG***813X |  | 20 kV | _ | LV | 50 kVA :Pole Substation | 0.05 | --> | 0.05 | 0 | 0 | Constrained, otherwise capacity available =43 kVA | --> | 0.048 | 0 | 0 | 0.048 | 0 |  | --> | E18 ex BEALNABLATH | Bealnablath [T421] | BANDON |  | 51.8835 | -8.7557
MV/LV Substation AN***004 |  | 10 kV | _ | LV | 400 kVA :Building Structure | 0.4 | --> | 0.4 | 0 | 0 | Constrained, otherwise capacity available =369 kVA | --> | 0.38 | 0 | 0 | 0.384 | 0 |  | --> | C12 ex KILSARAN | Kilsaran [T42] | DRYBRIDGE |  | 53.8838 | -6.3463
MV/LV Substation PR***012X |  | 20 kV | _ | LV | 50 kVA :Pole Substation | 0.05 | --> | 0.05 | 0 | 0 | Constrained, otherwise capacity available =39 kVA | --> | 0.048 | 0 | 0.004 | 0.046 | 0 |  | --> | C12 ex DUNLEER | Dunleer [T41,T42] | DRYBRIDGE |  | 53.7882 | -6.3157
MV/LV Substation DU***030X |  | 10 kV | _ | LV | 100 kVA :Pole Substation | 0.1 | --> | 0.1 | 0 | 0 | Constrained, otherwise capacity available =12 kVA | --> | 0.095 | 0 | 0.013 | 0.063 | 0 | Constrained, otherwise capacity available =97 kW | --> | C18 ex DUNLEER | Dunleer [T41,T42] | DRYBRIDGE |  | 53.8296 | -6.4005
MV/LV Substation RE***040X |  | 20 kV | _ | LV | 100 kVA :Pole Substation | 0.1 | --> | 0.1 | 0 | 0 | Constrained, otherwise capacity available =100 kVA | --> | 0.095 | 0 | 0 | 0.063 | 0 | Constrained, otherwise capacity available =95 kW | --> | C12 ex DUNLEER | Dunleer [T41,T42] | DRYBRIDGE |  | 53.8068 | -6.2894
MV/LV Substation ST***042X |  | 20 kV | _ | LV | 200 kVA :Kiosk Substation | 0.2 | --> | 0.2 | 0 | 0 | Constrained, otherwise capacity available =136 kVA | --> | 0.19 | 0 | 0.043 | 0.063 | 0 | Constrained, otherwise capacity available =167 kW | --> | C12 ex DUNLEER | Dunleer [T41,T42] | DRYBRIDGE |  | 53.782 | -6.2455
MV/LV Substation BA***049X |  | 10 kV | _ | LV | 100 kVA :Pole Substation | 0.1 | --> | 0.1 | 0 | 0 | Constrained, otherwise capacity available =79 kVA | --> | 0.095 | 0 | 0 | 0.063 | 0 | Constrained, otherwise capacity available =98 kW | --> | C18 ex DUNLEER | Dunleer [T41,T42] | DRYBRIDGE |  | 53.8421 | -6.4055
MV/LV Substation CH***051X |  | 10 kV | _ | LV | 50 kVA :Pole Substation | 0.05 | --> | 0.05 | 0 | 0 | Constrained, otherwise capacity available =47 kVA | --> | 0.048 | 0 | 0 | 0.048 | 0 |  | --> | C11 ex KILSARAN | Kilsaran [T42] | DRYBRIDGE |  | 53.8972 | -6.4427
MV/LV Substation BI***054X |  | 20 kV | _ | LV | 200 kVA :Kiosk Substation | 0.2 | --> | 0.2 | 0 | 0 | Constrained, otherwise capacity available =154 kVA | --> | 0.19 | 0 | 0 | 0.063 | 0 | Constrained, otherwise capacity available =196 kW | --> | C12 ex DUNLEER | Dunleer [T41,T42] | DRYBRIDGE |  | 53.7919 | -6.2396
MV/LV Substation SE***072X |  | 20 kV | _ | LV | 200 kVA :Kiosk Substation | 0.2 | --> | 0.2 | 0 | 0 | Constrained, otherwise capacity available =137 kVA | --> | 0.19 | 0 | 0.011 | 0.063 | 0 | Constrained, otherwise capacity available =190 kW | --> | C12 ex DUNLEER | Dunleer [T41,T42] | DRYBRIDGE |  | 53.7952 | -6.2442
MV/LV Substation MO***080X |  | 10 kV | _ | LV | 50 kVA :Pole Substation | 0.05 | --> | 0.05 | 0 | 0 | Constrained, otherwise capacity available =50 kVA | --> | 0.048 | 0 | 0 | 0.048 | 0 |  | --> | C18 ex DUNLEER | Dunleer [T41,T42] | DRYBRIDGE |  | 53.8361 | -6.4133
MV/LV Substation DR***082X |  | 10 kV | _ | LV | 50 kVA :Pole Substation | 0.05 | --> | 0.05 | 0 | 0 | Constrained, otherwise capacity available =49 kVA | --> | 0.048 | 0 | 0 | 0.048 | 0 |  | --> | C11 ex KILSARAN | Kilsaran [T42] | DRYBRIDGE |  | 53.9007 | -6.4224
MV/LV Substation WH***085X |  | 10 kV | _ | LV | 50 kVA :Pole Substation | 0.05 | --> | 0.05 | 0 | 0 | Constrained, otherwise capacity available =50 kVA | --> | 0.048 | 0 | 0 | 0.048 | 0 |  | --> | C12 ex KILSARAN | Kilsaran [T42] | DRYBRIDGE |  | 53.8993 | -6.3867
MV/LV Substation NE***091X |  | 10 kV | _ | LV | 100 kVA :Pole Substation | 0.1 | --> | 0.1 | 0 | 0 | Constrained, otherwise capacity available =97 kVA | --> | 0.095 | 0 | 0 | 0.063 | 0 | Constrained, otherwise capacity available =95 kW | --> | C17 ex DUNLEER | Dunleer [T41,T42] | DRYBRIDGE |  | 53.8589 | -6.4242
MV/LV Substation LC***097X |  | 10 kV | _ | LV | 50 kVA :Pole Substation | 0.05 | --> | 0.05 | 0 | 0 | Constrained, otherwise capacity available =48 kVA | --> | 0.048 | 0 | 0 | 0.048 | 0 |  | --> | C12 ex KILSARAN | Kilsaran [T42] | DRYBRIDGE |  | 53.8805 | -6.3435
MV/LV Substation RA***099X |  | 10 kV | _ | LV | 50 kVA :Pole Substation | 0.05 | --> | 0.05 | 0 | 0 | Constrained, otherwise capacity available =49 kVA | --> | 0.048 | 0 | 0 | 0.048 | 0 |  | --> | C12 ex DUNLEER | Dunleer [T41,T42] | DRYBRIDGE |  | 53.7985 | -6.3969
MV/LV Substation SU***111X |  | 10 kV | _ | LV | 400 kVA :Kiosk Substation | 0.4 | --> | 0.4 | 0 | 0 | Constrained, otherwise capacity available =239 kVA | --> | 0.38 | 0 | 0 | 0.063 | 0 | Constrained, otherwise capacity available =401 kW | --> | C18 ex DUNLEER | Dunleer [T41,T42] | DRYBRIDGE |  | 53.8283 | -6.4026
MV/LV Substation NU***115X |  | 10 kV | _ | LV | 100 kVA :Pole Substation | 0.1 | --> | 0.1 | 0 | 0 | Constrained, otherwise capacity available =62 kVA | --> | 0.095 | 0 | 0 | 0.1 | 0 |  | --> | C12 ex KILSARAN | Kilsaran [T42] | DRYBRIDGE |  | 53.901 | -6.3862
MV/LV Substation KI***132X |  | 20 kV | _ | LV | 50 kVA :Pole Substation | 0.05 | --> | 0.05 | 0 | 0 | Constrained, otherwise capacity available =38 kVA | --> | 0.048 | 0 | 0 | 0.049 | 0 |  | --> | C12 ex DUNLEER | Dunleer [T41,T42] | DRYBRIDGE |  | 53.7913 | -6.3136
MV/LV Substation ST***141X |  | 10 kV | _ | LV | 200 kVA :Kiosk Substation | 0.2 | --> | 0.2 | 0 | 0 | Constrained, otherwise capacity available =156 kVA | --> | 0.19 | 0 | 0 | 0.196 | 0 |  | --> | C12 ex KILSARAN | Kilsaran [T42] | DRYBRIDGE |  | 53.8985 | -6.3909
MV/LV Substation DR***143X |  | 10 kV | _ | LV | 200 kVA :Pole Substation | 0.2 | --> | 0.2 | 0 | 0 | Constrained, otherwise capacity available =194 kVA | --> | 0.19 | 0 | 0 | 0.191 | 0 |  | --> | C12 ex KILSARAN | Kilsaran [T42] | DRYBRIDGE |  | 53.8979 | -6.387
MV/LV Substation OR***144X |  | 20 kV | _ | LV | 200 kVA :Kiosk Substation | 0.2 | --> | 0.2 | 0 | 0 | Constrained, otherwise capacity available =111 kVA | --> | 0.19 | 0 | 0.026 | 0.063 | 0 | Constrained, otherwise capacity available =182 kW | --> | C12 ex DUNLEER | Dunleer [T41,T42] | DRYBRIDGE |  | 53.7913 | -6.2459
MV/LV Substation VO***148X |  | 10 kV | _ | LV | 50 kVA :Pole Substation | 0.05 | --> | 0.05 | 0 | 0 | Constrained, otherwise capacity available =35 kVA | --> | 0.048 | 0 | 0 | 0.05 | 0 |  | --> | C16 ex DUNLEER | Dunleer [T41,T42] | DRYBRIDGE |  | 53.8304 | -6.3915
MV/LV Substation RA***153X |  | 10 kV | _ | LV | 100 kVA :Pole Substation | 0.1 | --> | 0.1 | 0 | 0 | Constrained, otherwise capacity available =74 kVA | --> | 0.095 | 0 | 0 | 0.063 | 0 | Constrained, otherwise capacity available =99 kW | --> | C12 ex DUNLEER | Dunleer [T41,T42] | DRYBRIDGE |  | 53.8036 | -6.404
MV/LV Substation GR***161X |  | 10 kV | _ | LV | 50 kVA :Pole Substation | 0.05 | --> | 0.05 | 0 | 0 | Constrained, otherwise capacity available =42 kVA | --> | 0.048 | 0 | 0 | 0.049 | 0 |  | --> | C11 ex KILSARAN | Kilsaran [T42] | DRYBRIDGE |  | 53.8696 | -6.3929
MV/LV Substation BE***164X |  | 10 kV | _ | LV | 200 kVA :Kiosk Substation | 0.2 | --> | 0.2 | 0 | 0 | Constrained, otherwise capacity available =135 kVA | --> | 0.19 | 0 | 0.005 | 0.195 | 0 |  | --> | C12 ex KILSARAN | Kilsaran [T42] | DRYBRIDGE |  | 53.8963 | -6.3921
MV/LV Substation WO***166X |  | 10 kV | _ | LV | 200 kVA :Pole Substation | 0.2 | --> | 0.2 | 0 | 0 | Constrained, otherwise capacity available =200 kVA | --> | 0.19 | 0 | 0 | 0.063 | 0 | Constrained, otherwise capacity available =190 kW | --> | C18 ex DUNLEER | Dunleer [T41,T42] | DRYBRIDGE |  | 53.8213 | -6.4026
MV/LV Substation RI***168X |  | 10 kV | _ | LV | 200 kVA :Kiosk Substation | 0.2 | --> | 0.2 | 0 | 0 | Constrained, otherwise capacity available =172 kVA | --> | 0.19 | 0 | 0.009 | 0.063 | 0 | Constrained, otherwise capacity available =187 kW | --> | C18 ex DUNLEER | Dunleer [T41,T42] | DRYBRIDGE |  | 53.8282 | -6.4021
MV/LV Substation CL***175X |  | 10 kV | _ | LV | 100 kVA :Pole Substation | 0.1 | --> | 0.1 | 0 | 0 | Constrained, otherwise capacity available =72 kVA | --> | 0.095 | 0 | 0 | 0.063 | 0 | Constrained, otherwise capacity available =99 kW | --> | C17 ex DUNLEER | Dunleer [T41,T42] | DRYBRIDGE |  | 53.8443 | -6.3889
MV/LV Substation GL***182X |  | 20 kV | _ | LV | 50 kVA :Pole Substation | 0.05 | --> | 0.05 | 0 | 0 | Constrained, otherwise capacity available =48 kVA | --> | 0.048 | 0 | 0 | 0.048 | 0 |  | --> | C12 ex DUNLEER | Dunleer [T41,T42] | DRYBRIDGE |  | 53.7824 | -6.2533
MV/LV Substation MI***186X |  | 10 kV | _ | LV | 50 kVA :Pole Substation | 0.05 | --> | 0.05 | 0 | 0 | Constrained, otherwise capacity available =50 kVA | --> | 0.048 | 0 | 0 | 0.048 | 0 |  | --> | C17 ex DUNLEER | Dunleer [T41,T42] | DRYBRIDGE |  | 53.8442 | -6.2601
MV/LV Substation KN***187X |  | 10 kV | _ | LV | 50 kVA :Pole Substation | 0.05 | --> | 0.05 | 0 | 0 | Constrained, otherwise capacity available =49 kVA | --> | 0.048 | 0 | 0.004 | 0.045 | 0 |  | --> | C18 ex DUNLEER | Dunleer [T41,T42] | DRYBRIDGE |  | 53.827 | -6.4281
MV/LV Substation OR***190X |  | 20 kV | _ | LV | 200 kVA :Kiosk Substation | 0.2 | --> | 0.2 | 0 | 0 | Constrained, otherwise capacity available =160 kVA | --> | 0.19 | 0 | 0.012 | 0.063 | 0 | Constrained, otherwise capacity available =186 kW | --> | C12 ex DUNLEER | Dunleer [T41,T42] | DRYBRIDGE |  | 53.7929 | -6.246
MV/LV Substation BU***194X |  | 10 kV | _ | LV | 630 kVA :Kiosk Substation | 0.63 | --> | 0.63 | 0 | 0 | Constrained, otherwise capacity available =550 kVA | --> | 0.598 | 0 | 0 | 0.063 | 0 | Constrained, otherwise capacity available =609 kW | --> | C18 ex DUNLEER | Dunleer [T41,T42] | DRYBRIDGE |  | 53.8304 | -6.4042
MV/LV Substation WO***196X |  | 10 kV | _ | LV | 200 kVA :Kiosk Substation | 0.2 | --> | 0.2 | 0 | 0 | Constrained, otherwise capacity available =161 kVA | --> | 0.19 | 0 | 0 | 0.063 | 0 | Constrained, otherwise capacity available =195 kW | --> | C16 ex DUNLEER | Dunleer [T41,T42] | DRYBRIDGE |  | 53.8316 | -6.3896
MV/LV Substation CA***198X |  | 10 kV | _ | LV | 50 kVA :Pole Substation | 0.05 | --> | 0.05 | 0 | 0 | Constrained, otherwise capacity available =50 kVA | --> | 0.048 | 0 | 0 | 0.048 | 0 |  | --> | C12 ex KILSARAN | Kilsaran [T42] | DRYBRIDGE |  | 53.8957 | -6.3936
MV/LV Substation DA***200X |  | 10 kV | _ | LV | 50 kVA :Pole Substation | 0.05 | --> | 0.05 | 0 | 0 | Constrained, otherwise capacity available =50 kVA | --> | 0.048 | 0 | 0 | 0.048 | 0 |  | --> | C17 ex DUNLEER | Dunleer [T41,T42] | DRYBRIDGE |  | 53.8402 | -6.2875
MV/LV Substation MI***208X |  | 10 kV | _ | LV | 50 kVA :Pole Substation | 0.05 | --> | 0.05 | 0 | 0 | Constrained, otherwise capacity available =50 kVA | --> | 0.048 | 0 | 0 | 0.048 | 0 |  | --> | C11 ex KILSARAN | Kilsaran [T42] | DRYBRIDGE |  | 53.8831 | -6.3855
MV/LV Substation CL***210X |  | 10 kV | _ | LV | 50 kVA :Pole Substation | 0.05 | --> | 0.05 | 0 | 0 | Constrained, otherwise capacity available =38 kVA | --> | 0.048 | 0 | 0 | 0.049 | 0 |  | --> | C18 ex DUNLEER | Dunleer [T41,T42] | DRYBRIDGE |  | 53.8395 | -6.3936
MV/LV Substation TH***214X |  | 10 kV | _ | LV | 200 kVA :Kiosk Substation | 0.2 | --> | 0.2 | 0 | 0 | Constrained, otherwise capacity available =139 kVA | --> | 0.19 | 0 | 0 | 0.198 | 0 |  | --> | C12 ex KILSARAN | Kilsaran [T42] | DRYBRIDGE |  | 53.8834 | -6.3452
MV/LV Substation TH***218X |  | 10 kV | _ | LV | 400 kVA :Kiosk Substation | 0.4 | --> | 0.4 | 0 | 0 | Constrained, otherwise capacity available =305 kVA | --> | 0.38 | 0 | 0.012 | 0.063 | 0 | Constrained, otherwise capacity available =384 kW | --> | C16 ex DUNLEER | Dunleer [T41,T42] | DRYBRIDGE |  | 53.8329 | -6.3935
MV/LV Substation WA***223X |  | 10 kV | _ | LV | 50 kVA :Pole Substation | 0.05 | --> | 0.05 | 0 | 0 | Constrained, otherwise capacity available =50 kVA | --> | 0.048 | 0 | 0 | 0.048 | 0 |  | --> | C11 ex KILSARAN | Kilsaran [T42] | DRYBRIDGE |  | 53.9157 | -6.4047
MV/LV Substation TH***236X |  | 20 kV | _ | LV | 200 kVA :Kiosk Substation | 0.2 | --> | 0.2 | 0 | 0 | Constrained, otherwise capacity available =172 kVA | --> | 0.19 | 0 | 0.006 | 0.063 | 0 | Constrained, otherwise capacity available =189 kW | --> | C12 ex DUNLEER | Dunleer [T41,T42] | DRYBRIDGE |  | 53.7939 | -6.2401
MV/LV Substation TH***243X |  | 20 kV | _ | LV | 200 kVA :Kiosk Substation | 0.2 | --> | 0.2 | 0 | 0 | Constrained, otherwise capacity available =131 kVA | --> | 0.19 | 0 | 0.037 | 0.063 | 0 | Constrained, otherwise capacity available =172 kW | --> | C12 ex DUNLEER | Dunleer [T41,T42] | DRYBRIDGE |  | 53.7891 | -6.2454
MV/LV Substation CO***247X |  | 10 kV | _ | LV | 100 kVA :Pole Substation | 0.1 | --> | 0.1 | 0 | 0 | Constrained, otherwise capacity available =84 kVA | --> | 0.095 | 0 | 0.01 | 0.063 | 0 | Constrained, otherwise capacity available =90 kW | --> | C18 ex DUNLEER | Dunleer [T41,T42] | DRYBRIDGE |  | 53.8207 | -6.4044
MV/LV Substation RA***263X |  | 10 kV | _ | LV | 50 kVA :Pole Substation | 0.05 | --> | 0.05 | 0 | 0 | Constrained, otherwise capacity available =42 kVA | --> | 0.048 | 0 | 0 | 0.048 | 0 |  | --> | C12 ex DUNLEER | Dunleer [T41,T42] | DRYBRIDGE |  | 53.7987 | -6.3985
MV/LV Substation BE***264X |  | 10 kV | _ | LV | 200 kVA :Kiosk Substation | 0.2 | --> | 0.2 | 0 | 0 | Constrained, otherwise capacity available =178 kVA | --> | 0.19 | 0 | 0 | 0.193 | 0 |  | --> | C12 ex KILSARAN | Kilsaran [T42] | DRYBRIDGE |  | 53.8959 | -6.3885
MV/LV Substation WO***269X |  | 10 kV | _ | LV | 200 kVA :Kiosk Substation | 0.2 | --> | 0.2 | 0 | 0 | Constrained, otherwise capacity available =160 kVA | --> | 0.19 | 0 | 0.017 | 0.063 | 0 | Constrained, otherwise capacity available =183 kW | --> | C18 ex DUNLEER | Dunleer [T41,T42] | DRYBRIDGE |  | 53.8258 | -6.3993
MV/LV Substation WO***270X |  | 10 kV | _ | LV | 200 kVA :Kiosk Substation | 0.2 | --> | 0.2 | 0 | 0 | Constrained, otherwise capacity available =162 kVA | --> | 0.19 | 0 | 0.021 | 0.063 | 0 | Constrained, otherwise capacity available =180 kW | --> | C18 ex DUNLEER | Dunleer [T41,T42] | DRYBRIDGE |  | 53.8265 | -6.3967
MV/LV Substation AN***281X |  | 10 kV | _ | LV | 50 kVA :Pole Substation | 0.05 | --> | 0.05 | 0 | 0 | Constrained, otherwise capacity available =50 kVA | --> | 0.048 | 0 | 0 | 0.048 | 0 |  | --> | C17 ex DUNLEER | Dunleer [T41,T42] | DRYBRIDGE |  | 53.8756 | -6.3435
MV/LV Substation DR***294X |  | 10 kV | _ | LV | 50 kVA :Pole Substation | 0.05 | --> | 0.05 | 0 | 0 | Constrained, otherwise capacity available =35 kVA | --> | 0.048 | 0 | 0 | 0.05 | 0 |  | --> | C11 ex KILSARAN | Kilsaran [T42] | DRYBRIDGE |  | 53.9098 | -6.4098
MV/LV Substation GR***306X |  | 10 kV | _ | LV | 50 kVA :Pole Substation | 0.05 | --> | 0.05 | 0 | 0 | Constrained, otherwise capacity available =43 kVA | --> | 0.048 | 0 | 0 | 0.048 | 0 |  | --> | C11 ex KILSARAN | Kilsaran [T42] | DRYBRIDGE |  | 53.8718 | -6.3868
MV/LV Substation DR***331X |  | 10 kV | _ | LV | 50 kVA :Pole Substation | 0.05 | --> | 0.05 | 0 | 0 | Constrained, otherwise capacity available =48 kVA | --> | 0.048 | 0 | 0 | 0.048 | 0 |  | --> | C17 ex DUNLEER | Dunleer [T41,T42] | DRYBRIDGE |  | 53.8492 | -6.423
MV/LV Substation DR***334X |  | 10 kV | _ | LV | 50 kVA :Pole Substation | 0.05 | --> | 0.05 | 0 | 0 | Constrained, otherwise capacity available =49 kVA | --> | 0.048 | 0 | 0 | 0.048 | 0 |  | --> | C17 ex DUNLEER | Dunleer [T41,T42] | DRYBRIDGE |  | 53.8592 | -6.3651
MV/LV Substation CR***336X |  | 10 kV | _ | LV | 400 kVA :Kiosk Substation | 0.4 | --> | 0.4 | 0 | 0 | Constrained, otherwise capacity available =369 kVA | --> | 0.38 | 0 | 0.03 | 0.362 | 0 |  | --> | C12 ex KILSARAN | Kilsaran [T42] | DRYBRIDGE |  | 53.898 | -6.3859
MV/LV Substation WO***341X |  | 10 kV | _ | LV | 200 kVA :Pole Substation | 0.2 | --> | 0.2 | 0 | 0 | Constrained, otherwise capacity available =163 kVA | --> | 0.19 | 0 | 0.09 | 0.128 | 0 |  | --> | C11 ex KILSARAN | Kilsaran [T42] | DRYBRIDGE |  | 53.9016 | -6.4307
MV/LV Substation WI***342X |  | 10 kV | _ | LV | 50 kVA :Pole Substation | 0.05 | --> | 0.05 | 0 | 0 | Constrained, otherwise capacity available =50 kVA | --> | 0.048 | 0 | 0 | 0.048 | 0 |  | --> | C11 ex KILSARAN | Kilsaran [T42] | DRYBRIDGE |  | 53.8755 | -6.407
MV/LV Substation MU***343X |  | 20 kV | _ | LV | 50 kVA :Pole Substation | 0.05 | --> | 0.05 | 0 | 0 | Constrained, otherwise capacity available =50 kVA | --> | 0.048 | 0 | 0 | 0.048 | 0 |  | --> | C12 ex DUNLEER | Dunleer [T41,T42] | DRYBRIDGE |  | 53.8041 | -6.2965
MV/LV Substation RE***352X |  | 20 kV | _ | LV | 50 kVA :Pole Substation | 0.05 | --> | 0.05 | 0 | 0 | Constrained, otherwise capacity available =31 kVA | --> | 0.048 | 0 | 0 | 0.05 | 0 |  | --> | C12 ex DUNLEER | Dunleer [T41,T42] | DRYBRIDGE |  | 53.8052 | -6.2697
MV/LV Substation O ***4002 |  | 10 kV | _ | LV | 50 kVA :Pole Substation | 0.05 | --> | 0.05 | 0 | 0 | Constrained, otherwise capacity available =45 kVA | --> | 0.048 | 0 | 0 | 0.048 | 0 |  | --> | C12 ex KILSARAN | Kilsaran [T42] | DRYBRIDGE |  | 53.8953 | -6.3861
MV/LV Substation KI***4014 |  | 10 kV | _ | LV | 50 kVA :Pole Substation | 0.05 | --> | 0.05 | 0 | 0 | Constrained, otherwise capacity available =48 kVA | --> | 0.048 | 0 | 0.016 | 0.036 | 0 |  | --> | C17 ex DUNLEER | Dunleer [T41,T42] | DRYBRIDGE |  | 53.8588 | -6.3918
MV/LV Substation BO***4021 |  | 10 kV | _ | LV | 50 kVA :Pole Substation | 0.05 | --> | 0.05 | 0 | 0 | Constrained, otherwise capacity available =45 kVA | --> | 0.048 | 0 | 0 | 0.048 | 0 |  | --> | C11 ex KILSARAN | Kilsaran [T42] | DRYBRIDGE |  | 53.8811 | -6.4185
MV/LV Substation ST***4040 |  | 10 kV | _ | LV | 100 kVA :Pole Substation | 0.1 | --> | 0.1 | 0 | 0 | Constrained, otherwise capacity available =58 kVA | --> | 0.095 | 0 | 0 | 0.101 | 0 |  | --> | C12 ex KILSARAN | Kilsaran [T42] | DRYBRIDGE |  | 53.899 | -6.3924
MV/LV Substation SK***405 |  | 10 kV | _ | LV | 200 kVA :Pole Substation | 0.2 | --> | 0.2 | 0 | 0 | Constrained, otherwise capacity available =108 kVA | --> | 0.19 | 0 | 0.009 | 0.063 | 0 | Constrained, otherwise capacity available =196 kW | --> | C12 ex DUNLEER | Dunleer [T41,T42] | DRYBRIDGE |  | 53.8272 | -6.3822
MV/LV Substation MU***4055 |  | 10 kV | _ | LV | 50 kVA :Pole Substation | 0.05 | --> | 0.05 | 0 | 0 | Constrained, otherwise capacity available =49 kVA | --> | 0.048 | 0 | 0 | 0.048 | 0 |  | --> | C17 ex DUNLEER | Dunleer [T41,T42] | DRYBRIDGE |  | 53.8613 | -6.4014
MV/LV Substation HO***4057 |  | 10 kV | _ | LV | 100 kVA :Pole Substation | 0.1 | --> | 0.1 | 0 | 0 | Constrained, otherwise capacity available =89 kVA | --> | 0.095 | 0 | 0 | 0.096 | 0 |  | --> | C11 ex KILSARAN | Kilsaran [T42] | DRYBRIDGE |  | 53.8786 | -6.3974
MV/LV Substation DU***406 |  | 10 kV | _ | LV | 200 kVA :Pole Substation | 0.2 | --> | 0.2 | 0 | 0 | Constrained, otherwise capacity available =107 kVA | --> | 0.19 | 0 | 0.003 | 0.063 | 0 | Constrained, otherwise capacity available =198 kW | --> | C16 ex DUNLEER | Dunleer [T41,T42] | DRYBRIDGE |  | 53.8354 | -6.3921
MV/LV Substation DR***4061 |  | 10 kV | _ | LV | 50 kVA :Pole Substation | 0.05 | --> | 0.05 | 0 | 0 | Constrained, otherwise capacity available =30 kVA | --> | 0.048 | 0 | 0.026 | 0.031 | 0 |  | --> | C17 ex DUNLEER | Dunleer [T41,T42] | DRYBRIDGE |  | 53.8501 | -6.3808
MV/LV Substation TO***4064 |  | 10 kV | _ | LV | 50 kVA :Pole Substation | 0.05 | --> | 0.05 | 0 | 0 | Constrained, otherwise capacity available =48 kVA | --> | 0.048 | 0 | 0 | 0.048 | 0 |  | --> | C17 ex DUNLEER | Dunleer [T41,T42] | DRYBRIDGE |  | 53.8412 | -6.2609
MV/LV Substation DR***4084 |  | 10 kV | _ | LV | 50 kVA :Pole Substation | 0.05 | --> | 0.05 | 0 | 0 | Constrained, otherwise capacity available =50 kVA | --> | 0.048 | 0 | 0 | 0.048 | 0 |  | --> | C11 ex KILSARAN | Kilsaran [T42] | DRYBRIDGE |  | 53.9 | -6.423
MV/LV Substation SI***4085 |  | 10 kV | _ | LV | 50 kVA :Pole Substation | 0.05 | --> | 0.05 | 0 | 0 | Constrained, otherwise capacity available =50 kVA | --> | 0.048 | 0 | 0 | 0.048 | 0 |  | --> | C18 ex DUNLEER | Dunleer [T41,T42] | DRYBRIDGE |  | 53.8334 | -6.4004
MV/LV Substation RA***4086 |  | 10 kV | _ | LV | 400 kVA :Kiosk Substation | 0.4 | --> | 0.4 | 0 | 0 | Constrained, otherwise capacity available =372 kVA | --> | 0.38 | 0 | 0.084 | 0.063 | 0 | Constrained, otherwise capacity available =322 kW | --> | C18 ex DUNLEER | Dunleer [T41,T42] | DRYBRIDGE |  | 53.8325 | -6.3991
MV/LV Substation DU***4088 |  | 10 kV | _ | LV | 400 kVA :Kiosk Substation | 0.4 | --> | 0.4 | 0 | 0 | Constrained, otherwise capacity available =303 kVA | --> | 0.38 | 0 | 0.025 | 0.063 | 0 | Constrained, otherwise capacity available =375 kW | --> | C16 ex DUNLEER | Dunleer [T41,T42] | DRYBRIDGE |  | 53.8306 | -6.3931
MV/LV Substation CR***4093 |  | 10 kV | _ | LV | 200 kVA :Pole Substation | 0.2 | --> | 0.2 | 0 | 0 | Constrained, otherwise capacity available =187 kVA | --> | 0.19 | 0 | 0.1 | 0.063 | 0 | Constrained, otherwise capacity available =118 kW | --> | C15 ex DUNLEER | Dunleer [T41,T42] | DRYBRIDGE |  | 53.805 | -6.3324
MV/LV Substation AR***410 |  | 10 kV | _ | LV | 400 kVA :Kiosk Substation | 0.4 | --> | 0.4 | 0 | 0 | Constrained, otherwise capacity available =244 kVA | --> | 0.38 | 0 | 0.055 | 0.063 | 0 | Constrained, otherwise capacity available =360 kW | --> | C18 ex DUNLEER | Dunleer [T41,T42] | DRYBRIDGE |  | 53.8312 | -6.398
MV/LV Substation MA***4102 |  | 10 kV | _ | LV | 100 kVA :Pole Substation | 0.1 | --> | 0.1 | 0 | 0 | Constrained, otherwise capacity available =100 kVA | --> | 0.095 | 0 | 0 | 0.095 | 0 |  | --> | C11 ex KILSARAN | Kilsaran [T42] | DRYBRIDGE |  | 53.9075 | -6.4501
MV/LV Substation CA***4105 |  | 10 kV | _ | LV | 50 kVA :Pole Substation | 0.05 | --> | 0.05 | 0 | 0 | Constrained, otherwise capacity available =50 kVA | --> | 0.048 | 0 | 0 | 0.048 | 0 |  | --> | C17 ex DUNLEER | Dunleer [T41,T42] | DRYBRIDGE |  | 53.8534 | -6.4212
MV/LV Substation CL***4122 |  | 20 kV | _ | LV | 200 kVA :Pole Substation | 0.2 | --> | 0.2 | 0 | 0 | Constrained, otherwise capacity available =182 kVA | --> | 0.19 | 0 | 0 | 0.063 | 0 | Constrained, otherwise capacity available =192 kW | --> | C12 ex DUNLEER | Dunleer [T41,T42] | DRYBRIDGE |  | 53.7886 | -6.2412
MV/LV Substation RI***4156 |  | 10 kV | _ | LV | 50 kVA :Pole Substation | 0.05 | --> | 0.05 | 0 | 0 | Constrained, otherwise capacity available =50 kVA | --> | 0.048 | 0 | 0 | 0.048 | 0 |  | --> | C11 ex KILSARAN | Kilsaran [T42] | DRYBRIDGE |  | 53.8513 | -6.4364
MV/LV Substation DU***4158 |  | 10 kV | _ | LV | 100 kVA :Pole Substation | 0.1 | --> | 0.1 | 0 | 0 | Constrained, otherwise capacity available =100 kVA | --> | 0.095 | 0 | 0 | 0.063 | 0 | Constrained, otherwise capacity available =95 kW | --> | C12 ex DUNLEER | Dunleer [T41,T42] | DRYBRIDGE |  | 53.8384 | -6.3882
MV/LV Substation SK***4161 |  | 10 kV | _ | LV | 50 kVA :Pole Substation | 0.05 | --> | 0.05 | 0 | 0 | Constrained, otherwise capacity available =50 kVA | --> | 0.048 | 0 | 0 | 0.048 | 0 |  | --> | C17 ex DUNLEER | Dunleer [T41,T42] | DRYBRIDGE |  | 53.8382 | -6.3365
MV/LV Substation AT***421 |  | 10 kV | _ | LV | 50 kVA :Pole Substation | 0.05 | --> | 0.05 | 0 | 0 | Constrained, otherwise capacity available =48 kVA | --> | 0.048 | 0 | 0 | 0.048 | 0 |  | --> | C18 ex DUNLEER | Dunleer [T41,T42] | DRYBRIDGE |  | 53.8148 | -6.3995
MV/LV Substation DR***426 |  | 10 kV | _ | LV | 100 kVA :Pole Substation | 0.1 | --> | 0.1 | 0 | 0 | Constrained, otherwise capacity available =81 kVA | --> | 0.095 | 0 | 0.022 | 0.063 | 0 | Constrained, otherwise capacity available =81 kW | --> | C18 ex DUNLEER | Dunleer [T41,T42] | DRYBRIDGE |  | 53.8434 | -6.4352
MV/LV Substation CA***443 |  | 10 kV | _ | LV | 50 kVA :Pole Substation | 0.05 | --> | 0.05 | 0 | 0 | Constrained, otherwise capacity available =44 kVA | --> | 0.048 | 0 | 0 | 0.048 | 0 |  | --> | C17 ex DUNLEER | Dunleer [T41,T42] | DRYBRIDGE |  | 53.8495 | -6.3962
MV/LV Substation DR***445 |  | 10 kV | _ | LV | 50 kVA :Pole Substation | 0.05 | --> | 0.05 | 0 | 0 | Constrained, otherwise capacity available =44 kVA | --> | 0.048 | 0 | 0 | 0.048 | 0 |  | --> | C17 ex DUNLEER | Dunleer [T41,T42] | DRYBRIDGE |  | 53.8586 | -6.3893
MV/LV Substation FA***446 |  | 10 kV | _ | LV | 30 kVA :Pole Substation | 0.03 | --> | 0.03 | 0 | 0 | Constrained, otherwise capacity available =30 kVA | --> | 0.028 | 0 | 0 | 0.028 | 0 |  | --> | C17 ex DUNLEER | Dunleer [T41,T42] | DRYBRIDGE |  | 53.8613 | -6.3807
MV/LV Substation ST***447 |  | 10 kV | _ | LV | 400 kVA :Building Structure | 0.4 | --> | 0.4 | 0 | 0 | Constrained, otherwise capacity available =237 kVA | --> | 0.38 | 0 | 0 | 0.063 | 0 | Constrained, otherwise capacity available =402 kW | --> | C17 ex DUNLEER | Dunleer [T41,T42] | DRYBRIDGE |  | 53.8631 | -6.3797
MV/LV Substation TH***467 |  | 10 kV | _ | LV | 100 kVA :Pole Substation | 0.1 | --> | 0.1 | 0 | 0 | Constrained, otherwise capacity available =53 kVA | --> | 0.095 | 0 | 0 | 0.063 | 0 | Constrained, otherwise capacity available =101 kW | --> | C17 ex DUNLEER | Dunleer [T41,T42] | DRYBRIDGE |  | 53.8813 | -6.3413
MV/LV Substation CH***476 |  | 10 kV | _ | LV | 50 kVA :Pole Substation | 0.05 | --> | 0.05 | 0 | 0 | Constrained, otherwise capacity available =47 kVA | --> | 0.048 | 0 | 0 | 0.048 | 0 |  | --> | C17 ex DUNLEER | Dunleer [T41,T42] | DRYBRIDGE |  | 53.8591 | -6.4083
MV/LV Substation KI***484 |  | 10 kV | _ | LV | 100 kVA :Pole Substation | 0.1 | --> | 0.1 | 0 | 0 | Constrained, otherwise capacity available =66 kVA | --> | 0.095 | 0 | 0 | 0.1 | 0 |  | --> | C11 ex KILSARAN | Kilsaran [T42] | DRYBRIDGE |  | 53.8729 | -6.3814
MV/LV Substation BO***490 |  | 10 kV | _ | LV | 50 kVA :Pole Substation | 0.05 | --> | 0.05 | 0 | 0 | Constrained, otherwise capacity available =43 kVA | --> | 0.048 | 0 | 0.007 | 0.043 | 0 |  | --> | C11 ex KILSARAN | Kilsaran [T42] | DRYBRIDGE |  | 53.8768 | -6.4247
MV/LV Substation BO***491 |  | 10 kV | _ | LV | 50 kVA :Pole Substation | 0.05 | --> | 0.05 | 0 | 0 | Constrained, otherwise capacity available =37 kVA | --> | 0.048 | 0 | 0 | 0.049 | 0 |  | --> | C11 ex KILSARAN | Kilsaran [T42] | DRYBRIDGE |  | 53.8798 | -6.418
MV/LV Substation WI***492 |  | 10 kV | _ | LV | 50 kVA :Pole Substation | 0.05 | --> | 0.05 | 0 | 0 | Constrained, otherwise capacity available =50 kVA | --> | 0.048 | 0 | 0 | 0.048 | 0 |  | --> | C11 ex KILSARAN | Kilsaran [T42] | DRYBRIDGE |  | 53.8831 | -6.4094
MV/LV Substation KI***507 |  | 10 kV | _ | LV | 200 kVA :Pole Substation | 0.2 | --> | 0.2 | 0 | 0 | Constrained, otherwise capacity available =174 kVA | --> | 0.19 | 0 | 0.015 | 0.182 | 0 |  | --> | C11 ex KILSARAN | Kilsaran [T42] | DRYBRIDGE |  | 53.8848 | -6.3879
MV/LV Substation MI***509 |  | 10 kV | _ | LV | 50 kVA :Pole Substation | 0.05 | --> | 0.05 | 0 | 0 | Constrained, otherwise capacity available =33 kVA | --> | 0.048 | 0 | 0.015 | 0.039 | 0 |  | --> | C11 ex KILSARAN | Kilsaran [T42] | DRYBRIDGE |  | 53.8826 | -6.3757
MV/LV Substation KA***512 |  | 10 kV | _ | LV | 200 kVA :Pole Substation | 0.2 | --> | 0.2 | 0 | 0 | Constrained, otherwise capacity available =149 kVA | --> | 0.19 | 0 | 0.015 | 0.186 | 0 |  | --> | C11 ex KILSARAN | Kilsaran [T42] | DRYBRIDGE |  | 53.8884 | -6.3909
MV/LV Substation MA***523 |  | 10 kV | _ | LV | 50 kVA :Pole Substation | 0.05 | --> | 0.05 | 0 | 0 | Constrained, otherwise capacity available =34 kVA | --> | 0.048 | 0 | 0 | 0.05 | 0 |  | --> | C11 ex KILSARAN | Kilsaran [T42] | DRYBRIDGE |  | 53.8996 | -6.4445
MV/LV Substation CA***527 |  | 10 kV | _ | LV | 100 kVA :Pole Substation | 0.1 | --> | 0.1 | 0 | 0 | Constrained, otherwise capacity available =52 kVA | --> | 0.095 | 0 | 0.019 | 0.087 | 0 |  | --> | C12 ex KILSARAN | Kilsaran [T42] | DRYBRIDGE |  | 53.8992 | -6.389
MV/LV Substation OL***528 |  | 10 kV | _ | LV | 630 kVA :Building Structure | 0.63 | --> | 0.63 | 0 | 0 | Constrained, otherwise capacity available =478 kVA | --> | 0.598 | 0 | 0.024 | 0.5 | 0 |  | --> | C12 ex KILSARAN | Kilsaran [T42] | DRYBRIDGE |  | 53.8972 | -6.3883
MV/LV Substation DR***539 |  | 10 kV | _ | LV | 50 kVA :Pole Substation | 0.05 | --> | 0.05 | 0 | 0 | Constrained, otherwise capacity available =37 kVA | --> | 0.048 | 0 | 0 | 0.049 | 0 |  | --> | C11 ex KILSARAN | Kilsaran [T42] | DRYBRIDGE |  | 53.9034 | -6.4067
MV/LV Substation MA***563 |  | 10 kV | _ | LV | 50 kVA :Pole Substation | 0.05 | --> | 0.05 | 0 | 0 | Constrained, otherwise capacity available =33 kVA | --> | 0.048 | 0 | 0 | 0.05 | 0 |  | --> | C11 ex KILSARAN | Kilsaran [T42] | DRYBRIDGE |  | 53.8977 | -6.4448
MV/LV Substation BE***565 |  | 10 kV | _ | LV | 200 kVA :Pole Substation | 0.2 | --> | 0.2 | 0 | 0 | Constrained, otherwise capacity available =142 kVA | --> | 0.19 | 0 | 0 | 0.198 | 0 |  | --> | C12 ex KILSARAN | Kilsaran [T42] | DRYBRIDGE |  | 53.8951 | -6.3918
MV/LV Substation DU***579 |  | 10 kV | _ | LV | 200 kVA :Pole Substation | 0.2 | --> | 0.2 | 0 | 0 | Constrained, otherwise capacity available =163 kVA | --> | 0.19 | 0 | 0.002 | 0.063 | 0 | Constrained, otherwise capacity available =194 kW | --> | C18 ex DUNLEER | Dunleer [T41,T42] | DRYBRIDGE |  | 53.8292 | -6.3988
MV/LV Substation MO***580 |  | 10 kV | _ | LV | 100 kVA :Pole Substation | 0.1 | --> | 0.1 | 0 | 0 | Constrained, otherwise capacity available =81 kVA | --> | 0.095 | 0 | 0.008 | 0.063 | 0 | Constrained, otherwise capacity available =92 kW | --> | C16 ex DUNLEER | Dunleer [T41,T42] | DRYBRIDGE |  | 53.8324 | -6.3902
MV/LV Substation AD***584 |  | 10 kV | _ | LV | 50 kVA :Pole Substation | 0.05 | --> | 0.05 | 0 | 0 | Constrained, otherwise capacity available =43 kVA | --> | 0.048 | 0 | 0.005 | 0.045 | 0 |  | --> | C17 ex DUNLEER | Dunleer [T41,T42] | DRYBRIDGE |  | 53.8637 | -6.346
MV/LV Substation GR***588 |  | 10 kV | _ | LV | 50 kVA :Pole Substation | 0.05 | --> | 0.05 | 0 | 0 | Constrained, otherwise capacity available =38 kVA | --> | 0.048 | 0 | 0.017 | 0.037 | 0 |  | --> | C11 ex KILSARAN | Kilsaran [T42] | DRYBRIDGE |  | 53.8763 | -6.3878
MV/LV Substation DU***599 |  | 10 kV | _ | LV | 400 kVA :Kiosk Substation | 0.4 | --> | 0.4 | 0 | 0 | Constrained, otherwise capacity available =263 kVA | --> | 0.38 | 0 | 0.039 | 0.063 | 0 | Constrained, otherwise capacity available =369 kW | --> | C18 ex DUNLEER | Dunleer [T41,T42] | DRYBRIDGE |  | 53.8287 | -6.3983
MV/LV Substation DR***602 |  | 10 kV | _ | LV | 1000 kVA :Building Structure | 1 | --> | 1 | 0 | 0 | Constrained, otherwise capacity available =879 kVA | --> | 0.95 | 0 | 0 | 0.5 | 0 |  | --> | C12 ex KILSARAN | Kilsaran [T42] | DRYBRIDGE |  | 53.907 | -6.3992
MV/LV Substation BR***604 |  | 10 kV | _ | LV | 200 kVA :Pole Substation | 0.2 | --> | 0.2 | 0 | 0 | Constrained, otherwise capacity available =85 kVA | --> | 0.19 | 0 | 0.13 | 0.106 | 0 |  | --> | C11 ex KILSARAN | Kilsaran [T42] | DRYBRIDGE |  | 53.8933 | -6.4461
MV/LV Substation BU***611 |  | 10 kV | _ | LV | 200 kVA :Pole Substation | 0.2 | --> | 0.2 | 0 | 0 | Constrained, otherwise capacity available =167 kVA | --> | 0.19 | 0 | 0 | 0.194 | 0 |  | --> | C11 ex KILSARAN | Kilsaran [T42] | DRYBRIDGE |  | 53.8666 | -6.3958
MV/LV Substation ST***630 |  | 10 kV | _ | LV | 50 kVA :Pole Substation | 0.05 | --> | 0.05 | 0 | 0 | Constrained, otherwise capacity available =48 kVA | --> | 0.048 | 0 | 0 | 0.048 | 0 |  | --> | C17 ex DUNLEER | Dunleer [T41,T42] | DRYBRIDGE |  | 53.8716 | -6.3451
MV/LV Substation SK***632 |  | 10 kV | _ | LV | 50 kVA :Pole Substation | 0.05 | --> | 0.05 | 0 | 0 | Constrained, otherwise capacity available =38 kVA | --> | 0.048 | 0 | 0.005 | 0.045 | 0 |  | --> | C17 ex DUNLEER | Dunleer [T41,T42] | DRYBRIDGE |  | 53.8383 | -6.3355
MV/LV Substation SE***662 |  | 10 kV | _ | LV | 100 kVA :Pole Substation | 0.1 | --> | 0.1 | 0 | 0 | Constrained, otherwise capacity available =78 kVA | --> | 0.095 | 0 | 0.005 | 0.063 | 0 | Constrained, otherwise capacity available =94 kW | --> | C17 ex DUNLEER | Dunleer [T41,T42] | DRYBRIDGE |  | 53.8733 | -6.3436
MV/LV Substation DR***663 |  | 10 kV | _ | LV | 50 kVA :Pole Substation | 0.05 | --> | 0.05 | 0 | 0 | Constrained, otherwise capacity available =38 kVA | --> | 0.048 | 0 | 0 | 0.049 | 0 |  | --> | C17 ex DUNLEER | Dunleer [T41,T42] | DRYBRIDGE |  | 53.8676 | -6.3827
MV/LV Substation WI***682 |  | 10 kV | _ | LV | 50 kVA :Pole Substation | 0.05 | --> | 0.05 | 0 | 0 | Constrained, otherwise capacity available =46 kVA | --> | 0.048 | 0 | 0 | 0.048 | 0 |  | --> | C11 ex KILSARAN | Kilsaran [T42] | DRYBRIDGE |  | 53.8753 | -6.3985
MV/LV Substation MI***697 |  | 10 kV | _ | LV | 50 kVA :Pole Substation | 0.05 | --> | 0.05 | 0 | 0 | Constrained, otherwise capacity available =46 kVA | --> | 0.048 | 0 | 0 | 0.048 | 0 |  | --> | C12 ex KILSARAN | Kilsaran [T42] | DRYBRIDGE |  | 53.8892 | -6.3776
MV/LV Substation SH***699 |  | 10 kV | _ | LV | 100 kVA :Pole Substation | 0.1 | --> | 0.1 | 0 | 0 | Constrained, otherwise capacity available =82 kVA | --> | 0.095 | 0 | 0 | 0.063 | 0 | Constrained, otherwise capacity available =98 kW | --> | C18 ex DUNLEER | Dunleer [T41,T42] | DRYBRIDGE |  | 53.8291 | -6.4045
MV/LV Substation MA***700 |  | 10 kV | _ | LV | 50 kVA :Pole Substation | 0.05 | --> | 0.05 | 0 | 0 | Constrained, otherwise capacity available =48 kVA | --> | 0.048 | 0 | 0.01 | 0.04 | 0 |  | --> | C11 ex KILSARAN | Kilsaran [T42] | DRYBRIDGE |  | 53.9013 | -6.4413
MV/LV Substation RE***705 |  | 10 kV | _ | LV | 630 kVA :Building Structure | 0.63 | --> | 0.63 | 0 | 0 | Constrained, otherwise capacity available =630 kVA | --> | 0.598 | 0 | 0 | 0.5 | 0 |  | --> | C11 ex KILSARAN | Kilsaran [T42] | DRYBRIDGE |  | 53.8883 | -6.3889
MV/LV Substation BE***709 |  | 10 kV | _ | LV | 50 kVA :Pole Substation | 0.05 | --> | 0.05 | 0 | 0 | Constrained, otherwise capacity available =44 kVA | --> | 0.048 | 0 | 0 | 0.048 | 0 |  | --> | C12 ex KILSARAN | Kilsaran [T42] | DRYBRIDGE |  | 53.9017 | -6.3919
MV/LV Substation ST***732 |  | 10 kV | _ | LV | 200 kVA :Pole Substation | 0.2 | --> | 0.2 | 0 | 0 | Constrained, otherwise capacity available =161 kVA | --> | 0.19 | 0 | 0.03 | 0.063 | 0 | Constrained, otherwise capacity available =173 kW | --> | C12 ex DUNLEER | Dunleer [T41,T42] | DRYBRIDGE |  | 53.7992 | -6.3938
MV/LV Substation PU***752 |  | 20 kV | _ | LV | 50 kVA :Pole Substation | 0.05 | --> | 0.05 | 0 | 0 | Constrained, otherwise capacity available =47 kVA | --> | 0.048 | 0 | 0 | 0.048 | 0 |  | --> | C12 ex DUNLEER | Dunleer [T41,T42] | DRYBRIDGE |  | 53.8181 | -6.3357
MV/LV Substation GR***754 |  | 20 kV | _ | LV | 100 kVA :Pole Substation | 0.1 | --> | 0.1 | 0 | 0 | Constrained, otherwise capacity available =75 kVA | --> | 0.095 | 0 | 0.038 | 0.063 | 0 | Constrained, otherwise capacity available =70 kW | --> | C12 ex DUNLEER | Dunleer [T41,T42] | DRYBRIDGE |  | 53.8163 | -6.3345
MV/LV Substation AR***772 |  | 20 kV | _ | LV | 50 kVA :Pole Substation | 0.05 | --> | 0.05 | 0 | 0 | Constrained, otherwise capacity available =41 kVA | --> | 0.048 | 0 | 0.006 | 0.044 | 0 |  | --> | C12 ex DUNLEER | Dunleer [T41,T42] | DRYBRIDGE |  | 53.809 | -6.2957
MV/LV Substation CL***788 |  | 10 kV | _ | LV | 50 kVA :Pole Substation | 0.05 | --> | 0.05 | 0 | 0 | Constrained, otherwise capacity available =47 kVA | --> | 0.048 | 0 | 0 | 0.048 | 0 |  | --> | C17 ex DUNLEER | Dunleer [T41,T42] | DRYBRIDGE |  | 53.8351 | -6.3181
MV/LV Substation AS***843 |  | 20 kV | _ | LV | 200 kVA :Pole Substation | 0.2 | --> | 0.2 | 0 | 0 | Constrained, otherwise capacity available =148 kVA | --> | 0.19 | 0 | 0 | 0.063 | 0 | Constrained, otherwise capacity available =197 kW | --> | C12 ex DUNLEER | Dunleer [T41,T42] | DRYBRIDGE |  | 53.7885 | -6.2402
MV/LV Substation SE***844 |  | 20 kV | _ | LV | 100 kVA :Pole Substation | 0.1 | --> | 0.1 | 0 | 0 | Constrained, otherwise capacity available =96 kVA | --> | 0.095 | 0 | 0 | 0.063 | 0 | Constrained, otherwise capacity available =96 kW | --> | C12 ex DUNLEER | Dunleer [T41,T42] | DRYBRIDGE |  | 53.7874 | -6.2384
MV/LV Substation CL***845 |  | 20 kV | _ | LV | 200 kVA :Kiosk Substation | 0.2 | --> | 0.2 | 0 | 0 | Constrained, otherwise capacity available =155 kVA | --> | 0.19 | 0 | 0 | 0.063 | 0 | Constrained, otherwise capacity available =196 kW | --> | C12 ex DUNLEER | Dunleer [T41,T42] | DRYBRIDGE |  | 53.7888 | -6.2351
MV/LV Substation CL***848 |  | 20 kV | _ | LV | 100 kVA :Pole Substation | 0.1 | --> | 0.1 | 0 | 0 | Constrained, otherwise capacity available =82 kVA | --> | 0.095 | 0 | 0 | 0.063 | 0 | Constrained, otherwise capacity available =97 kW | --> | C12 ex DUNLEER | Dunleer [T41,T42] | DRYBRIDGE |  | 53.7957 | -6.2494
MV/LV Substation CA***849 |  | 20 kV | _ | LV | 100 kVA :Pole Substation | 0.1 | --> | 0.1 | 0 | 0 | Constrained, otherwise capacity available =69 kVA | --> | 0.095 | 0 | 0.008 | 0.063 | 0 | Constrained, otherwise capacity available =93 kW | --> | C12 ex DUNLEER | Dunleer [T41,T42] | DRYBRIDGE |  | 53.7947 | -6.2489
MV/LV Substation OD***850 |  | 20 kV | _ | LV | 100 kVA :Pole Substation | 0.1 | --> | 0.1 | 0 | 0 | Constrained, otherwise capacity available =76 kVA | --> | 0.095 | 0 | 0.005 | 0.063 | 0 | Constrained, otherwise capacity available =95 kW | --> | C12 ex DUNLEER | Dunleer [T41,T42] | DRYBRIDGE |  | 53.7938 | -6.2458
MV/LV Substation JO***851 |  | 20 kV | _ | LV | 400 kVA :Kiosk Substation | 0.4 | --> | 0.4 | 0 | 0 | Constrained, otherwise capacity available =264 kVA | --> | 0.38 | 0 | 0.064 | 0.063 | 0 | Constrained, otherwise capacity available =351 kW | --> | C12 ex DUNLEER | Dunleer [T41,T42] | DRYBRIDGE |  | 53.793 | -6.2432
MV/LV Substation MA***852 |  | 20 kV | _ | LV | 100 kVA :Pole Substation | 0.1 | --> | 0.1 | 0 | 0 | Constrained, otherwise capacity available =31 kVA | --> | 0.095 | 0 | 0.018 | 0.063 | 0 | Constrained, otherwise capacity available =91 kW | --> | C12 ex DUNLEER | Dunleer [T41,T42] | DRYBRIDGE |  | 53.7918 | -6.2396
MV/LV Substation CL***853 |  | 20 kV | _ | LV | 630 kVA :Kiosk Substation | 0.63 | --> | 0.63 | 0 | 0 | Constrained, otherwise capacity available =569 kVA | --> | 0.598 | 0 | 0.013 | 0.063 | 0 | Constrained, otherwise capacity available =597 kW | --> | C12 ex DUNLEER | Dunleer [T41,T42] | DRYBRIDGE |  | 53.7914 | -6.2408
MV/LV Substation F.***855 |  | 20 kV | _ | LV | 200 kVA :Pole Substation | 0.2 | --> | 0.2 | 0 | 0 | Constrained, otherwise capacity available =144 kVA | --> | 0.19 | 0 | 0 | 0.063 | 0 | Constrained, otherwise capacity available =198 kW | --> | C12 ex DUNLEER | Dunleer [T41,T42] | DRYBRIDGE |  | 53.7922 | -6.2361
MV/LV Substation IC***858 |  | 20 kV | _ | LV | 200 kVA :Pole Substation | 0.2 | --> | 0.2 | 0 | 0 | Constrained, otherwise capacity available =178 kVA | --> | 0.19 | 0 | 0 | 0.063 | 0 | Constrained, otherwise capacity available =193 kW | --> | C12 ex DUNLEER | Dunleer [T41,T42] | DRYBRIDGE |  | 53.7972 | -6.2237
MV/LV Substation RE***859 |  | 20 kV | _ | LV | 1000 kVA :Building Structure | 1 | --> | 1 | 0 | 0 | Constrained, otherwise capacity available =931 kVA | --> | 0.95 | 0 | 0 | 0.063 | 0 | Constrained, otherwise capacity available =959 kW | --> | C12 ex DUNLEER | Dunleer [T41,T42] | DRYBRIDGE |  | 53.7972 | -6.2273
MV/LV Substation BL***876 |  | 20 kV | _ | LV | 50 kVA :Pole Substation | 0.05 | --> | 0.05 | 0 | 0 | Constrained, otherwise capacity available =49 kVA | --> | 0.048 | 0 | 0.005 | 0.044 | 0 |  | --> | C12 ex DUNLEER | Dunleer [T41,T42] | DRYBRIDGE |  | 53.783 | -6.3015
MV/LV Substation RE***924 |  | 10 kV | _ | LV | 100 kVA :Pole Substation | 0.1 | --> | 0.1 | 0 | 0 | Constrained, otherwise capacity available =74 kVA | --> | 0.095 | 0 | 0.03 | 0.063 | 0 | Constrained, otherwise capacity available =76 kW | --> | C17 ex DUNLEER | Dunleer [T41,T42] | DRYBRIDGE |  | 53.8512 | -6.3869
MV/LV Substation AD***942 |  | 10 kV | _ | LV | 100 kVA :Pole Substation | 0.1 | --> | 0.1 | 0 | 0 | Constrained, otherwise capacity available =91 kVA | --> | 0.095 | 0 | 0 | 0.063 | 0 | Constrained, otherwise capacity available =96 kW | --> | C17 ex DUNLEER | Dunleer [T41,T42] | DRYBRIDGE |  | 53.8626 | -6.3565
MV/LV Substation SE***949 |  | 10 kV | _ | LV | 200 kVA :Pole Substation | 0.2 | --> | 0.2 | 0 | 0 | Constrained, otherwise capacity available =177 kVA | --> | 0.19 | 0 | 0 | 0.063 | 0 | Constrained, otherwise capacity available =193 kW | --> | C18 ex DUNLEER | Dunleer [T41,T42] | DRYBRIDGE |  | 53.8355 | -6.397
MV/LV Substation GO***950 |  | 10 kV | _ | LV | 400 kVA :Building Structure | 0.4 | --> | 0.4 | 0 | 0 | Constrained, otherwise capacity available =389 kVA | --> | 0.38 | 0 | 0 | 0.063 | 0 | Constrained, otherwise capacity available =382 kW | --> | C17 ex DUNLEER | Dunleer [T41,T42] | DRYBRIDGE |  | 53.8428 | -6.3893
MV/LV Substation DR***957 |  | 10 kV | _ | LV | 400 kVA :Kiosk Substation | 0.4 | --> | 0.4 | 0 | 0 | Constrained, otherwise capacity available =331 kVA | --> | 0.38 | 0 | 0 | 0.389 | 0 |  | --> | C12 ex KILSARAN | Kilsaran [T42] | DRYBRIDGE |  | 53.912 | -6.4047
MV/LV Substation CH***978 |  | 10 kV | _ | LV | 50 kVA :Pole Substation | 0.05 | --> | 0.05 | 0 | 0 | Constrained, otherwise capacity available =34 kVA | --> | 0.048 | 0 | 0.025 | 0.031 | 0 |  | --> | C17 ex DUNLEER | Dunleer [T41,T42] | DRYBRIDGE |  | 53.8592 | -6.4127
MV/LV Substation CL***984 |  | 20 kV | _ | LV | 200 kVA :Kiosk Substation | 0.2 | --> | 0.2 | 0 | 0 | Constrained, otherwise capacity available =166 kVA | --> | 0.19 | 0 | 0 | 0.063 | 0 | Constrained, otherwise capacity available =194 kW | --> | C12 ex DUNLEER | Dunleer [T41,T42] | DRYBRIDGE |  | 53.7893 | -6.227
MV/LV Substation CO***990 |  | 10 kV | _ | LV | 50 kVA :Pole Substation | 0.05 | --> | 0.05 | 0 | 0 | Constrained, otherwise capacity available =40 kVA | --> | 0.048 | 0 | 0.003 | 0.047 | 0 |  | --> | C12 ex KILSARAN | Kilsaran [T42] | DRYBRIDGE |  | 53.9002 | -6.3822
MV/LV Substation DR***001Y |  | 20 kV | _ | LV | 200 kVA :Pole Substation | 0.2 | --> | 0.2 | 0 | 0 | Constrained, otherwise capacity available =178 kVA | --> | 0.19 | 0 | 0 | 0.193 | 0 |  | --> | E13 ex BALLINROBE | Ballinrobe [T421,T422] | DALTON |  | 53.7348 | -9.3202
MV/LV Substation RE***002 |  | 20 kV | _ | LV | 100 kVA :Pole Substation | 0.1 | --> | 0.1 | 0 | 0 | Constrained, otherwise capacity available =93 kVA | --> | 0.095 | 0 | 0 | 0.096 | 0 |  | --> | E12 ex BALLINROBE | Ballinrobe [T421,T422] | DALTON |  | 53.614 | -9.2202
MV/LV Substation TH***004 |  | 20 kV | _ | LV | 100 kVA :Pole Substation | 0.1 | --> | 0.1 | 0 | 0 | Constrained, otherwise capacity available =67 kVA | --> | 0.095 | 0 | 0 | 0.099 | 0 |  | --> | E11 ex BALLINROBE | Ballinrobe [T421,T422] | DALTON |  | 53.6217 | -9.2135
MV/LV Substation SE***005 |  | 20 kV | _ | LV | 200 kVA :Pole Substation | 0.2 | --> | 0.2 | 0 | 0 | Constrained, otherwise capacity available =200 kVA | --> | 0.19 | 0 | 0 | 0.19 | 0 |  | --> | E13 ex BALLINROBE | Ballinrobe [T421,T422] | DALTON |  | 53.6249 | -9.235
MV/LV Substation BR***006 |  | 20 kV | _ | LV | 200 kVA :Kiosk Substation | 0.2 | --> | 0.2 | 0 | 0 | Constrained, otherwise capacity available =83 kVA | --> | 0.19 | 0 | 0 | 0.205 | 0 |  | --> | E12 ex BALLINROBE | Ballinrobe [T421,T422] | DALTON |  | 53.6253 | -9.2241
MV/LV Substation SE***007 |  | 20 kV | _ | LV | 100 kVA :Pole Substation | 0.1 | --> | 0.1 | 0 | 0 | Constrained, otherwise capacity available =97 kVA | --> | 0.095 | 0 | 0 | 0.095 | 0 |  | --> | E13 ex BALLINROBE | Ballinrobe [T421,T422] | DALTON |  | 53.6224 | -9.2306
MV/LV Substation O ***008 |  | 20 kV | _ | LV | 630 kVA :Building Structure | 0.63 | --> | 0.63 | 0 | 0 | Constrained, otherwise capacity available =538 kVA | --> | 0.598 | 0 | 0 | 0.5 | 0 |  | --> | E12 ex BALLINROBE | Ballinrobe [T421,T422] | DALTON |  | 53.6246 | -9.2198
MV/LV Substation CR***008Y |  | 20 kV | _ | LV | 50 kVA :Pole Substation | 0.05 | --> | 0.05 | 0 | 0 | Constrained, otherwise capacity available =50 kVA | --> | 0.048 | 0 | 0 | 0.048 | 0 |  | --> | E12 ex BALLINROBE | Ballinrobe [T421,T422] | DALTON |  | 53.6182 | -9.2293
MV/LV Substation MO***009 |  | 20 kV | _ | LV | 630 kVA :Building Structure | 0.63 | --> | 0.63 | 0 | 0 | Constrained, otherwise capacity available =188 kVA | --> | 0.598 | 0 | 0.015 | 0.5 | 0 |  | --> | E11 ex BALLINROBE | Ballinrobe [T421,T422] | DALTON |  | 53.62 | -9.219
MV/LV Substation BO***010 |  | 20 kV | _ | LV | 630 kVA :Kiosk Substation | 0.63 | --> | 0.63 | 0 | 0 | Constrained, otherwise capacity available =501 kVA | --> | 0.598 | 0 | 0 | 0.5 | 0 |  | --> | E12 ex BALLINROBE | Ballinrobe [T421,T422] | DALTON |  | 53.6223 | -9.2237
MV/LV Substation NE***011 |  | 20 kV | _ | LV | 100 kVA :Pole Substation | 0.1 | --> | 0.1 | 0 | 0 | Constrained, otherwise capacity available =41 kVA | --> | 0.095 | 0 | 0.025 | 0.084 | 0 |  | --> | E12 ex BALLINROBE | Ballinrobe [T421,T422] | DALTON |  | 53.6189 | -9.2229
MV/LV Substation CO***012 |  | 20 kV | _ | LV | 200 kVA :Pole Substation | 0.2 | --> | 0.2 | 0 | 0 | Constrained, otherwise capacity available =139 kVA | --> | 0.19 | 0 | 0.014 | 0.188 | 0 |  | --> | E12 ex BALLINROBE | Ballinrobe [T421,T422] | DALTON |  | 53.6244 | -9.2188
MV/LV Substation ID***014 |  | 20 kV | _ | LV | 200 kVA :Building Structure | 0.2 | --> | 0.2 | 0 | 0 | Constrained, otherwise capacity available =157 kVA | --> | 0.19 | 0 | 0 | 0.196 | 0 |  | --> | E12 ex BALLINROBE | Ballinrobe [T421,T422] | DALTON |  | 53.6158 | -9.2184
MV/LV Substation CR***015 |  | 20 kV | _ | LV | 200 kVA :Kiosk Substation | 0.2 | --> | 0.2 | 0 | 0 | Constrained, otherwise capacity available =120 kVA | --> | 0.19 | 0 | 0.01 | 0.193 | 0 |  | --> | E13 ex BALLINROBE | Ballinrobe [T421,T422] | DALTON |  | 53.626 | -9.2282
MV/LV Substation CH***019 |  | 20 kV | _ | LV | 400 kVA :Kiosk Substation | 0.4 | --> | 0.4 | 0 | 0 | Constrained, otherwise capacity available =348 kVA | --> | 0.38 | 0 | 0 | 0.387 | 0 |  | --> | E13 ex BALLINROBE | Ballinrobe [T421,T422] | DALTON |  | 53.6286 | -9.2267
MV/LV Substation GR***020 |  | 20 kV | _ | LV | 50 kVA :Pole Substation | 0.05 | --> | 0.05 | 0 | 0 | Constrained, otherwise capacity available =20 kVA | --> | 0.048 | 0 | 0.005 | 0.048 | 0 |  | --> | E13 ex BALLINROBE | Ballinrobe [T421,T422] | DALTON |  | 53.6244 | -9.2324
MV/LV Substation DR***027Y |  | 20 kV | _ | LV | 50 kVA :Pole Substation | 0.05 | --> | 0.05 | 0 | 0 | Constrained, otherwise capacity available =35 kVA | --> | 0.048 | 0 | 0 | 0.049 | 0 |  | --> | E13 ex BALLINROBE | Ballinrobe [T421,T422] | DALTON |  | 53.7478 | -9.257
MV/LV Substation CI***031Y |  | 20 kV | _ | LV | 630 kVA :Kiosk Substation | 0.63 | --> | 0.63 | 0 | 0 | Constrained, otherwise capacity available =551 kVA | --> | 0.598 | 0 | 0 | 0.5 | 0 |  | --> | E11 ex BALLINROBE | Ballinrobe [T421,T422] | DALTON |  | 53.6159 | -9.2154
MV/LV Substation FR***034Y |  | 20 kV | _ | LV | 200 kVA :Kiosk Substation | 0.2 | --> | 0.2 | 0 | 0 | Constrained, otherwise capacity available =159 kVA | --> | 0.19 | 0 | 0.016 | 0.184 | 0 |  | --> | E12 ex BALLINROBE | Ballinrobe [T421,T422] | DALTON |  | 53.6258 | -9.2155
MV/LV Substation RO***035Y |  | 20 kV | _ | LV | 50 kVA :Pole Substation | 0.05 | --> | 0.05 | 0 | 0 | Constrained, otherwise capacity available =45 kVA | --> | 0.048 | 0 | 0 | 0.048 | 0 |  | --> | E17 ex BALLINROBE | Ballinrobe [T421,T422] | DALTON |  | 53.6303 | -9.1088
MV/LV Substation HA***037Y |  | 20 kV | _ | LV | 400 kVA :Kiosk Substation | 0.4 | --> | 0.4 | 0 | 0 | Constrained, otherwise capacity available =361 kVA | --> | 0.38 | 0 | 0.009 | 0.379 | 0 |  | --> | E11 ex BALLINROBE | Ballinrobe [T421,T422] | DALTON |  | 53.6228 | -9.2077
MV/LV Substation BO***049Y |  | 20 kV | _ | LV | 630 kVA :Kiosk Substation | 0.63 | --> | 0.63 | 0 | 0 | Constrained, otherwise capacity available =590 kVA | --> | 0.598 | 0 | 0.004 | 0.5 | 0 |  | --> | E12 ex BALLINROBE | Ballinrobe [T421,T422] | DALTON |  | 53.6243 | -9.2236
MV/LV Substation BA***050Y |  | 20 kV | _ | LV | 50 kVA :Pole Substation | 0.05 | --> | 0.05 | 0 | 0 | Constrained, otherwise capacity available =36 kVA | --> | 0.048 | 0 | 0 | 0.049 | 0 |  | --> | E17 ex BALLINROBE | Ballinrobe [T421,T422] | DALTON |  | 53.6373 | -9.1697
MV/LV Substation BO***055Y |  | 20 kV | _ | LV | 630 kVA :Building Structure | 0.63 | --> | 0.63 | 0 | 0 | Constrained, otherwise capacity available =588 kVA | --> | 0.598 | 0 | 0.005 | 0.5 | 0 |  | --> | E12 ex BALLINROBE | Ballinrobe [T421,T422] | DALTON |  | 53.6213 | -9.2229
MV/LV Substation GO***073Y |  | 20 kV | _ | LV | 50 kVA :Pole Substation | 0.05 | --> | 0.05 | 0 | 0 | Constrained, otherwise capacity available =50 kVA | --> | 0.048 | 0 | 0 | 0.048 | 0 |  | --> | E17 ex BALLINROBE | Ballinrobe [T421,T422] | DALTON |  | 53.6602 | -9.1095
MV/LV Substation BA***088Y |  | 20 kV | _ | LV | 50 kVA :Pole Substation | 0.05 | --> | 0.05 | 0 | 0 | Constrained, otherwise capacity available =50 kVA | --> | 0.048 | 0 | 0 | 0.048 | 0 |  | --> | E18 ex BALLINROBE | Ballinrobe [T421,T422] | DALTON |  | 53.6981 | -9.2973
MV/LV Substation MA***090Y |  | 20 kV | _ | LV | 100 kVA :Pole Substation | 0.1 | --> | 0.1 | 0 | 0 | Constrained, otherwise capacity available =75 kVA | --> | 0.095 | 0 | 0 | 0.098 | 0 |  | --> | E12 ex BALLINROBE | Ballinrobe [T421,T422] | DALTON |  | 53.6156 | -9.219
MV/LV Substation TE***102Y |  | 20 kV | _ | LV | 630 kVA :Building Structure | 0.63 | --> | 0.63 | 0 | 0 | Constrained, otherwise capacity available =535 kVA | --> | 0.598 | 0 | 0 | 0.5 | 0 |  | --> | E12 ex BALLINROBE | Ballinrobe [T421,T422] | DALTON |  | 53.627 | -9.2174
MV/LV Substation TR***109Y |  | 20 kV | _ | LV | 50 kVA :Pole Substation | 0.05 | --> | 0.05 | 0 | 0 | Constrained, otherwise capacity available =49 kVA | --> | 0.048 | 0 | 0 | 0.048 | 0 |  | --> | E17 ex BALLINROBE | Ballinrobe [T421,T422] | DALTON |  | 53.6406 | -9.1162
MV/LV Substation RA***111Y |  | 20 kV | _ | LV | 50 kVA :Pole Substation | 0.05 | --> | 0.05 | 0 | 0 | Constrained, otherwise capacity available =37 kVA | --> | 0.048 | 0 | 0.003 | 0.047 | 0 |  | --> | E13 ex BALLINROBE | Ballinrobe [T421,T422] | DALTON |  | 53.6231 | -9.2288
MV/LV Substation CA***183 |  | 20 kV | _ | LV | 50 kVA :Pole Substation | 0.05 | --> | 0.05 | 0 | 0 | Constrained, otherwise capacity available =32 kVA | --> | 0.048 | 0 | 0.02 | 0.035 | 0 |  | --> | E13 ex BALLINROBE | Ballinrobe [T421,T422] | DALTON |  | 53.676 | -9.27
MV/LV Substation DE***184 |  | 20 kV | _ | LV | 50 kVA :Pole Substation | 0.05 | --> | 0.05 | 0 | 0 | Constrained, otherwise capacity available =50 kVA | --> | 0.048 | 0 | 0 | 0.048 | 0 |  | --> | E18 ex BALLINROBE | Ballinrobe [T421,T422] | DALTON |  | 53.6586 | -9.2694
MV/LV Substation KN***187 |  | 20 kV | _ | LV | 50 kVA :Pole Substation | 0.05 | --> | 0.05 | 0 | 0 | Constrained, otherwise capacity available =46 kVA | --> | 0.048 | 0 | 0 | 0.048 | 0 |  | --> | E18 ex BALLINROBE | Ballinrobe [T421,T422] | DALTON |  | 53.6521 | -9.2622
MV/LV Substation RA***217 |  | 20 kV | _ | LV | 200 kVA :Pole Substation | 0.2 | --> | 0.2 | 0 | 0 | Constrained, otherwise capacity available =181 kVA | --> | 0.19 | 0 | 0.046 | 0.158 | 0 |  | --> | E18 ex BALLINROBE | Ballinrobe [T421,T422] | DALTON |  | 53.6382 | -9.2436
MV/LV Substation CU***225 |  | 20 kV | _ | LV | 50 kVA :Pole Substation | 0.05 | --> | 0.05 | 0 | 0 | Constrained, otherwise capacity available =47 kVA | --> | 0.048 | 0 | 0.004 | 0.045 | 0 |  | --> | E13 ex BALLINROBE | Ballinrobe [T421,T422] | DALTON |  | 53.623 | -9.2933
MV/LV Substation RO***230 |  | 20 kV | _ | LV | 50 kVA :Pole Substation | 0.05 | --> | 0.05 | 0 | 0 | Constrained, otherwise capacity available =46 kVA | --> | 0.048 | 0 | 0 | 0.048 | 0 |  | --> | E17 ex BALLINROBE | Ballinrobe [T421,T422] | DALTON |  | 53.6455 | -9.1076
MV/LV Substation RO***265 |  | 20 kV | _ | LV | 50 kVA :Pole Substation | 0.05 | --> | 0.05 | 0 | 0 | Constrained, otherwise capacity available =35 kVA | --> | 0.048 | 0 | 0.005 | 0.046 | 0 |  | --> | E17 ex BALLINROBE | Ballinrobe [T421,T422] | DALTON |  | 53.639 | -9.1036
MV/LV Substation RO***280 |  | 20 kV | _ | LV | 50 kVA :Pole Substation | 0.05 | --> | 0.05 | 0 | 0 | Constrained, otherwise capacity available =50 kVA | --> | 0.048 | 0 | 0 | 0.048 | 0 |  | --> | E13 ex BALLINROBE | Ballinrobe [T421,T422] | DALTON |  | 53.6784 | -9.2682
MV/LV Substation LA***287 |  | 20 kV | _ | LV | 150 kVA :Pole Substation | 0.15 | --> | 0.15 | 0.146 | 1.43 |  | --> | 0.142 | 0 | 0 | 0.143 | 0 |  | --> | E16 ex CONG | Cong [T421,T422] | CLOON |  | 53.5923 | -9.2304
MV/LV Substation SH***314 |  | 20 kV | _ | LV | 630 kVA :Kiosk Substation | 0.63 | --> | 0.63 | 0 | 0 | Constrained, otherwise capacity available =524 kVA | --> | 0.598 | 0 | 0 | 0.5 | 0 |  | --> | E18 ex BALLINROBE | Ballinrobe [T421,T422] | DALTON |  | 53.6819 | -9.3724
MV/LV Substation RA***344 |  | 20 kV | _ | LV | 30 kVA :Pole Substation | 0.03 | --> | 0.03 | 0 | 0 | Constrained, otherwise capacity available =7 kVA | --> | 0.028 | 0 | 0 | 0.031 | 0 |  | --> | E13 ex BALLINROBE | Ballinrobe [T421,T422] | DALTON |  | 53.6291 | -9.2376
MV/LV Substation CU***347 |  | 20 kV | _ | LV | 50 kVA :Pole Substation | 0.05 | --> | 0.05 | 0 | 0 | Constrained, otherwise capacity available =48 kVA | --> | 0.048 | 0 | 0 | 0.048 | 0 |  | --> | E13 ex BALLINROBE | Ballinrobe [T421,T422] | DALTON |  | 53.6231 | -9.3016
MV/LV Substation CL***369 |  | 20 kV | _ | LV | 50 kVA :Pole Substation | 0.05 | --> | 0.05 | 0 | 0 | Constrained, otherwise capacity available =31 kVA | --> | 0.048 | 0 | 0.025 | 0.032 | 0 |  | --> | E17 ex BALLINROBE | Ballinrobe [T421,T422] | DALTON |  | 53.6459 | -9.1609
MV/LV Substation BA***373 |  | 20 kV | _ | LV | 50 kVA :Pole Substation | 0.05 | --> | 0.05 | 0 | 0 | Constrained, otherwise capacity available =43 kVA | --> | 0.048 | 0 | 0 | 0 | 0 | Constrained, otherwise capacity available =48 kW | --> | C21 ex KNOCKAPHUNTA | Knockaphunta [T41,T42] | CASTLEBAR |  | 53.7574 | -9.3064
MV/LV Substation JE***392 |  | 20 kV | _ | LV | 630 kVA :Kiosk Substation | 0.63 | --> | 0.63 | 0 | 0 | Constrained, otherwise capacity available =363 kVA | --> | 0.598 | 0 | 0 | 0.5 | 0 |  | --> | E12 ex BALLINROBE | Ballinrobe [T421,T422] | DALTON |  | 53.6151 | -9.2212
MV/LV Substation CA***396 |  | 20 kV | _ | LV | 50 kVA :Pole Substation | 0.05 | --> | 0.05 | 0 | 0 | Constrained, otherwise capacity available =49 kVA | --> | 0.048 | 0 | 0 | 0.048 | 0 |  | --> | E18 ex BALLINROBE | Ballinrobe [T421,T422] | DALTON |  | 53.6416 | -9.379
MV/LV Substation GO***397 |  | 20 kV | _ | LV | 50 kVA :Pole Substation | 0.05 | --> | 0.05 | 0 | 0 | Constrained, otherwise capacity available =30 kVA | --> | 0.048 | 0 | 0.002 | 0.049 | 0 |  | --> | E18 ex BALLINROBE | Ballinrobe [T421,T422] | DALTON |  | 53.6137 | -9.4151
MV/LV Substation CO***401 |  | 20 kV | _ | LV | 200 kVA :Kiosk Substation | 0.2 | --> | 0.2 | 0 | 0 | Constrained, otherwise capacity available =153 kVA | --> | 0.19 | 0 | 0.014 | 0.186 | 0 |  | --> | E11 ex BALLINROBE | Ballinrobe [T421,T422] | DALTON |  | 53.6231 | -9.2094
MV/LV Substation GO***4011 |  | 20 kV | _ | LV | 50 kVA :Pole Substation | 0.05 | --> | 0.05 | 0 | 0 | Constrained, otherwise capacity available =49 kVA | --> | 0.048 | 0 | 0 | 0.048 | 0 |  | --> | E18 ex BALLINROBE | Ballinrobe [T421,T422] | DALTON |  | 53.6597 | -9.3637
MV/LV Substation AL***4120 |  | 20 kV | _ | LV | 630 kVA :Kiosk Substation | 0.63 | --> | 0.63 | 0.5 | 1.43 |  | --> | 0.598 | 0 | 0.01 | 0.5 | 0 |  | --> | E16 ex CONG | Cong [T421,T422] | CLOON |  | 53.6151 | -9.2259
MV/LV Substation BR***4131 |  | 20 kV | _ | LV | 50 kVA :Pole Substation | 0.05 | --> | 0.05 | 0 | 0 | Constrained, otherwise capacity available =42 kVA | --> | 0.048 | 0 | 0.015 | 0.038 | 0 |  | --> | E14 ex BALLINROBE | Ballinrobe [T421,T422] | DALTON |  | 53.6722 | -9.2096
MV/LV Substation BA***4137 |  | 20 kV | _ | LV | 50 kVA :Pole Substation | 0.05 | --> | 0.05 | 0 | 0 | Constrained, otherwise capacity available =37 kVA | --> | 0.048 | 0 | 0 | 0.049 | 0 |  | --> | E14 ex BALLINROBE | Ballinrobe [T421,T422] | DALTON |  | 53.7163 | -9.1944
MV/LV Substation CJ***4146 |  | 20 kV | _ | LV | 630 kVA :Building Structure | 0.63 | --> | 0.63 | 0 | 0 | Constrained, otherwise capacity available =630 kVA | --> | 0.598 | 0 | 0 | 0.5 | 0 |  | --> | E11 ex BALLINROBE | Ballinrobe [T421,T422] | DALTON |  | 53.6195 | -9.2189
MV/LV Substation CA***4150 |  | 20 kV | _ | LV | 50 kVA :Pole Substation | 0.05 | --> | 0.05 | 0 | 0 | Constrained, otherwise capacity available =50 kVA | --> | 0.048 | 0 | 0 | 0.048 | 0 |  | --> | E14 ex BALLINROBE | Ballinrobe [T421,T422] | DALTON |  | 53.72 | -9.2472
MV/LV Substation FR***4151 |  | 20 kV | _ | LV | 50 kVA :Pole Substation | 0.05 | --> | 0.05 | 0 | 0 | Constrained, otherwise capacity available =50 kVA | --> | 0.048 | 0 | 0 | 0.048 | 0 |  | --> | E14 ex BALLINROBE | Ballinrobe [T421,T422] | DALTON |  | 53.6288 | -9.2091
MV/LV Substation BR***4154 |  | 20 kV | _ | LV | 50 kVA :Pole Substation | 0.05 | --> | 0.05 | 0 | 0 | Constrained, otherwise capacity available =45 kVA | --> | 0.048 | 0 | 0 | 0.048 | 0 |  | --> | E14 ex BALLINROBE | Ballinrobe [T421,T422] | DALTON |  | 53.6796 | -9.2108
MV/LV Substation CA***4171 |  | 20 kV | _ | LV | 50 kVA :Pole Substation | 0.05 | --> | 0.05 | 0 | 0 | Constrained, otherwise capacity available =46 kVA | --> | 0.048 | 0 | 0 | 0.048 | 0 |  | --> | E14 ex BALLINROBE | Ballinrobe [T421,T422] | DALTON |  | 53.7271 | -9.2197
MV/LV Substation TR***420X |  | 20 kV | _ | LV | 50 kVA :Pole Substation | 0.05 | --> | 0.05 | 0 | 0 | Constrained, otherwise capacity available =36 kVA | --> | 0.048 | 0 | 0.011 | 0.041 | 0 |  | --> | E18 ex BALLINROBE | Ballinrobe [T421,T422] | DALTON |  | 53.6627 | -9.3559
MV/LV Substation GO***434X |  | 20 kV | _ | LV | 50 kVA :Pole Substation | 0.05 | --> | 0.05 | 0 | 0 | Constrained, otherwise capacity available =50 kVA | --> | 0.048 | 0 | 0 | 0.048 | 0 |  | --> | E18 ex BALLINROBE | Ballinrobe [T421,T422] | DALTON |  | 53.6132 | -9.4197
MV/LV Substation CL***441X |  | 20 kV | _ | LV | 50 kVA :Pole Substation | 0.05 | --> | 0.05 | 0 | 0 | Constrained, otherwise capacity available =49 kVA | --> | 0.048 | 0 | 0 | 0.048 | 0 |  | --> | E14 ex BALLINROBE | Ballinrobe [T421,T422] | DALTON |  | 53.6448 | -9.2105
MV/LV Substation KN***459 |  | 20 kV | _ | LV | 50 kVA :Pole Substation | 0.05 | --> | 0.05 | 0 | 0 |  | --> | 0.048 | 0 | 0 | 0.054 | 0 |  | --> | E17 ex BALLINROBE | Ballinrobe [T421,T422] | DALTON |  | 53.6453 | -9.1878
MV/LV Substation KI***468 |  | 20 kV | _ | LV | 50 kVA :Pole Substation | 0.05 | --> | 0.05 | 0 | 0 | Constrained, otherwise capacity available =47 kVA | --> | 0.048 | 0 | 0 | 0.048 | 0 |  | --> | E17 ex BALLINROBE | Ballinrobe [T421,T422] | DALTON |  | 53.6505 | -9.1134
MV/LV Substation RO***475 |  | 20 kV | _ | LV | 100 kVA :Pole Substation | 0.1 | --> | 0.1 | 0 | 0 | Constrained, otherwise capacity available =94 kVA | --> | 0.095 | 0 | 0 | 0.096 | 0 |  | --> | E17 ex BALLINROBE | Ballinrobe [T421,T422] | DALTON |  | 53.637 | -9.1025
MV/LV Substation BA***483X |  | 20 kV | _ | LV | 50 kVA :Pole Substation | 0.05 | --> | 0.05 | 0 | 0 | Constrained, otherwise capacity available =49 kVA | --> | 0.048 | 0 | 0 | 0.048 | 0 |  | --> | E11 ex BALLINROBE | Ballinrobe [T421,T422] | DALTON |  | 53.6148 | -9.2139
MV/LV Substation CL***495 |  | 20 kV | _ | LV | 50 kVA :Pole Substation | 0.05 | --> | 0.05 | 0 | 0 | Constrained, otherwise capacity available =49 kVA | --> | 0.048 | 0 | 0 | 0.048 | 0 |  | --> | E17 ex BALLINROBE | Ballinrobe [T421,T422] | DALTON |  | 53.6534 | -9.1298
MV/LV Substation KI***501 |  | 20 kV | _ | LV | 200 kVA :Pole Substation | 0.2 | --> | 0.2 | 0 | 0 | Constrained, otherwise capacity available =174 kVA | --> | 0.19 | 0 | 0 | 0.194 | 0 |  | --> | E17 ex BALLINROBE | Ballinrobe [T421,T422] | DALTON |  | 53.5816 | -9.1225
MV/LV Substation KI***502 |  | 20 kV | _ | LV | 100 kVA :Pole Substation | 0.1 | --> | 0.1 | 0 | 0 | Constrained, otherwise capacity available =85 kVA | --> | 0.095 | 0 | 0 | 0.097 | 0 |  | --> | E17 ex BALLINROBE | Ballinrobe [T421,T422] | DALTON |  | 53.5809 | -9.1201
MV/LV Substation KI***503 |  | 20 kV | _ | LV | 100 kVA :Pole Substation | 0.1 | --> | 0.1 | 0 | 0 | Constrained, otherwise capacity available =63 kVA | --> | 0.095 | 0 | 0 | 0.1 | 0 |  | --> | E17 ex BALLINROBE | Ballinrobe [T421,T422] | DALTON |  | 53.5804 | -9.1216
MV/LV Substation GO***508 |  | 20 kV | _ | LV | 50 kVA :Pole Substation | 0.05 | --> | 0.05 | 0 | 0 | Constrained, otherwise capacity available =48 kVA | --> | 0.048 | 0 | 0 | 0.048 | 0 |  | --> | E17 ex BALLINROBE | Ballinrobe [T421,T422] | DALTON |  | 53.6616 | -9.1087
MV/LV Substation HO***509 |  | 20 kV | _ | LV | 50 kVA :Pole Substation | 0.05 | --> | 0.05 | 0 | 0 |  | --> | 0.048 | 0 | 0.005 | 0.05 | 0 |  | --> | E17 ex BALLINROBE | Ballinrobe [T421,T422] | DALTON |  | 53.661 | -9.1176
MV/LV Substation BL***516 |  | 20 kV | _ | LV | 50 kVA :Pole Substation | 0.05 | --> | 0.05 | 0 | 0 | Constrained, otherwise capacity available =38 kVA | --> | 0.048 | 0 | 0 | 0.049 | 0 |  | --> | E17 ex BALLINROBE | Ballinrobe [T421,T422] | DALTON |  | 53.6763 | -9.1308
MV/LV Substation RA***519X |  | 20 kV | _ | LV | 50 kVA :Pole Substation | 0.05 | --> | 0.05 | 0 | 0 | Constrained, otherwise capacity available =50 kVA | --> | 0.048 | 0 | 0 | 0.048 | 0 |  | --> | E18 ex BALLINROBE | Ballinrobe [T421,T422] | DALTON |  | 53.6407 | -9.244
MV/LV Substation PA***522X |  | 20 kV | _ | LV | 50 kVA :Pole Substation | 0.05 | --> | 0.05 | 0 | 0 | Constrained, otherwise capacity available =41 kVA | --> | 0.048 | 0 | 0 | 0.049 | 0 |  | --> | E13 ex BALLINROBE | Ballinrobe [T421,T422] | DALTON |  | 53.6986 | -9.2802
MV/LV Substation HY***546X |  | 20 kV | _ | LV | 100 kVA :Pole Substation | 0.1 | --> | 0.1 | 0 | 0 | Constrained, otherwise capacity available =100 kVA | --> | 0.095 | 0 | 0 | 0.095 | 0 |  | --> | E13 ex BALLINROBE | Ballinrobe [T421,T422] | DALTON |  | 53.6273 | -9.2438
MV/LV Substation BA***554X |  | 20 kV | _ | LV | 50 kVA :Pole Substation | 0.05 | --> | 0.05 | 0 | 0 | Constrained, otherwise capacity available =50 kVA | --> | 0.048 | 0 | 0 | 0.048 | 0 |  | --> | E17 ex BALLINROBE | Ballinrobe [T421,T422] | DALTON |  | 53.6491 | -9.1486
MV/LV Substation CA***566X |  | 20 kV | _ | LV | 200 kVA :Pole Substation | 0.2 | --> | 0.2 | 0 | 0 | Constrained, otherwise capacity available =200 kVA | --> | 0.19 | 0 | 0 | 0.19 | 0 |  | --> | E14 ex BALLINROBE | Ballinrobe [T421,T422] | DALTON |  | 53.6995 | -9.1421
MV/LV Substation HO***570X |  | 20 kV | _ | LV | 50 kVA :Pole Substation | 0.05 | --> | 0.05 | 0 | 0 | Constrained, otherwise capacity available =48 kVA | --> | 0.048 | 0 | 0 | 0.048 | 0 |  | --> | E17 ex BALLINROBE | Ballinrobe [T421,T422] | DALTON |  | 53.6619 | -9.1214
MV/LV Substation LA***578X |  | 20 kV | _ | LV | 50 kVA :Pole Substation | 0.05 | --> | 0.05 | 0 | 0 | Constrained, otherwise capacity available =50 kVA | --> | 0.048 | 0 | 0 | 0.048 | 0 |  | --> | E17 ex BALLINROBE | Ballinrobe [T421,T422] | DALTON |  | 53.6388 | -9.1819
MV/LV Substation FO***579X |  | 20 kV | _ | LV | 50 kVA :Pole Substation | 0.05 | --> | 0.05 | 0 | 0 | Constrained, otherwise capacity available =50 kVA | --> | 0.048 | 0 | 0 | 0.048 | 0 |  | --> | E17 ex BALLINROBE | Ballinrobe [T421,T422] | DALTON |  | 53.658 | -9.1558
MV/LV Substation MC***592X |  | 20 kV | _ | LV | 400 kVA :Building Structure | 0.4 | --> | 0.4 | 0 | 0 | Constrained, otherwise capacity available =374 kVA | --> | 0.38 | 0 | 0 | 0.384 | 0 |  | --> | E17 ex BALLINROBE | Ballinrobe [T421,T422] | DALTON |  | 53.5823 | -9.1219
MV/LV Substation GO***613X |  | 20 kV | _ | LV | 50 kVA :Pole Substation | 0.05 | --> | 0.05 | 0 | 0 | Constrained, otherwise capacity available =39 kVA | --> | 0.048 | 0 | 0 | 0.049 | 0 |  | --> | E18 ex BALLINROBE | Ballinrobe [T421,T422] | DALTON |  | 53.6353 | -9.3837
MV/LV Substation CR***652 |  | 20 kV | _ | LV | 100 kVA :Pole Substation | 0.1 | --> | 0.1 | 0 | 0 | Constrained, otherwise capacity available =90 kVA | --> | 0.095 | 0 | 0 | 0.096 | 0 |  | --> | E13 ex BALLINROBE | Ballinrobe [T421,T422] | DALTON |  | 53.6364 | -9.2622
MV/LV Substation MC***653X |  | 20 kV | _ | LV | 630 kVA :Kiosk Substation | 0.63 | --> | 0.63 | 0 | 0 | Constrained, otherwise capacity available =630 kVA | --> | 0.598 | 0 | 0 | 0.5 | 0 |  | --> | E18 ex BALLINROBE | Ballinrobe [T421,T422] | DALTON |  | 53.6357 | -9.2389
MV/LV Substation PA***669 |  | 20 kV | _ | LV | 50 kVA :Pole Substation | 0.05 | --> | 0.05 | 0 | 0 | Constrained, otherwise capacity available =50 kVA | --> | 0.048 | 0 | 0 | 0.048 | 0 |  | --> | E13 ex BALLINROBE | Ballinrobe [T421,T422] | DALTON |  | 53.6981 | -9.2843
MV/LV Substation ST***683X |  | 20 kV | _ | LV | 200 kVA :Pole Substation | 0.2 | --> | 0.2 | 0 | 0 | Constrained, otherwise capacity available =113 kVA | --> | 0.19 | 0 | 0 | 0.202 | 0 |  | --> | E14 ex BALLINROBE | Ballinrobe [T421,T422] | DALTON |  | 53.7358 | -9.1756
MV/LV Substation GR***685X |  | 20 kV | _ | LV | 50 kVA :Pole Substation | 0.05 | --> | 0.05 | 0 | 0 | Constrained, otherwise capacity available =35 kVA | --> | 0.048 | 0 | 0 | 0.05 | 0 |  | --> | E13 ex BALLINROBE | Ballinrobe [T421,T422] | DALTON |  | 53.6262 | -9.2237
MV/LV Substation BA***687 |  | 20 kV | _ | LV | 100 kVA :Pole Substation | 0.1 | --> | 0.1 | 0 | 0 | Constrained, otherwise capacity available =79 kVA | --> | 0.095 | 0 | 0.034 | 0.073 | 0 |  | --> | E13 ex BALLINROBE | Ballinrobe [T421,T422] | DALTON |  | 53.7563 | -9.2825
MV/LV Substation AN***687X |  | 20 kV | _ | LV | 200 kVA :Kiosk Substation | 0.2 | --> | 0.2 | 0 | 0 | Constrained, otherwise capacity available =148 kVA | --> | 0.19 | 0 | 0.013 | 0.187 | 0 |  | --> | E13 ex BALLINROBE | Ballinrobe [T421,T422] | DALTON |  | 53.6312 | -9.2365
MV/LV Substation KI***693X |  | 20 kV | _ | LV | 50 kVA :Pole Substation | 0.05 | --> | 0.05 | 0 | 0 | Constrained, otherwise capacity available =28 kVA | --> | 0.048 | 0 | 0.01 | 0.043 | 0 |  | --> | E17 ex BALLINROBE | Ballinrobe [T421,T422] | DALTON |  | 53.6557 | -9.1187
MV/LV Substation AK***695 |  | 20 kV | _ | LV | 50 kVA :Pole Substation | 0.05 | --> | 0.05 | 0 | 0 | Constrained, otherwise capacity available =40 kVA | --> | 0.048 | 0 | 0 | 0.049 | 0 |  | --> | E12 ex BALLINROBE | Ballinrobe [T421,T422] | DALTON |  | 53.6285 | -9.2177
MV/LV Substation LU***696 |  | 20 kV | _ | LV | 100 kVA :Pole Substation | 0.1 | --> | 0.1 | 0 | 0 | Constrained, otherwise capacity available =66 kVA | --> | 0.095 | 0 | 0.015 | 0 | 0 | Constrained, otherwise capacity available =88 kW | --> | C21 ex KNOCKAPHUNTA | Knockaphunta [T41,T42] | CASTLEBAR |  | 53.7606 | -9.3053
MV/LV Substation DO***702 |  | 20 kV | _ | LV | 50 kVA :Pole Substation | 0.05 | --> | 0.05 | 0 | 0 | Constrained, otherwise capacity available =48 kVA | --> | 0.048 | 0 | 0 | 0.048 | 0 |  | --> | E18 ex BALLINROBE | Ballinrobe [T421,T422] | DALTON |  | 53.6959 | -9.3079
MV/LV Substation CU***713 |  | 20 kV | _ | LV | 100 kVA :Pole Substation | 0.1 | --> | 0.1 | 0 | 0 | Constrained, otherwise capacity available =89 kVA | --> | 0.095 | 0 | 0 | 0.096 | 0 |  | --> | E18 ex BALLINROBE | Ballinrobe [T421,T422] | DALTON |  | 53.6665 | -9.3506
MV/LV Substation TU***724 |  | 20 kV | _ | LV | 50 kVA :Pole Substation | 0.05 | --> | 0.05 | 0 | 0 | Constrained, otherwise capacity available =35 kVA | --> | 0.048 | 0 | 0 | 0.05 | 0 |  | --> | E18 ex BALLINROBE | Ballinrobe [T421,T422] | DALTON |  | 53.6569 | -9.3653
MV/LV Substation MO***727 |  | 20 kV | _ | LV | 100 kVA :Pole Substation | 0.1 | --> | 0.1 | 0 | 0 | Constrained, otherwise capacity available =96 kVA | --> | 0.095 | 0 | 0 | 0.096 | 0 |  | --> | E18 ex BALLINROBE | Ballinrobe [T421,T422] | DALTON |  | 53.6549 | -9.3675
MV/LV Substation TE***728 |  | 20 kV | _ | LV | 50 kVA :Pole Substation | 0.05 | --> | 0.05 | 0 | 0 | Constrained, otherwise capacity available =46 kVA | --> | 0.048 | 0 | 0 | 0.048 | 0 |  | --> | E18 ex BALLINROBE | Ballinrobe [T421,T422] | DALTON |  | 53.6499 | -9.3633
MV/LV Substation AT***755X |  | 20 kV | _ | LV | 630 kVA :Kiosk Substation | 0.63 | --> | 0.63 | 0 | 0 | Constrained, otherwise capacity available =498 kVA | --> | 0.598 | 0 | 0.004 | 0.5 | 0 |  | --> | E12 ex BALLINROBE | Ballinrobe [T421,T422] | DALTON |  | 53.6257 | -9.2229
MV/LV Substation CA***768X |  | 20 kV | _ | LV | 50 kVA :Pole Substation | 0.05 | --> | 0.05 | 0 | 0 | Constrained, otherwise capacity available =47 kVA | --> | 0.048 | 0 | 0 | 0.048 | 0 |  | --> | E13 ex BALLINROBE | Ballinrobe [T421,T422] | DALTON |  | 53.7416 | -9.3056
MV/LV Substation KN***776X |  | 20 kV | _ | LV | 100 kVA :Pole Substation | 0.1 | --> | 0.1 | 0 | 0 | Constrained, otherwise capacity available =96 kVA | --> | 0.095 | 0 | 0.005 | 0.092 | 0 |  | --> | E14 ex BALLINROBE | Ballinrobe [T421,T422] | DALTON |  | 53.6547 | -9.2341
MV/LV Substation FI***778X |  | 20 kV | _ | LV | 50 kVA :Pole Substation | 0.05 | --> | 0.05 | 0 | 0 | Constrained, otherwise capacity available =5 kVA | --> | 0.048 | 0 | 0 | 0.053 | 0 |  | --> | E13 ex BALLINROBE | Ballinrobe [T421,T422] | DALTON |  | 53.6288 | -9.2331
MV/LV Substation CA***782X |  | 20 kV | _ | LV | 630 kVA :Kiosk Substation | 0.63 | --> | 0.63 | 0 | 0 | Constrained, otherwise capacity available =630 kVA | --> | 0.598 | 0 | 0 | 0.5 | 0 |  | --> | E18 ex BALLINROBE | Ballinrobe [T421,T422] | DALTON |  | 53.6363 | -9.2373
MV/LV Substation ME***803X |  | 20 kV | _ | LV | 50 kVA :Pole Substation | 0.05 | --> | 0.05 | 0 | 0 | Constrained, otherwise capacity available =30 kVA | --> | 0.048 | 0 | 0 | 0.05 | 0 |  | --> | E12 ex BALLINROBE | Ballinrobe [T421,T422] | DALTON |  | 53.625 | -9.2163
MV/LV Substation BA***804 |  | 20 kV | _ | LV | 50 kVA :Pole Substation | 0.05 | --> | 0.05 | 0 | 0 | Constrained, otherwise capacity available =45 kVA | --> | 0.048 | 0 | 0 | 0.048 | 0 |  | --> | E14 ex BALLINROBE | Ballinrobe [T421,T422] | DALTON |  | 53.7226 | -9.1745
MV/LV Substation BA***809X |  | 20 kV | _ | LV | 50 kVA :Pole Substation | 0.05 | --> | 0.05 | 0 | 0 | Constrained, otherwise capacity available =40 kVA | --> | 0.048 | 0 | 0.005 | 0.045 | 0 |  | --> | E12 ex BALLINROBE | Ballinrobe [T421,T422] | DALTON |  | 53.6179 | -9.2299
MV/LV Substation CA***820 |  | 20 kV | _ | LV | 50 kVA :Pole Substation | 0.05 | --> | 0.05 | 0 | 0 | Constrained, otherwise capacity available =41 kVA | --> | 0.048 | 0 | 0 | 0.049 | 0 |  | --> | E14 ex BALLINROBE | Ballinrobe [T421,T422] | DALTON |  | 53.737 | -9.1842
MV/LV Substation MO***827 |  | 20 kV | _ | LV | 50 kVA :Pole Substation | 0.05 | --> | 0.05 | 0 | 0 | Constrained, otherwise capacity available =38 kVA | --> | 0.048 | 0 | 0.009 | 0.042 | 0 |  | --> | E14 ex BALLINROBE | Ballinrobe [T421,T422] | DALTON |  | 53.7449 | -9.1757
MV/LV Substation BA***831 |  | 20 kV | _ | LV | 100 kVA :Pole Substation | 0.1 | --> | 0.1 | 0 | 0 | Constrained, otherwise capacity available =79 kVA | --> | 0.095 | 0 | 0 | 0.098 | 0 |  | --> | E12 ex BALLINROBE | Ballinrobe [T421,T422] | DALTON |  | 53.6278 | -9.2182
MV/LV Substation CA***832 |  | 20 kV | _ | LV | 100 kVA :Pole Substation | 0.1 | --> | 0.1 | 0 | 0 | Constrained, otherwise capacity available =90 kVA | --> | 0.095 | 0 | 0 | 0.096 | 0 |  | --> | E12 ex BALLINROBE | Ballinrobe [T421,T422] | DALTON |  | 53.626 | -9.2167
MV/LV Substation MO***832X |  | 20 kV | _ | LV | 50 kVA :Pole Substation | 0.05 | --> | 0.05 | 0 | 0 | Constrained, otherwise capacity available =33 kVA | --> | 0.048 | 0 | 0 | 0.05 | 0 |  | --> | E18 ex BALLINROBE | Ballinrobe [T421,T422] | DALTON |  | 53.6548 | -9.3677
MV/LV Substation RI***852X |  | 20 kV | _ | LV | 400 kVA :Kiosk Substation | 0.4 | --> | 0.4 | 0 | 0 | Constrained, otherwise capacity available =360 kVA | --> | 0.38 | 0 | 0 | 0.385 | 0 |  | --> | E12 ex BALLINROBE | Ballinrobe [T421,T422] | DALTON |  | 53.6202 | -9.2223
MV/LV Substation CL***870X |  | 20 kV | _ | LV | 100 kVA :Pole Substation | 0.1 | --> | 0.1 | 0 | 0 | Constrained, otherwise capacity available =100 kVA | --> | 0.095 | 0 | 0 | 0.095 | 0 |  | --> | E17 ex BALLINROBE | Ballinrobe [T421,T422] | DALTON |  | 53.647 | -9.154
MV/LV Substation TO***871X |  | 20 kV | _ | LV | 100 kVA :Pole Substation | 0.1 | --> | 0.1 | 0 | 0 | Constrained, otherwise capacity available =71 kVA | --> | 0.095 | 0 | 0 | 0.099 | 0 |  | --> | E11 ex BALLINROBE | Ballinrobe [T421,T422] | DALTON |  | 53.6135 | -9.2168
MV/LV Substation CO***872X |  | 20 kV | _ | LV | 400 kVA :Kiosk Substation | 0.4 | --> | 0.4 | 0 | 0 | Constrained, otherwise capacity available =371 kVA | --> | 0.38 | 0 | 0 | 0.384 | 0 |  | --> | E11 ex BALLINROBE | Ballinrobe [T421,T422] | DALTON |  | 53.6203 | -9.219
MV/LV Substation CL***891X |  | 20 kV | _ | LV | 50 kVA :Pole Substation | 0.05 | --> | 0.05 | 0 | 0 | Constrained, otherwise capacity available =48 kVA | --> | 0.048 | 0 | 0 | 0.048 | 0 |  | --> | E14 ex BALLINROBE | Ballinrobe [T421,T422] | DALTON |  | 53.6478 | -9.1976
MV/LV Substation NU***900X |  | 20 kV | _ | LV | 100 kVA :Pole Substation | 0.1 | --> | 0.1 | 0 | 0 | Constrained, otherwise capacity available =66 kVA | --> | 0.095 | 0 | 0 | 0.1 | 0 |  | --> | E11 ex BALLINROBE | Ballinrobe [T421,T422] | DALTON |  | 53.6249 | -9.2088
MV/LV Substation CH***913X |  | 20 kV | _ | LV | 630 kVA :Kiosk Substation | 0.63 | --> | 0.63 | 0 | 0 | Constrained, otherwise capacity available =574 kVA | --> | 0.598 | 0 | 0.006 | 0.5 | 0 |  | --> | E12 ex BALLINROBE | Ballinrobe [T421,T422] | DALTON |  | 53.6233 | -9.2205
MV/LV Substation MS***925X |  | 20 kV | _ | LV | 50 kVA :Pole Substation | 0.05 | --> | 0.05 | 0 | 0 | Constrained, otherwise capacity available =29 kVA | --> | 0.048 | 0 | 0 | 0.05 | 0 |  | --> | E17 ex BALLINROBE | Ballinrobe [T421,T422] | DALTON |  | 53.628 | -9.2076
MV/LV Substation LA***934X |  | 20 kV | _ | LV | 200 kVA :Kiosk Substation | 0.2 | --> | 0.2 | 0 | 0 | Constrained, otherwise capacity available =196 kVA | --> | 0.19 | 0 | 0 | 0.191 | 0 |  | --> | E13 ex BALLINROBE | Ballinrobe [T421,T422] | DALTON |  | 53.6312 | -9.2339
MV/LV Substation CA***938 |  | 20 kV | _ | LV | 200 kVA :Pole Substation | 0.2 | --> | 0.2 | 0 | 0 | Constrained, otherwise capacity available =127 kVA | --> | 0.19 | 0 | 0 | 0.2 | 0 |  | --> | E18 ex BALLINROBE | Ballinrobe [T421,T422] | DALTON |  | 53.6364 | -9.2361
MV/LV Substation KI***939 |  | 20 kV | _ | LV | 100 kVA :Pole Substation | 0.1 | --> | 0.1 | 0 | 0 | Constrained, otherwise capacity available =96 kVA | --> | 0.095 | 0 | 0.005 | 0.092 | 0 |  | --> | E11 ex BALLINROBE | Ballinrobe [T421,T422] | DALTON |  | 53.6094 | -9.2115
MV/LV Substation CA***941 |  | 20 kV | _ | LV | 50 kVA :Pole Substation | 0.05 | --> | 0.05 | 0.033 | 1.43 |  | --> | 0.048 | 0 | 0.02 | 0.035 | 0 |  | --> | E16 ex CONG | Cong [T421,T422] | CLOON |  | 53.6146 | -9.2314
MV/LV Substation WA***942X |  | 20 kV | _ | LV | 400 kVA :Kiosk Substation | 0.4 | --> | 0.4 | 0 | 0 | Constrained, otherwise capacity available =357 kVA | --> | 0.38 | 0 | 0 | 0.386 | 0 |  | --> | E12 ex BALLINROBE | Ballinrobe [T421,T422] | DALTON |  | 53.6267 | -9.2213
MV/LV Substation SA***948 |  | 20 kV | _ | LV | 200 kVA :Pole Substation | 0.2 | --> | 0.2 | 0 | 0 | Constrained, otherwise capacity available =177 kVA | --> | 0.19 | 0 | 0 | 0.193 | 0 |  | --> | E18 ex BALLINROBE | Ballinrobe [T421,T422] | DALTON |  | 53.6119 | -9.4438
MV/LV Substation BR***950 |  | 20 kV | _ | LV | 50 kVA :Pole Substation | 0.05 | --> | 0.05 | 0 | 0 | Constrained, otherwise capacity available =33 kVA | --> | 0.048 | 0 | 0 | 0.05 | 0 |  | --> | E14 ex BALLINROBE | Ballinrobe [T421,T422] | DALTON |  | 53.6811 | -9.216
MV/LV Substation BA***951 |  | 20 kV | _ | LV | 100 kVA :Pole Substation | 0.1 | --> | 0.1 | 0 | 0 | Constrained, otherwise capacity available =93 kVA | --> | 0.095 | 0 | 0 | 0.096 | 0 |  | --> | E14 ex BALLINROBE | Ballinrobe [T421,T422] | DALTON |  | 53.6863 | -9.1767
MV/LV Substation TO***951X |  | 20 kV | _ | LV | 50 kVA :Pole Substation | 0.05 | --> | 0.05 | 0 | 0 | Constrained, otherwise capacity available =49 kVA | --> | 0.048 | 0 | 0 | 0.048 | 0 |  | --> | E14 ex BALLINROBE | Ballinrobe [T421,T422] | DALTON |  | 53.6944 | -9.18
MV/LV Substation BA***953 |  | 20 kV | _ | LV | 50 kVA :Pole Substation | 0.05 | --> | 0.05 | 0 | 0 | Constrained, otherwise capacity available =18 kVA | --> | 0.048 | 0 | 0.005 | 0.048 | 0 |  | --> | E12 ex BALLINROBE | Ballinrobe [T421,T422] | DALTON |  | 53.6178 | -9.2282
MV/LV Substation GA***953X |  | 20 kV | _ | LV | 400 kVA :Kiosk Substation | 0.4 | --> | 0.4 | 0 | 0 | Constrained, otherwise capacity available =330 kVA | --> | 0.38 | 0 | 0 | 0.389 | 0 |  | --> | E12 ex BALLINROBE | Ballinrobe [T421,T422] | DALTON |  | 53.6229 | -9.2234
MV/LV Substation TO***957X |  | 20 kV | _ | LV | 100 kVA :Pole Substation | 0.1 | --> | 0.1 | 0 | 0 | Constrained, otherwise capacity available =84 kVA | --> | 0.095 | 0 | 0 | 0.097 | 0 |  | --> | E12 ex BALLINROBE | Ballinrobe [T421,T422] | DALTON |  | 53.6149 | -9.2226
MV/LV Substation KI***986 |  | 20 kV | _ | LV | 50 kVA :Pole Substation | 0.05 | --> | 0.05 | 0 | 0 | Constrained, otherwise capacity available =44 kVA | --> | 0.048 | 0 | 0 | 0.048 | 0 |  | --> | E13 ex BALLINROBE | Ballinrobe [T421,T422] | DALTON |  | 53.7275 | -9.2933
MV/LV Substation GO***988 |  | 20 kV | _ | LV | 50 kVA :Pole Substation | 0.05 | --> | 0.05 | 0 | 0 | Constrained, otherwise capacity available =46 kVA | --> | 0.048 | 0 | 0 | 0.048 | 0 |  | --> | E18 ex BALLINROBE | Ballinrobe [T421,T422] | DALTON |  | 53.6909 | -9.3417
MV/LV Substation MC***989X |  | 20 kV | _ | LV | 630 kVA :Building Structure | 0.63 | --> | 0.63 | 0 | 0 | Constrained, otherwise capacity available =627 kVA | --> | 0.598 | 0 | 0 | 0.5 | 0 |  | --> | E14 ex BALLINROBE | Ballinrobe [T421,T422] | DALTON |  | 53.7005 | -9.1555
MV/LV Substation TO***005X |  | 20 kV | _ | LV | 200 kVA :Pole Substation | 0.2 | --> | 0.2 | 0 | 0 | Constrained, otherwise capacity available =192 kVA | --> | 0.19 | 0 | 0 | 0.191 | 0 |  | --> | E17 ex INCH | Inch [T421,T422] | OUGHTRAGH |  | 52.2305 | -9.9248
MV/LV Substation LO***012X |  | 20 kV | _ | LV | 100 kVA :Pole Substation | 0.1 | --> | 0.1 | 0 | 0 | Constrained, otherwise capacity available =86 kVA | --> | 0.095 | 0 | 0.016 | 0.085 | 0 |  | --> | E17 ex INCH | Inch [T421,T422] | OUGHTRAGH |  | 52.2954 | -10.0305
MV/LV Substation IL***016 |  | 20 kV | _ | LV | 100 kVA :Pole Substation | 0.1 | --> | 0.1 | 0 | 0 | Constrained, otherwise capacity available =83 kVA | --> | 0.095 | 0 | 0 | 0.097 | 0 |  | --> | E17 ex INCH | Inch [T421,T422] | OUGHTRAGH |  | 52.2407 | -10.0037
MV/LV Substation KI***018 |  | 20 kV | _ | LV | 100 kVA :Pole Substation | 0.1 | --> | 0.1 | 0 | 0 | Constrained, otherwise capacity available =99 kVA | --> | 0.095 | 0 | 0 | 0.095 | 0 |  | --> | E17 ex INCH | Inch [T421,T422] | OUGHTRAGH |  | 52.3096 | -10.0136
MV/LV Substation AU***019 |  | 20 kV | _ | LV | 100 kVA :Pole Substation | 0.1 | --> | 0.1 | 0 | 0 | Constrained, otherwise capacity available =53 kVA | --> | 0.095 | 0 | 0.004 | 0.098 | 0 |  | --> | E18 ex INCH | Inch [T421,T422] | OUGHTRAGH |  | 52.1519 | -10.0472
MV/LV Substation CL***032 |  | 20 kV | _ | LV | 100 kVA :Pole Substation | 0.1 | --> | 0.1 | 0 | 0 | Constrained, otherwise capacity available =90 kVA | --> | 0.095 | 0 | 0 | 0.096 | 0 |  | --> | E17 ex INCH | Inch [T421,T422] | OUGHTRAGH |  | 52.2329 | -10.1836
MV/LV Substation AN***032X |  | 20 kV | _ | LV | 50 kVA :Pole Substation | 0.05 | --> | 0.05 | 0 | 0 | Constrained, otherwise capacity available =46 kVA | --> | 0.048 | 0 | 0 | 0.048 | 0 |  | --> | E18 ex INCH | Inch [T421,T422] | OUGHTRAGH |  | 52.1521 | -10.0576
MV/LV Substation HO***038 |  | 20 kV | _ | LV | 100 kVA :Pole Substation | 0.1 | --> | 0.1 | 0 | 0 | Constrained, otherwise capacity available =96 kVA | --> | 0.095 | 0 | 0 | 0.096 | 0 |  | --> | E16 ex INCH | Inch [T421,T422] | OUGHTRAGH |  | 52.1451 | -9.9906
MV/LV Substation CL***055 |  | 20 kV | _ | LV | 50 kVA :Pole Substation | 0.05 | --> | 0.05 | 0 | 0 | Constrained, otherwise capacity available =37 kVA | --> | 0.048 | 0 | 0.006 | 0.045 | 0 |  | --> | E17 ex INCH | Inch [T421,T422] | OUGHTRAGH |  | 52.2428 | -9.9989
MV/LV Substation EM***066 |  | 20 kV | _ | LV | 100 kVA :Pole Substation | 0.1 | --> | 0.1 | 0 | 0 | Constrained, otherwise capacity available =96 kVA | --> | 0.095 | 0 | 0 | 0.096 | 0 |  | --> | E16 ex DINGLE | Dingle [T421,T422] | OUGHTRAGH |  | 52.1406 | -10.1927
MV/LV Substation CA***076 |  | 20 kV | _ | LV | 100 kVA :Pole Substation | 0.1 | --> | 0.1 | 0 | 0 | Constrained, otherwise capacity available =93 kVA | --> | 0.095 | 0 | 0 | 0.096 | 0 |  | --> | E17 ex INCH | Inch [T421,T422] | OUGHTRAGH |  | 52.2326 | -9.9252
MV/LV Substation BA***080X |  | 20 kV | _ | LV | 100 kVA :Pole Substation | 0.1 | --> | 0.1 | 0 | 0 | Constrained, otherwise capacity available =98 kVA | --> | 0.095 | 0 | 0 | 0.095 | 0 |  | --> | E16 ex DINGLE | Dingle [T421,T422] | OUGHTRAGH |  | 52.1442 | -10.2163
MV/LV Substation TR***081X |  | 20 kV | _ | LV | 200 kVA :Pole Substation | 0.2 | --> | 0.2 | 0 | 0 | Constrained, otherwise capacity available =189 kVA | --> | 0.19 | 0 | 0 | 0.191 | 0 |  | --> | E17 ex INCH | Inch [T421,T422] | OUGHTRAGH |  | 52.2704 | -10.0269
MV/LV Substation AU***094 |  | 20 kV | _ | LV | 100 kVA :Pole Substation | 0.1 | --> | 0.1 | 0 | 0 | Constrained, otherwise capacity available =88 kVA | --> | 0.095 | 0 | 0 | 0.097 | 0 |  | --> | E17 ex INCH | Inch [T421,T422] | OUGHTRAGH |  | 52.2421 | -9.981
MV/LV Substation KI***102 |  | 20 kV | _ | LV | 100 kVA :Pole Substation | 0.1 | --> | 0.1 | 0 | 0 | Constrained, otherwise capacity available =100 kVA | --> | 0.095 | 0 | 0 | 0.095 | 0 |  | --> | E17 ex INCH | Inch [T421,T422] | OUGHTRAGH |  | 52.3131 | -10.0149
MV/LV Substation EM***104X |  | 20 kV | _ | LV | 50 kVA :Pole Substation | 0.05 | --> | 0.05 | 0 | 0 | Constrained, otherwise capacity available =49 kVA | --> | 0.048 | 0 | 0 | 0.048 | 0 |  | --> | E16 ex DINGLE | Dingle [T421,T422] | OUGHTRAGH |  | 52.142 | -10.1883
MV/LV Substation FA***107 |  | 20 kV | _ | LV | 100 kVA :Pole Substation | 0.1 | --> | 0.1 | 0 | 0 | Constrained, otherwise capacity available =77 kVA | --> | 0.095 | 0 | 0.021 | 0.082 | 0 |  | --> | E17 ex INCH | Inch [T421,T422] | OUGHTRAGH |  | 52.3036 | -10.0394
MV/LV Substation AU***108 |  | 20 kV | _ | LV | 200 kVA :Pole Substation | 0.2 | --> | 0.2 | 0 | 0 | Constrained, otherwise capacity available =154 kVA | --> | 0.19 | 0 | 0.015 | 0.185 | 0 |  | --> | E17 ex INCH | Inch [T421,T422] | OUGHTRAGH |  | 52.2351 | -9.9767
MV/LV Substation IN***108X |  | 20 kV | _ | LV | 100 kVA :Pole Substation | 0.1 | --> | 0.1 | 0 | 0 | Constrained, otherwise capacity available =78 kVA | --> | 0.095 | 0 | 0 | 0.098 | 0 |  | --> | E16 ex INCH | Inch [T421,T422] | OUGHTRAGH |  | 52.1433 | -9.9813
MV/LV Substation FL***109 |  | 20 kV | _ | LV | 50 kVA :Pole Substation | 0.05 | --> | 0.05 | 0 | 0 | Constrained, otherwise capacity available =50 kVA | --> | 0.048 | 0 | 0 | 0.048 | 0 |  | --> | E16 ex DINGLE | Dingle [T421,T422] | OUGHTRAGH |  | 52.1411 | -10.2168
MV/LV Substation SA***111 |  | 20 kV | _ | LV | 100 kVA :Pole Substation | 0.1 | --> | 0.1 | 0 | 0 | Constrained, otherwise capacity available =81 kVA | --> | 0.095 | 0 | 0 | 0.098 | 0 |  | --> | E17 ex INCH | Inch [T421,T422] | OUGHTRAGH |  | 52.2792 | -10.028
MV/LV Substation AU***112 |  | 20 kV | _ | LV | 50 kVA :Pole Substation | 0.05 | --> | 0.05 | 0 | 0 | Constrained, otherwise capacity available =41 kVA | --> | 0.048 | 0 | 0 | 0.049 | 0 |  | --> | E17 ex INCH | Inch [T421,T422] | OUGHTRAGH |  | 52.2386 | -9.9737
MV/LV Substation CA***115 |  | 20 kV | _ | LV | 200 kVA :Kiosk Substation | 0.2 | --> | 0.2 | 0 | 0 | Constrained, otherwise capacity available =105 kVA | --> | 0.19 | 0 | 0.038 | 0.174 | 0 |  | --> | E17 ex INCH | Inch [T421,T422] | OUGHTRAGH |  | 52.2556 | -10.0188
MV/LV Substation ST***125 |  | 20 kV | _ | LV | 50 kVA :Pole Substation | 0.05 | --> | 0.05 | 0 | 0 | Constrained, otherwise capacity available =21 kVA | --> | 0.048 | 0 | 0 | 0.051 | 0 |  | --> | E17 ex INCH | Inch [T421,T422] | OUGHTRAGH |  | 52.2407 | -10.0621
MV/LV Substation KE***130 |  | 20 kV | _ | LV | 50 kVA :Pole Substation | 0.05 | --> | 0.05 | 0 | 0 | Constrained, otherwise capacity available =48 kVA | --> | 0.048 | 0 | 0 | 0.048 | 0 |  | --> | E17 ex INCH | Inch [T421,T422] | OUGHTRAGH |  | 52.2406 | -10.0063
MV/LV Substation AN***130X |  | 20 kV | _ | LV | 100 kVA :Pole Substation | 0.1 | --> | 0.1 | 0 | 0 | Constrained, otherwise capacity available =75 kVA | --> | 0.095 | 0 | 0.006 | 0.094 | 0 |  | --> | E18 ex INCH | Inch [T421,T422] | OUGHTRAGH |  | 52.152 | -10.0608
MV/LV Substation CA***134X |  | 20 kV | _ | LV | 200 kVA :Kiosk Substation | 0.2 | --> | 0.2 | 0 | 0 | Constrained, otherwise capacity available =174 kVA | --> | 0.19 | 0 | 0.01 | 0.186 | 0 |  | --> | E17 ex INCH | Inch [T421,T422] | OUGHTRAGH |  | 52.2566 | -10.0185
MV/LV Substation GA***139 |  | 20 kV | _ | LV | 50 kVA :Pole Substation | 0.05 | --> | 0.05 | 0 | 0 | Constrained, otherwise capacity available =33 kVA | --> | 0.048 | 0 | 0.005 | 0.046 | 0 |  | --> | E16 ex DINGLE | Dingle [T421,T422] | OUGHTRAGH |  | 52.1445 | -10.145
MV/LV Substation GR***142 |  | 20 kV | _ | LV | 400 kVA :Building Structure | 0.4 | --> | 0.4 | 0 | 0 | Constrained, otherwise capacity available =312 kVA | --> | 0.38 | 0 | 0.05 | 0.355 | 0 |  | --> | E16 ex DINGLE | Dingle [T421,T422] | OUGHTRAGH |  | 52.134 | -10.1473
MV/LV Substation GR***146X |  | 20 kV | _ | LV | 50 kVA :Pole Substation | 0.05 | --> | 0.05 | 0 | 0 | Constrained, otherwise capacity available =31 kVA | --> | 0.048 | 0 | 0 | 0.05 | 0 |  | --> | E16 ex DINGLE | Dingle [T421,T422] | OUGHTRAGH |  | 52.1426 | -10.1429
MV/LV Substation C ***151X |  | 20 kV | _ | LV | 100 kVA :Pole Substation | 0.1 | --> | 0.1 | 0 | 0 | Constrained, otherwise capacity available =94 kVA | --> | 0.095 | 0 | 0.005 | 0.092 | 0 |  | --> | E17 ex INCH | Inch [T421,T422] | OUGHTRAGH |  | 52.2545 | -10.018
MV/LV Substation GA***158 |  | 20 kV | _ | LV | 200 kVA :Pole Substation | 0.2 | --> | 0.2 | 0 | 0 | Constrained, otherwise capacity available =199 kVA | --> | 0.19 | 0 | 0 | 0.19 | 0 |  | --> | E16 ex DINGLE | Dingle [T421,T422] | OUGHTRAGH |  | 52.1501 | -10.2276
MV/LV Substation ST***158X |  | 20 kV | _ | LV | 200 kVA :Kiosk Substation | 0.2 | --> | 0.2 | 0 | 0 | Constrained, otherwise capacity available =175 kVA | --> | 0.19 | 0 | 0.006 | 0.189 | 0 |  | --> | E17 ex INCH | Inch [T421,T422] | OUGHTRAGH |  | 52.2509 | -10.0223
MV/LV Substation CO***160X |  | 20 kV | _ | LV | 100 kVA :Pole Substation | 0.1 | --> | 0.1 | 0 | 0 | Constrained, otherwise capacity available =89 kVA | --> | 0.095 | 0 | 0 | 0.096 | 0 |  | --> | E17 ex INCH | Inch [T421,T422] | OUGHTRAGH |  | 52.2815 | -10.0282
MV/LV Substation AR***168X |  | 20 kV | _ | LV | 100 kVA :Pole Substation | 0.1 | --> | 0.1 | 0 | 0 | Constrained, otherwise capacity available =98 kVA | --> | 0.095 | 0 | 0 | 0.095 | 0 |  | --> | E16 ex DINGLE | Dingle [T421,T422] | OUGHTRAGH |  | 52.1317 | -10.1634
MV/LV Substation LI***179X |  | 20 kV | _ | LV | 50 kVA :Pole Substation | 0.05 | --> | 0.05 | 0 | 0 | Constrained, otherwise capacity available =41 kVA | --> | 0.048 | 0 | 0 | 0.049 | 0 |  | --> | E17 ex INCH | Inch [T421,T422] | OUGHTRAGH |  | 52.2674 | -10.164
MV/LV Substation CL***183X |  | 20 kV | _ | LV | 50 kVA :Pole Substation | 0.05 | --> | 0.05 | 0 | 0 | Constrained, otherwise capacity available =45 kVA | --> | 0.048 | 0 | 0 | 0.048 | 0 |  | --> | E18 ex INCH | Inch [T421,T422] | OUGHTRAGH |  | 52.1527 | -10.0557
MV/LV Substation FL***188X |  | 20 kV | _ | LV | 50 kVA :Pole Substation | 0.05 | --> | 0.05 | 0 | 0 | Constrained, otherwise capacity available =48 kVA | --> | 0.048 | 0 | 0 | 0.048 | 0 |  | --> | E16 ex DINGLE | Dingle [T421,T422] | OUGHTRAGH |  | 52.1417 | -10.2173
MV/LV Substation TE***189X |  | 20 kV | _ | LV | 50 kVA :Pole Substation | 0.05 | --> | 0.05 | 0 | 0 | Constrained, otherwise capacity available =50 kVA | --> | 0.048 | 0 | 0 | 0.048 | 0 |  | --> | E17 ex INCH | Inch [T421,T422] | OUGHTRAGH |  | 52.2572 | -10.1711
MV/LV Substation AN***192X |  | 20 kV | _ | LV | 50 kVA :Pole Substation | 0.05 | --> | 0.05 | 0 | 0 | Constrained, otherwise capacity available =44 kVA | --> | 0.048 | 0 | 0 | 0.048 | 0 |  | --> | E16 ex INCH | Inch [T421,T422] | OUGHTRAGH |  | 52.1485 | -9.9618
MV/LV Substation MA***196X |  | 20 kV | _ | LV | 100 kVA :Pole Substation | 0.1 | --> | 0.1 | 0 | 0 | Constrained, otherwise capacity available =94 kVA | --> | 0.095 | 0 | 0 | 0.096 | 0 |  | --> | E17 ex INCH | Inch [T421,T422] | OUGHTRAGH |  | 52.2831 | -10.0283
MV/LV Substation GO***198X |  | 20 kV | _ | LV | 50 kVA :Pole Substation | 0.05 | --> | 0.05 | 0 | 0 | Constrained, otherwise capacity available =42 kVA | --> | 0.048 | 0 | 0 | 0.049 | 0 |  | --> | E18 ex INCH | Inch [T421,T422] | OUGHTRAGH |  | 52.169 | -10.0085
MV/LV Substation CO***200X |  | 20 kV | _ | LV | 100 kVA :Pole Substation | 0.1 | --> | 0.1 | 0 | 0 | Constrained, otherwise capacity available =97 kVA | --> | 0.095 | 0 | 0 | 0.095 | 0 |  | --> | E17 ex INCH | Inch [T421,T422] | OUGHTRAGH |  | 52.249 | -10.0164
MV/LV Substation BO***4013 |  | 20 kV | _ | LV | 50 kVA :Pole Substation | 0.05 | --> | 0.05 | 0 | 0 | Constrained, otherwise capacity available =48 kVA | --> | 0.048 | 0 | 0.007 | 0.042 | 0 |  | --> | E17 ex INCH | Inch [T421,T422] | OUGHTRAGH |  | 52.2281 | -10.1772
MV/LV Substation GA***4028 |  | 20 kV | _ | LV | 50 kVA :Pole Substation | 0.05 | --> | 0.05 | 0 | 0 | Constrained, otherwise capacity available =49 kVA | --> | 0.048 | 0 | 0 | 0.048 | 0 |  | --> | E16 ex DINGLE | Dingle [T421,T422] | OUGHTRAGH |  | 52.1434 | -10.1383
MV/LV Substation GR***4043 |  | 20 kV | _ | LV | 50 kVA :Pole Substation | 0.05 | --> | 0.05 | 0 | 0 | Constrained, otherwise capacity available =48 kVA | --> | 0.048 | 0 | 0 | 0.048 | 0 |  | --> | E16 ex DINGLE | Dingle [T421,T422] | OUGHTRAGH |  | 52.1442 | -10.1529
MV/LV Substation LO***4050 |  | 20 kV | _ | LV | 100 kVA :Pole Substation | 0.1 | --> | 0.1 | 0 | 0 | Constrained, otherwise capacity available =100 kVA | --> | 0.095 | 0 | 0 | 0.095 | 0 |  | --> | E18 ex INCH | Inch [T421,T422] | OUGHTRAGH |  | 52.1777 | -9.9926
MV/LV Substation MO***4070 |  | 20 kV | _ | LV | 100 kVA :Pole Substation | 0.1 | --> | 0.1 | 0 | 0 | Constrained, otherwise capacity available =93 kVA | --> | 0.095 | 0 | 0 | 0.096 | 0 |  | --> | E18 ex INCH | Inch [T421,T422] | OUGHTRAGH |  | 52.149 | -10.1017
MV/LV Substation ST***482 |  | 20 kV | _ | LV | 100 kVA :Pole Substation | 0.1 | --> | 0.1 | 0 | 0 | Constrained, otherwise capacity available =66 kVA | --> | 0.095 | 0 | 0.005 | 0.096 | 0 |  | --> | E17 ex INCH | Inch [T421,T422] | OUGHTRAGH |  | 52.2443 | -10.0648
MV/LV Substation AU***507 |  | 20 kV | _ | LV | 200 kVA :Pole Substation | 0.2 | --> | 0.2 | 0 | 0 | Constrained, otherwise capacity available =151 kVA | --> | 0.19 | 0 | 0.01 | 0.189 | 0 |  | --> | E18 ex INCH | Inch [T421,T422] | OUGHTRAGH |  | 52.153 | -10.0512
MV/LV Substation FA***508 |  | 20 kV | _ | LV | 50 kVA :Pole Substation | 0.05 | --> | 0.05 | 0 | 0 | Constrained, otherwise capacity available =44 kVA | --> | 0.048 | 0 | 0 | 0.048 | 0 |  | --> | E18 ex INCH | Inch [T421,T422] | OUGHTRAGH |  | 52.1493 | -10.0859
MV/LV Substation AU***520 |  | 20 kV | _ | LV | 50 kVA :Pole Substation | 0.05 | --> | 0.05 | 0 | 0 | Constrained, otherwise capacity available =42 kVA | --> | 0.048 | 0 | 0.005 | 0.045 | 0 |  | --> | E17 ex INCH | Inch [T421,T422] | OUGHTRAGH |  | 52.2355 | -9.983
MV/LV Substation SC***526 |  | 20 kV | _ | LV | 200 kVA :Pole Substation | 0.2 | --> | 0.2 | 0 | 0 | Constrained, otherwise capacity available =189 kVA | --> | 0.19 | 0 | 0 | 0.192 | 0 |  | --> | E17 ex INCH | Inch [T421,T422] | OUGHTRAGH |  | 52.309 | -10.0369
MV/LV Substation AU***561 |  | 20 kV | _ | LV | 100 kVA :Pole Substation | 0.1 | --> | 0.1 | 0 | 0 | Constrained, otherwise capacity available =99 kVA | --> | 0.095 | 0 | 0 | 0.095 | 0 |  | --> | E18 ex INCH | Inch [T421,T422] | OUGHTRAGH |  | 52.163 | -10.0355
MV/LV Substation HA***563 |  | 20 kV | _ | LV | 50 kVA :Pole Substation | 0.05 | --> | 0.05 | 0 | 0 | Constrained, otherwise capacity available =45 kVA | --> | 0.048 | 0 | 0 | 0.048 | 0 |  | --> | E18 ex INCH | Inch [T421,T422] | OUGHTRAGH |  | 52.1544 | -10.0469
MV/LV Substation CU***571 |  | 20 kV | _ | LV | 50 kVA :Pole Substation | 0.05 | --> | 0.05 | 0 | 0 | Constrained, otherwise capacity available =22 kVA | --> | 0.048 | 0 | 0 | 0.051 | 0 |  | --> | E17 ex INCH | Inch [T421,T422] | OUGHTRAGH |  | 52.2238 | -9.9044
MV/LV Substation BA***591 |  | 20 kV | _ | LV | 50 kVA :Pole Substation | 0.05 | --> | 0.05 | 0 | 0 | Constrained, otherwise capacity available =47 kVA | --> | 0.048 | 0 | 0.006 | 0.044 | 0 |  | --> | E16 ex DINGLE | Dingle [T421,T422] | OUGHTRAGH |  | 52.1531 | -10.2014
MV/LV Substation CA***790 |  | 20 kV | _ | LV | 200 kVA :Pole Substation | 0.2 | --> | 0.2 | 0 | 0 | Constrained, otherwise capacity available =137 kVA | --> | 0.19 | 0 | 0.013 | 0.189 | 0 |  | --> | E17 ex INCH | Inch [T421,T422] | OUGHTRAGH |  | 52.2213 | -9.9082
MV/LV Substation CA***791 |  | 20 kV | _ | LV | 100 kVA :Pole Substation | 0.1 | --> | 0.1 | 0 | 0 | Constrained, otherwise capacity available =78 kVA | --> | 0.095 | 0 | 0.005 | 0.094 | 0 |  | --> | E17 ex INCH | Inch [T421,T422] | OUGHTRAGH |  | 52.224 | -9.9119
MV/LV Substation CA***794 |  | 20 kV | _ | LV | 50 kVA :Pole Substation | 0.05 | --> | 0.05 | 0 | 0 | Constrained, otherwise capacity available =41 kVA | --> | 0.048 | 0 | 0.017 | 0.036 | 0 |  | --> | E17 ex INCH | Inch [T421,T422] | OUGHTRAGH |  | 52.2254 | -9.9284
MV/LV Substation CA***805 |  | 20 kV | _ | LV | 200 kVA :Pole Substation | 0.2 | --> | 0.2 | 0 | 0 | Constrained, otherwise capacity available =157 kVA | --> | 0.19 | 0 | 0.006 | 0.191 | 0 |  | --> | E17 ex INCH | Inch [T421,T422] | OUGHTRAGH |  | 52.2535 | -10.0204
MV/LV Substation CA***807 |  | 20 kV | _ | LV | 200 kVA :Pole Substation | 0.2 | --> | 0.2 | 0 | 0 | Constrained, otherwise capacity available =169 kVA | --> | 0.19 | 0 | 0.005 | 0.19 | 0 |  | --> | E17 ex INCH | Inch [T421,T422] | OUGHTRAGH |  | 52.2558 | -10.0242
MV/LV Substation CA***813 |  | 20 kV | _ | LV | 100 kVA :Pole Substation | 0.1 | --> | 0.1 | 0 | 0 | Constrained, otherwise capacity available =90 kVA | --> | 0.095 | 0 | 0.005 | 0.093 | 0 |  | --> | E17 ex INCH | Inch [T421,T422] | OUGHTRAGH |  | 52.3033 | -10.0286
MV/LV Substation BA***819 |  | 20 kV | _ | LV | 50 kVA :Pole Substation | 0.05 | --> | 0.05 | 0 | 0 | Constrained, otherwise capacity available =40 kVA | --> | 0.048 | 0 | 0 | 0.049 | 0 |  | --> | E17 ex INCH | Inch [T421,T422] | OUGHTRAGH |  | 52.2512 | -10.0357
MV/LV Substation CL***849 |  | 20 kV | _ | LV | 100 kVA :Pole Substation | 0.1 | --> | 0.1 | 0 | 0 | Constrained, otherwise capacity available =59 kVA | --> | 0.095 | 0 | 0.013 | 0.091 | 0 |  | --> | E17 ex INCH | Inch [T421,T422] | OUGHTRAGH |  | 52.2357 | -10.1821
MV/LV Substation LI***860 |  | 20 kV | _ | LV | 200 kVA :Pole Substation | 0.2 | --> | 0.2 | 0 | 0 | Constrained, otherwise capacity available =178 kVA | --> | 0.19 | 0 | 0 | 0.193 | 0 |  | --> | E17 ex INCH | Inch [T421,T422] | OUGHTRAGH |  | 52.269 | -10.1615
MV/LV Substation IN***881 |  | 20 kV | _ | LV | 100 kVA :Pole Substation | 0.1 | --> | 0.1 | 0 | 0 | Constrained, otherwise capacity available =68 kVA | --> | 0.095 | 0 | 0.063 | 0.053 | 0 |  | --> | E16 ex INCH | Inch [T421,T422] | OUGHTRAGH |  | 52.1444 | -9.9821
MV/LV Substation AU***900 |  | 20 kV | _ | LV | 200 kVA :Pole Substation | 0.2 | --> | 0.2 | 0 | 0 | Constrained, otherwise capacity available =110 kVA | --> | 0.19 | 0 | 0.026 | 0.183 | 0 |  | --> | E18 ex INCH | Inch [T421,T422] | OUGHTRAGH |  | 52.1516 | -10.0552
MV/LV Substation GA***921 |  | 20 kV | _ | LV | 200 kVA :Pole Substation | 0.2 | --> | 0.2 | 0 | 0 | Constrained, otherwise capacity available =179 kVA | --> | 0.19 | 0 | 0 | 0.193 | 0 |  | --> | E16 ex DINGLE | Dingle [T421,T422] | OUGHTRAGH |  | 52.1452 | -10.1355
MV/LV Substation DE***933 |  | 20 kV | _ | LV | 400 kVA :Kiosk Substation | 0.4 | --> | 0.4 | 0 | 0 | Constrained, otherwise capacity available =366 kVA | --> | 0.38 | 0 | 0.01 | 0.377 | 0 |  | --> | E16 ex DINGLE | Dingle [T421,T422] | OUGHTRAGH |  | 52.1427 | -10.1574
MV/LV Substation CA***986 |  | 20 kV | _ | LV | 100 kVA :Pole Substation | 0.1 | --> | 0.1 | 0 | 0 | Constrained, otherwise capacity available =94 kVA | --> | 0.095 | 0 | 0 | 0.096 | 0 |  | --> | E17 ex INCH | Inch [T421,T422] | OUGHTRAGH |  | 52.2321 | -9.9294
MV/LV Substation LA***001 |  | 20 kV | _ | LV | 200 kVA :Kiosk Substation | 0.2 | --> | 0.2 | 0 | 0 | Constrained, otherwise capacity available =98 kVA | --> | 0.19 | 0 | 0.011 | 0.195 | 0 |  | --> | E16 ex MILLTOWN (SR) | Milltown (sr) [T421,T422] | OUGHTRAGH |  | 52.105 | -9.7873
MV/LV Substation FA***002 |  | 20 kV | _ | LV | 200 kVA :Pole Substation | 0.2 | --> | 0.2 | 0 | 0 | Constrained, otherwise capacity available =136 kVA | --> | 0.19 | 0 | 0.007 | 0.193 | 0 |  | --> | E16 ex MILLTOWN (SR) | Milltown (sr) [T421,T422] | OUGHTRAGH |  | 52.1001 | -9.7874
MV/LV Substation LA***003 |  | 20 kV | _ | LV | 630 kVA :Kiosk Substation | 0.63 | --> | 0.63 | 0 | 0 | Constrained, otherwise capacity available =419 kVA | --> | 0.598 | 0 | 0.014 | 0.5 | 0 |  | --> | E16 ex MILLTOWN (SR) | Milltown (sr) [T421,T422] | OUGHTRAGH |  | 52.1059 | -9.7849
MV/LV Substation EL***004 |  | 20 kV | _ | LV | 630 kVA :Kiosk Substation | 0.63 | --> | 0.63 | 0 | 0 | Constrained, otherwise capacity available =354 kVA | --> | 0.598 | 0 | 0.021 | 0.5 | 0 |  | --> | E16 ex MILLTOWN (SR) | Milltown (sr) [T421,T422] | OUGHTRAGH |  | 52.1069 | -9.7889
MV/LV Substation MI***005 |  | 20 kV | _ | LV | 50 kVA :Pole Substation | 0.05 | --> | 0.05 | 0 | 0 | Constrained, otherwise capacity available =11 kVA | --> | 0.048 | 0 | 0.007 | 0.047 | 0 |  | --> | E16 ex MILLTOWN (SR) | Milltown (sr) [T421,T422] | OUGHTRAGH |  | 52.1078 | -9.7786
MV/LV Substation BR***006 |  | 20 kV | _ | LV | 200 kVA :Pole Substation | 0.2 | --> | 0.2 | 0 | 0 | Constrained, otherwise capacity available =142 kVA | --> | 0.19 | 0 | 0 | 0.198 | 0 |  | --> | E16 ex MILLTOWN (SR) | Milltown (sr) [T421,T422] | OUGHTRAGH |  | 52.106 | -9.7811
MV/LV Substation DE***015 |  | 20 kV | _ | LV | 630 kVA :Kiosk Substation | 0.63 | --> | 0.63 | 0 | 0 | Constrained, otherwise capacity available =416 kVA | --> | 0.598 | 0 | 0.023 | 0.5 | 0 |  | --> | E16 ex MILLTOWN (SR) | Milltown (sr) [T421,T422] | OUGHTRAGH |  | 52.1457 | -9.7185
MV/LV Substation MU***017 |  | 20 kV | _ | LV | 50 kVA :Pole Substation | 0.05 | --> | 0.05 | 0 | 0 | Constrained, otherwise capacity available =43 kVA | --> | 0.048 | 0 | 0 | 0.048 | 0 |  | --> | E12 ex MILLTOWN (SR) | Milltown (sr) [T421,T422] | OUGHTRAGH |  | 52.0842 | -9.837
MV/LV Substation DU***018 |  | 20 kV | _ | LV | 50 kVA :Pole Substation | 0.05 | --> | 0.05 | 0 | 0 | Constrained, otherwise capacity available =48 kVA | --> | 0.048 | 0 | 0 | 0.048 | 0 |  | --> | E16 ex MILLTOWN (SR) | Milltown (sr) [T421,T422] | OUGHTRAGH |  | 52.1021 | -9.7696
MV/LV Substation IV***020 |  | 20 kV | _ | LV | 400 kVA :Kiosk Substation | 0.4 | --> | 0.4 | 0 | 0 | Constrained, otherwise capacity available =313 kVA | --> | 0.38 | 0 | 0.006 | 0.387 | 0 |  | --> | E16 ex MILLTOWN (SR) | Milltown (sr) [T421,T422] | OUGHTRAGH |  | 52.1046 | -9.7892
MV/LV Substation GL***021 |  | 20 kV | _ | LV | 50 kVA :Pole Substation | 0.05 | --> | 0.05 | 0 | 0 | Constrained, otherwise capacity available =44 kVA | --> | 0.048 | 0 | 0 | 0.048 | 0 |  | --> | E12 ex MILLTOWN (SR) | Milltown (sr) [T421,T422] | OUGHTRAGH |  | 52.0686 | -9.8432
MV/LV Substation AN***024 |  | 20 kV | _ | LV | 50 kVA :Pole Substation | 0.05 | --> | 0.05 | 0 | 0 | Constrained, otherwise capacity available =48 kVA | --> | 0.048 | 0 | 0.006 | 0.043 | 0 |  | --> | E16 ex MILLTOWN (SR) | Milltown (sr) [T421,T422] | OUGHTRAGH |  | 52.1023 | -9.7571
MV/LV Substation BA***042 |  | 20 kV | _ | LV | 200 kVA :Pole Substation | 0.2 | --> | 0.2 | 0 | 0 | Constrained, otherwise capacity available =149 kVA | --> | 0.19 | 0 | 0.016 | 0.185 | 0 |  | --> | E18 ex MILLTOWN (SR) | Milltown (sr) [T421,T422] | OUGHTRAGH |  | 52.1415 | -9.7071
MV/LV Substation CR***084 |  | 20 kV | _ | LV | 100 kVA :Pole Substation | 0.1 | --> | 0.1 | 0 | 0 | Constrained, otherwise capacity available =57 kVA | --> | 0.095 | 0 | 0 | 0.101 | 0 |  | --> | E21 ex MILLTOWN (SR) | Milltown (sr) [T421,T422] | OUGHTRAGH |  | 52.0868 | -9.6024
MV/LV Substation GO***138 |  | 20 kV | _ | LV | 50 kVA :Pole Substation | 0.05 | --> | 0.05 | 0 | 0 | Constrained, otherwise capacity available =35 kVA | --> | 0.048 | 0 | 0 | 0.05 | 0 |  | --> | E11 ex MILLTOWN (SR) | Milltown (sr) [T421,T422] | OUGHTRAGH |  | 52.1713 | -9.8423
MV/LV Substation OU***139 |  | 20 kV | _ | LV | 100 kVA :Pole Substation | 0.1 | --> | 0.1 | 0 | 0 | Constrained, otherwise capacity available =95 kVA | --> | 0.095 | 0 | 0.011 | 0.088 | 0 |  | --> | E12 ex MILLTOWN (SR) | Milltown (sr) [T421,T422] | OUGHTRAGH |  | 52.0469 | -9.8533
MV/LV Substation KN***144 |  | 20 kV | _ | LV | 50 kVA :Pole Substation | 0.05 | --> | 0.05 | 0 | 0 | Constrained, otherwise capacity available =48 kVA | --> | 0.048 | 0 | 0 | 0.048 | 0 |  | --> | E16 ex MILLTOWN (SR) | Milltown (sr) [T421,T422] | OUGHTRAGH |  | 52.1417 | -9.7198
MV/LV Substation BA***165 |  | 20 kV | _ | LV | 50 kVA :Pole Substation | 0.05 | --> | 0.05 | 0 | 0 | Constrained, otherwise capacity available =50 kVA | --> | 0.048 | 0 | 0 | 0.048 | 0 |  | --> | E16 ex MILLTOWN (SR) | Milltown (sr) [T421,T422] | OUGHTRAGH |  | 52.1131 | -9.7557
MV/LV Substation LI***182 |  | 20 kV | _ | LV | 50 kVA :Pole Substation | 0.05 | --> | 0.05 | 0 | 0 | Constrained, otherwise capacity available =50 kVA | --> | 0.048 | 0 | 0 | 0.048 | 0 |  | --> | E21 ex MILLTOWN (SR) | Milltown (sr) [T421,T422] | OUGHTRAGH |  | 52.1138 | -9.6759
MV/LV Substation AD***187 |  | 20 kV | _ | LV | 200 kVA :Pole Substation | 0.2 | --> | 0.2 | 0 | 0 | Constrained, otherwise capacity available =178 kVA | --> | 0.19 | 0 | 0.011 | 0.185 | 0 |  | --> | E16 ex MILLTOWN (SR) | Milltown (sr) [T421,T422] | OUGHTRAGH |  | 52.101 | -9.7867
MV/LV Substation FA***198 |  | 20 kV | _ | LV | 50 kVA :Pole Substation | 0.05 | --> | 0.05 | 0 | 0 | Constrained, otherwise capacity available =41 kVA | --> | 0.048 | 0 | 0 | 0.049 | 0 |  | --> | E21 ex MILLTOWN (SR) | Milltown (sr) [T421,T422] | OUGHTRAGH |  | 52.1048 | -9.6375
MV/LV Substation RA***205 |  | 20 kV | _ | LV | 630 kVA :Kiosk Substation | 0.63 | --> | 0.63 | 0 | 0 | Constrained, otherwise capacity available =590 kVA | --> | 0.598 | 0 | 0 | 0.5 | 0 |  | --> | E12 ex MILLTOWN (SR) | Milltown (sr) [T421,T422] | OUGHTRAGH |  | 52.0847 | -9.8131
MV/LV Substation CA***227 |  | 20 kV | _ | LV | 100 kVA :Pole Substation | 0.1 | --> | 0.1 | 0 | 0 | Constrained, otherwise capacity available =98 kVA | --> | 0.095 | 0 | 0 | 0.095 | 0 |  | --> | E11 ex MILLTOWN (SR) | Milltown (sr) [T421,T422] | OUGHTRAGH |  | 52.1661 | -9.7062
MV/LV Substation AR***250 |  | 20 kV | _ | LV | 50 kVA :Pole Substation | 0.05 | --> | 0.05 | 0 | 0 | Constrained, otherwise capacity available =50 kVA | --> | 0.048 | 0 | 0 | 0.048 | 0 |  | --> | E11 ex MILLTOWN (SR) | Milltown (sr) [T421,T422] | OUGHTRAGH |  | 52.1748 | -9.7375
MV/LV Substation GO***251 |  | 20 kV | _ | LV | 50 kVA :Pole Substation | 0.05 | --> | 0.05 | 0 | 0 | Constrained, otherwise capacity available =45 kVA | --> | 0.048 | 0 | 0 | 0.048 | 0 |  | --> | E18 ex MILLTOWN (SR) | Milltown (sr) [T421,T422] | OUGHTRAGH |  | 52.1696 | -9.6093
MV/LV Substation GO***254 |  | 20 kV | _ | LV | 100 kVA :Pole Substation | 0.1 | --> | 0.1 | 0 | 0 | Constrained, otherwise capacity available =88 kVA | --> | 0.095 | 0 | 0.005 | 0.093 | 0 |  | --> | E11 ex MILLTOWN (SR) | Milltown (sr) [T421,T422] | OUGHTRAGH |  | 52.1739 | -9.7737
MV/LV Substation BA***264 |  | 20 kV | _ | LV | 100 kVA :Pole Substation | 0.1 | --> | 0.1 | 0 | 0 | Constrained, otherwise capacity available =81 kVA | --> | 0.095 | 0 | 0 | 0.098 | 0 |  | --> | E11 ex MILLTOWN (SR) | Milltown (sr) [T421,T422] | OUGHTRAGH |  | 52.1626 | -9.8454
MV/LV Substation IN***266 |  | 20 kV | _ | LV | 630 kVA :Kiosk Substation | 0.63 | --> | 0.63 | 0 | 0 | Constrained, otherwise capacity available =591 kVA | --> | 0.598 | 0 | 0.006 | 0.5 | 0 |  | --> | E16 ex MILLTOWN (SR) | Milltown (sr) [T421,T422] | OUGHTRAGH |  | 52.1061 | -9.7961
MV/LV Substation MI***267 |  | 20 kV | _ | LV | 100 kVA :Pole Substation | 0.1 | --> | 0.1 | 0 | 0 | Constrained, otherwise capacity available =94 kVA | --> | 0.095 | 0 | 0 | 0.096 | 0 |  | --> | E12 ex MILLTOWN (SR) | Milltown (sr) [T421,T422] | OUGHTRAGH |  | 52.0974 | -9.8276
MV/LV Substation KI***274 |  | 20 kV | _ | LV | 100 kVA :Pole Substation | 0.1 | --> | 0.1 | 0 | 0 | Constrained, otherwise capacity available =93 kVA | --> | 0.095 | 0 | 0.006 | 0.091 | 0 |  | --> | E18 ex MILLTOWN (SR) | Milltown (sr) [T421,T422] | OUGHTRAGH |  | 52.1705 | -9.5931
MV/LV Substation GL***285 |  | 20 kV | _ | LV | 200 kVA :Pole Substation | 0.2 | --> | 0.2 | 0 | 0 | Constrained, otherwise capacity available =195 kVA | --> | 0.19 | 0 | 0 | 0.191 | 0 |  | --> | E12 ex MILLTOWN (SR) | Milltown (sr) [T421,T422] | OUGHTRAGH |  | 52.0835 | -9.8481
MV/LV Substation LA***289 |  | 20 kV | _ | LV | 50 kVA :Pole Substation | 0.05 | --> | 0.05 | 0 | 0 | Constrained, otherwise capacity available =17 kVA | --> | 0.048 | 0 | 0.005 | 0.048 | 0 |  | --> | E16 ex MILLTOWN (SR) | Milltown (sr) [T421,T422] | OUGHTRAGH |  | 52.1023 | -9.8008
MV/LV Substation KP***291 |  | 20 kV | _ | LV | 50 kVA :Pole Substation | 0.05 | --> | 0.05 | 0 | 0 | Constrained, otherwise capacity available =50 kVA | --> | 0.048 | 0 | 0 | 0.048 | 0 |  | --> | E12 ex MILLTOWN (SR) | Milltown (sr) [T421,T422] | OUGHTRAGH |  | 52.0933 | -9.8377
MV/LV Substation LA***298 |  | 20 kV | _ | LV | 200 kVA :Pole Substation | 0.2 | --> | 0.2 | 0 | 0 | Constrained, otherwise capacity available =102 kVA | --> | 0.19 | 0 | 0.02 | 0.188 | 0 |  | --> | E16 ex MILLTOWN (SR) | Milltown (sr) [T421,T422] | OUGHTRAGH |  | 52.1041 | -9.7941
MV/LV Substation AN***302 |  | 20 kV | _ | LV | 50 kVA :Pole Substation | 0.05 | --> | 0.05 | 0 | 0 | Constrained, otherwise capacity available =41 kVA | --> | 0.048 | 0 | 0 | 0.049 | 0 |  | --> | E16 ex MILLTOWN (SR) | Milltown (sr) [T421,T422] | OUGHTRAGH |  | 52.1014 | -9.7569
MV/LV Substation TU***305 |  | 20 kV | _ | LV | 50 kVA :Pole Substation | 0.05 | --> | 0.05 | 0 | 0 | Constrained, otherwise capacity available =42 kVA | --> | 0.048 | 0 | 0 | 0.048 | 0 |  | --> | E12 ex MILLTOWN (SR) | Milltown (sr) [T421,T422] | OUGHTRAGH |  | 52.0968 | -9.8296
MV/LV Substation OU***327 |  | 20 kV | _ | LV | 100 kVA :Pole Substation | 0.1 | --> | 0.1 | 0 | 0 | Constrained, otherwise capacity available =83 kVA | --> | 0.095 | 0 | 0 | 0.097 | 0 |  | --> | E12 ex MILLTOWN (SR) | Milltown (sr) [T421,T422] | OUGHTRAGH |  | 52.0506 | -9.8298
MV/LV Substation KI***341 |  | 20 kV | _ | LV | 200 kVA :Pole Substation | 0.2 | --> | 0.2 | 0 | 0 | Constrained, otherwise capacity available =188 kVA | --> | 0.19 | 0 | 0.005 | 0.188 | 0 |  | --> | E16 ex MILLTOWN (SR) | Milltown (sr) [T421,T422] | OUGHTRAGH |  | 52.0999 | -9.783
MV/LV Substation SM***350 |  | 20 kV | _ | LV | 200 kVA :Kiosk Substation | 0.2 | --> | 0.2 | 0 | 0 | Constrained, otherwise capacity available =174 kVA | --> | 0.19 | 0 | 0 | 0.194 | 0 |  | --> | E16 ex MILLTOWN (SR) | Milltown (sr) [T421,T422] | OUGHTRAGH |  | 52.1085 | -9.785
MV/LV Substation TI***353 |  | 20 kV | _ | LV | 50 kVA :Pole Substation | 0.05 | --> | 0.05 | 0 | 0 | Constrained, otherwise capacity available =38 kVA | --> | 0.048 | 0 | 0 | 0.049 | 0 |  | --> | E17 ex MILLTOWN (SR) | Milltown (sr) [T421,T422] | OUGHTRAGH |  | 52.1204 | -9.7522
MV/LV Substation KI***356 |  | 20 kV | _ | LV | 100 kVA :Pole Substation | 0.1 | --> | 0.1 | 0 | 0 | Constrained, otherwise capacity available =76 kVA | --> | 0.095 | 0 | 0 | 0.098 | 0 |  | --> | E16 ex MILLTOWN (SR) | Milltown (sr) [T421,T422] | OUGHTRAGH |  | 52.1172 | -9.7791
MV/LV Substation FA***379 |  | 20 kV | _ | LV | 200 kVA :Pole Substation | 0.2 | --> | 0.2 | 0 | 0 | Constrained, otherwise capacity available =169 kVA | --> | 0.19 | 0 | 0 | 0.194 | 0 |  | --> | E21 ex MILLTOWN (SR) | Milltown (sr) [T421,T422] | OUGHTRAGH |  | 52.1068 | -9.6245
MV/LV Substation FA***381 |  | 20 kV | _ | LV | 100 kVA :Pole Substation | 0.1 | --> | 0.1 | 0 | 0 | Constrained, otherwise capacity available =93 kVA | --> | 0.095 | 0 | 0.005 | 0.092 | 0 |  | --> | E21 ex MILLTOWN (SR) | Milltown (sr) [T421,T422] | OUGHTRAGH |  | 52.1056 | -9.6416
MV/LV Substation AR***387 |  | 20 kV | _ | LV | 50 kVA :Pole Substation | 0.05 | --> | 0.05 | 0 | 0 | Constrained, otherwise capacity available =49 kVA | --> | 0.048 | 0 | 0 | 0.048 | 0 |  | --> | E11 ex MILLTOWN (SR) | Milltown (sr) [T421,T422] | OUGHTRAGH |  | 52.1736 | -9.729
MV/LV Substation BR***4010 |  | 20 kV | _ | LV | 50 kVA :Pole Substation | 0.05 | --> | 0.05 | 0 | 0 | Constrained, otherwise capacity available =50 kVA | --> | 0.048 | 0 | 0 | 0.048 | 0 |  | --> | E12 ex MILLTOWN (SR) | Milltown (sr) [T421,T422] | OUGHTRAGH |  | 52.0219 | -9.792
MV/LV Substation MO***4012 |  | 20 kV | _ | LV | 50 kVA :Pole Substation | 0.05 | --> | 0.05 | 0 | 0 | Constrained, otherwise capacity available =48 kVA | --> | 0.048 | 0 | 0.01 | 0.04 | 0 |  | --> | E12 ex MILLTOWN (SR) | Milltown (sr) [T421,T422] | OUGHTRAGH |  | 52.0866 | -9.772
MV/LV Substation CL***4016 |  | 20 kV | _ | LV | 50 kVA :Pole Substation | 0.05 | --> | 0.05 | 0 | 0 | Constrained, otherwise capacity available =24 kVA | --> | 0.048 | 0 | 0 | 0.051 | 0 |  | --> | E18 ex MILLTOWN (SR) | Milltown (sr) [T421,T422] | OUGHTRAGH |  | 52.1768 | -9.6106
MV/LV Substation MI***4019 |  | 20 kV | _ | LV | 100 kVA :Pole Substation | 0.1 | --> | 0.1 | 0 | 0 | Constrained, otherwise capacity available =100 kVA | --> | 0.095 | 0 | 0 | 0.095 | 0 |  | --> | E16 ex MILLTOWN (SR) | Milltown (sr) [T421,T422] | OUGHTRAGH |  | 52.1469 | -9.7254
MV/LV Substation GL***4034 |  | 20 kV | _ | LV | 100 kVA :Pole Substation | 0.1 | --> | 0.1 | 0 | 0 | Constrained, otherwise capacity available =95 kVA | --> | 0.095 | 0 | 0 | 0.096 | 0 |  | --> | E12 ex MILLTOWN (SR) | Milltown (sr) [T421,T422] | OUGHTRAGH |  | 52.0545 | -9.7809
MV/LV Substation WO***4047 |  | 20 kV | _ | LV | 200 kVA :Pole Substation | 0.2 | --> | 0.2 | 0 | 0 | Constrained, otherwise capacity available =200 kVA | --> | 0.19 | 0 | 0 | 0.19 | 0 |  | --> | E12 ex MILLTOWN (SR) | Milltown (sr) [T421,T422] | OUGHTRAGH |  | 52.084 | -9.8175
MV/LV Substation CA***4056 |  | 20 kV | _ | LV | 200 kVA :Pole Substation | 0.2 | --> | 0.2 | 0 | 0 | Constrained, otherwise capacity available =192 kVA | --> | 0.19 | 0 | 0.01 | 0.184 | 0 |  | --> | E11 ex MILLTOWN (SR) | Milltown (sr) [T421,T422] | OUGHTRAGH |  | 52.1689 | -9.7039
MV/LV Substation LY***4059 |  | 20 kV | _ | LV | 50 kVA :Pole Substation | 0.05 | --> | 0.05 | 0 | 0 | Constrained, otherwise capacity available =43 kVA | --> | 0.048 | 0 | 0 | 0.048 | 0 |  | --> | E12 ex MILLTOWN (SR) | Milltown (sr) [T421,T422] | OUGHTRAGH |  | 52.13 | -9.7121
MV/LV Substation LE***4060 |  | 20 kV | _ | LV | 50 kVA :Pole Substation | 0.05 | --> | 0.05 | 0 | 0 | Constrained, otherwise capacity available =41 kVA | --> | 0.048 | 0 | 0 | 0.049 | 0 |  | --> | E16 ex MILLTOWN (SR) | Milltown (sr) [T421,T422] | OUGHTRAGH |  | 52.1034 | -9.7567
MV/LV Substation PR***4076 |  | 20 kV | _ | LV | 200 kVA :Kiosk Substation | 0.2 | --> | 0.2 | 0 | 0 | Constrained, otherwise capacity available =200 kVA | --> | 0.19 | 0 | 0 | 0.19 | 0 |  | --> | E11 ex MILLTOWN (SR) | Milltown (sr) [T421,T422] | OUGHTRAGH |  | 52.1455 | -9.7128
MV/LV Substation DU***4084 |  | 20 kV | _ | LV | 50 kVA :Pole Substation | 0.05 | --> | 0.05 | 0 | 0 | Constrained, otherwise capacity available =49 kVA | --> | 0.048 | 0 | 0 | 0.048 | 0 |  | --> | E16 ex MILLTOWN (SR) | Milltown (sr) [T421,T422] | OUGHTRAGH |  | 52.1027 | -9.7696
MV/LV Substation FI***4095 |  | 20 kV | _ | LV | 200 kVA :Pole Substation | 0.2 | --> | 0.2 | 0 | 0 | Constrained, otherwise capacity available =168 kVA | --> | 0.19 | 0 | 0 | 0.194 | 0 |  | --> | E18 ex MILLTOWN (SR) | Milltown (sr) [T421,T422] | OUGHTRAGH |  | 52.1688 | -9.5897
MV/LV Substation BA***4098 |  | 20 kV | _ | LV | 50 kVA :Pole Substation | 0.05 | --> | 0.05 | 0 | 0 | Constrained, otherwise capacity available =46 kVA | --> | 0.048 | 0 | 0 | 0.048 | 0 |  | --> | E21 ex MILLTOWN (SR) | Milltown (sr) [T421,T422] | OUGHTRAGH |  | 52.1044 | -9.6784
MV/LV Substation AH***4108 |  | 20 kV | _ | LV | 50 kVA :Pole Substation | 0.05 | --> | 0.05 | 0 | 0 | Constrained, otherwise capacity available =50 kVA | --> | 0.048 | 0 | 0 | 0.048 | 0 |  | --> | E12 ex MILLTOWN (SR) | Milltown (sr) [T421,T422] | OUGHTRAGH |  | 52.0874 | -9.853
MV/LV Substation DU***4116 |  | 20 kV | _ | LV | 100 kVA :Pole Substation | 0.1 | --> | 0.1 | 0 | 0 | Constrained, otherwise capacity available =96 kVA | --> | 0.095 | 0 | 0 | 0.096 | 0 |  | --> | E12 ex MILLTOWN (SR) | Milltown (sr) [T421,T422] | OUGHTRAGH |  | 52.0985 | -9.7375
MV/LV Substation AN***4118 |  | 20 kV | _ | LV | 50 kVA :Pole Substation | 0.05 | --> | 0.05 | 0 | 0 | Constrained, otherwise capacity available =50 kVA | --> | 0.048 | 0 | 0 | 0.048 | 0 |  | --> | E11 ex MILLTOWN (SR) | Milltown (sr) [T421,T422] | OUGHTRAGH |  | 52.1702 | -9.7074
MV/LV Substation CO***4126 |  | 20 kV | _ | LV | 50 kVA :Pole Substation | 0.05 | --> | 0.05 | 0 | 0 | Constrained, otherwise capacity available =39 kVA | --> | 0.048 | 0 | 0 | 0.049 | 0 |  | --> | E16 ex MILLTOWN (SR) | Milltown (sr) [T421,T422] | OUGHTRAGH |  | 52.0988 | -9.7826
MV/LV Substation AN***4128 |  | 20 kV | _ | LV | 50 kVA :Pole Substation | 0.05 | --> | 0.05 | 0 | 0 | Constrained, otherwise capacity available =47 kVA | --> | 0.048 | 0 | 0 | 0.048 | 0 |  | --> | E12 ex MILLTOWN (SR) | Milltown (sr) [T421,T422] | OUGHTRAGH |  | 52.0919 | -9.7624
MV/LV Substation FE***4129 |  | 20 kV | _ | LV | 400 kVA :Building Structure | 0.4 | --> | 0.4 | 0 | 0 | Constrained, otherwise capacity available =400 kVA | --> | 0.38 | 0 | 0 | 0.38 | 0 |  | --> | E16 ex MILLTOWN (SR) | Milltown (sr) [T421,T422] | OUGHTRAGH |  | 52.1006 | -9.7509
MV/LV Substation KE***4158 |  | 20 kV | _ | LV | 50 kVA :Pole Substation | 0.05 | --> | 0.05 | 0 | 0 | Constrained, otherwise capacity available =50 kVA | --> | 0.048 | 0 | 0 | 0.048 | 0 |  | --> | E11 ex MILLTOWN (SR) | Milltown (sr) [T421,T422] | OUGHTRAGH |  | 52.1719 | -9.7788
MV/LV Substation HO***4164 |  | 20 kV | _ | LV | 100 kVA :Pole Substation | 0.1 | --> | 0.1 | 0 | 0 | Constrained, otherwise capacity available =100 kVA | --> | 0.095 | 0 | 0 | 0.095 | 0 |  | --> | E12 ex MILLTOWN (SR) | Milltown (sr) [T421,T422] | OUGHTRAGH |  | 52.0984 | -9.8288
MV/LV Substation GL***4181 |  | 20 kV | _ | LV | 100 kVA :Pole Substation | 0.1 | --> | 0.1 | 0 | 0 | Constrained, otherwise capacity available =87 kVA | --> | 0.095 | 0 | 0 | 0.097 | 0 |  | --> | E12 ex MILLTOWN (SR) | Milltown (sr) [T421,T422] | OUGHTRAGH |  | 52.0754 | -9.8492
MV/LV Substation AR***4198 |  | 20 kV | _ | LV | 400 kVA :Kiosk Substation | 0.4 | --> | 0.4 | 0 | 0 | Constrained, otherwise capacity available =400 kVA | --> | 0.38 | 0 | 0 | 0.38 | 0 |  | --> | E16 ex MILLTOWN (SR) | Milltown (sr) [T421,T422] | OUGHTRAGH |  | 52.1408 | -9.7195
MV/LV Substation CU***4201 |  | 20 kV | _ | LV | 100 kVA :Pole Substation | 0.1 | --> | 0.1 | 0 | 0 | Constrained, otherwise capacity available =100 kVA | --> | 0.095 | 0 | 0 | 0.095 | 0 |  | --> | E12 ex MILLTOWN (SR) | Milltown (sr) [T421,T422] | OUGHTRAGH |  | 51.9943 | -9.8586
MV/LV Substation BA***4205 |  | 20 kV | _ | LV | 100 kVA :Pole Substation | 0.1 | --> | 0.1 | 0 | 0 | Constrained, otherwise capacity available =100 kVA | --> | 0.095 | 0 | 0 | 0.095 | 0 |  | --> | E21 ex MILLTOWN (SR) | Milltown (sr) [T421,T422] | OUGHTRAGH |  | 52.1001 | -9.6836
MV/LV Substation BA***4208 |  | 20 kV | _ | LV | 630 kVA :Kiosk Substation | 0.63 | --> | 0.63 | 0 | 0 | Constrained, otherwise capacity available =630 kVA | --> | 0.598 | 0 | 0 | 0.5 | 0 |  | --> | E11 ex MILLTOWN (SR) | Milltown (sr) [T421,T422] | OUGHTRAGH |  | 52.1403 | -9.712
MV/LV Substation FA***4230 |  | 20 kV | _ | LV | 630 kVA :Kiosk Substation | 0.63 | --> | 0.63 | 0 | 0 | Constrained, otherwise capacity available =630 kVA | --> | 0.598 | 0 | 0 | 0.5 | 0 |  | --> | E16 ex MILLTOWN (SR) | Milltown (sr) [T421,T422] | OUGHTRAGH |  | 52.1101 | -9.7714
MV/LV Substation LI***4232 |  | 20 kV | _ | LV | 630 kVA :Building Structure | 0.63 | --> | 0.63 | 0 | 0 | Constrained, otherwise capacity available =630 kVA | --> | 0.598 | 0 | 0 | 0.5 | 0 |  | --> | E16 ex MILLTOWN (SR) | Milltown (sr) [T421,T422] | OUGHTRAGH |  | 52.1058 | -9.7978
MV/LV Substation FI***457 |  | 20 kV | _ | LV | 100 kVA :Pole Substation | 0.1 | --> | 0.1 | 0 | 0 | Constrained, otherwise capacity available =47 kVA | --> | 0.095 | 0 | 0 | 0.102 | 0 |  | --> | E18 ex MILLTOWN (SR) | Milltown (sr) [T421,T422] | OUGHTRAGH |  | 52.1689 | -9.5993
MV/LV Substation GL***472X |  | 20 kV | _ | LV | 400 kVA :Building Structure | 0.4 | --> | 0.4 | 0 | 0 | Constrained, otherwise capacity available =375 kVA | --> | 0.38 | 0 | 0 | 0.383 | 0 |  | --> | E12 ex MILLTOWN (SR) | Milltown (sr) [T421,T422] | OUGHTRAGH |  | 52.0816 | -9.8443
MV/LV Substation SU***481X |  | 20 kV | _ | LV | 50 kVA :Pole Substation | 0.05 | --> | 0.05 | 0 | 0 | Constrained, otherwise capacity available =27 kVA | --> | 0.048 | 0 | 0 | 0.05 | 0 |  | --> | E16 ex MILLTOWN (SR) | Milltown (sr) [T421,T422] | OUGHTRAGH |  | 52.1108 | -9.7923
MV/LV Substation LI***482 |  | 20 kV | _ | LV | 100 kVA :Pole Substation | 0.1 | --> | 0.1 | 0 | 0 | Constrained, otherwise capacity available =94 kVA | --> | 0.095 | 0 | 0 | 0.096 | 0 |  | --> | E21 ex MILLTOWN (SR) | Milltown (sr) [T421,T422] | OUGHTRAGH |  | 52.1145 | -9.6678
MV/LV Substation FE***482X |  | 20 kV | _ | LV | 400 kVA :Building Structure | 0.4 | --> | 0.4 | 0 | 0 | Constrained, otherwise capacity available =393 kVA | --> | 0.38 | 0 | 0.006 | 0.376 | 0 |  | --> | E16 ex MILLTOWN (SR) | Milltown (sr) [T421,T422] | OUGHTRAGH |  | 52.1026 | -9.785
MV/LV Substation TI***483X |  | 20 kV | _ | LV | 100 kVA :Pole Substation | 0.1 | --> | 0.1 | 0 | 0 | Constrained, otherwise capacity available =91 kVA | --> | 0.095 | 0 | 0 | 0.096 | 0 |  | --> | E17 ex MILLTOWN (SR) | Milltown (sr) [T421,T422] | OUGHTRAGH |  | 52.1212 | -9.7517
MV/LV Substation TA***484 |  | 20 kV | _ | LV | 50 kVA :Pole Substation | 0.05 | --> | 0.05 | 0 | 0 | Constrained, otherwise capacity available =47 kVA | --> | 0.048 | 0 | 0 | 0.048 | 0 |  | --> | E21 ex MILLTOWN (SR) | Milltown (sr) [T421,T422] | OUGHTRAGH |  | 52.1134 | -9.6642
MV/LV Substation SU***486X |  | 20 kV | _ | LV | 100 kVA :Pole Substation | 0.1 | --> | 0.1 | 0 | 0 | Constrained, otherwise capacity available =84 kVA | --> | 0.095 | 0 | 0.005 | 0.093 | 0 |  | --> | E16 ex MILLTOWN (SR) | Milltown (sr) [T421,T422] | OUGHTRAGH |  | 52.1096 | -9.7934
MV/LV Substation BA***488X |  | 20 kV | _ | LV | 100 kVA :Pole Substation | 0.1 | --> | 0.1 | 0 | 0 | Constrained, otherwise capacity available =100 kVA | --> | 0.095 | 0 | 0 | 0.095 | 0 |  | --> | E21 ex MILLTOWN (SR) | Milltown (sr) [T421,T422] | OUGHTRAGH |  | 52.1366 | -9.6921
MV/LV Substation CU***499 |  | 20 kV | _ | LV | 50 kVA :Pole Substation | 0.05 | --> | 0.05 | 0 | 0 | Constrained, otherwise capacity available =50 kVA | --> | 0.048 | 0 | 0 | 0.048 | 0 |  | --> | E21 ex MILLTOWN (SR) | Milltown (sr) [T421,T422] | OUGHTRAGH |  | 52.0907 | -9.6621
MV/LV Substation BA***501X |  | 20 kV | _ | LV | 100 kVA :Pole Substation | 0.1 | --> | 0.1 | 0 | 0 | Constrained, otherwise capacity available =97 kVA | --> | 0.095 | 0 | 0 | 0.095 | 0 |  | --> | E12 ex MILLTOWN (SR) | Milltown (sr) [T421,T422] | OUGHTRAGH |  | 52.1283 | -9.7088
MV/LV Substation LA***503 |  | 20 kV | _ | LV | 50 kVA :Pole Substation | 0.05 | --> | 0.05 | 0 | 0 | Constrained, otherwise capacity available =24 kVA | --> | 0.048 | 0 | 0.01 | 0.044 | 0 |  | --> | E21 ex MILLTOWN (SR) | Milltown (sr) [T421,T422] | OUGHTRAGH |  | 52.0767 | -9.6541
MV/LV Substation BE***506 |  | 20 kV | _ | LV | 50 kVA :Pole Substation | 0.05 | --> | 0.05 | 0 | 0 | Constrained, otherwise capacity available =40 kVA | --> | 0.048 | 0 | 0 | 0.049 | 0 |  | --> | E21 ex MILLTOWN (SR) | Milltown (sr) [T421,T422] | OUGHTRAGH |  | 52.0758 | -9.6332
MV/LV Substation FA***509 |  | 20 kV | _ | LV | 50 kVA :Pole Substation | 0.05 | --> | 0.05 | 0 | 0 | Constrained, otherwise capacity available =35 kVA | --> | 0.048 | 0 | 0 | 0.049 | 0 |  | --> | E21 ex MILLTOWN (SR) | Milltown (sr) [T421,T422] | OUGHTRAGH |  | 52.1072 | -9.6366
MV/LV Substation FA***511 |  | 20 kV | _ | LV | 200 kVA :Pole Substation | 0.2 | --> | 0.2 | 0 | 0 | Constrained, otherwise capacity available =154 kVA | --> | 0.19 | 0 | 0.01 | 0.189 | 0 |  | --> | E21 ex MILLTOWN (SR) | Milltown (sr) [T421,T422] | OUGHTRAGH |  | 52.1088 | -9.6263
MV/LV Substation FA***512 |  | 20 kV | _ | LV | 50 kVA :Pole Substation | 0.05 | --> | 0.05 | 0 | 0 | Constrained, otherwise capacity available =34 kVA | --> | 0.048 | 0 | 0.005 | 0.046 | 0 |  | --> | E21 ex MILLTOWN (SR) | Milltown (sr) [T421,T422] | OUGHTRAGH |  | 52.1035 | -9.6338
MV/LV Substation CO***517X |  | 20 kV | _ | LV | 50 kVA :Pole Substation | 0.05 | --> | 0.05 | 0 | 0 | Constrained, otherwise capacity available =33 kVA | --> | 0.048 | 0 | 0.005 | 0.046 | 0 |  | --> | E18 ex MILLTOWN (SR) | Milltown (sr) [T421,T422] | OUGHTRAGH |  | 52.1698 | -9.5967
MV/LV Substation BR***523X |  | 20 kV | _ | LV | 50 kVA :Pole Substation | 0.05 | --> | 0.05 | 0 | 0 | Constrained, otherwise capacity available =45 kVA | --> | 0.048 | 0 | 0 | 0.048 | 0 |  | --> | E18 ex MILLTOWN (SR) | Milltown (sr) [T421,T422] | OUGHTRAGH |  | 52.1583 | -9.6749
MV/LV Substation BA***528 |  | 20 kV | _ | LV | 50 kVA :Pole Substation | 0.05 | --> | 0.05 | 0 | 0 | Constrained, otherwise capacity available =43 kVA | --> | 0.048 | 0 | 0 | 0.048 | 0 |  | --> | E21 ex MILLTOWN (SR) | Milltown (sr) [T421,T422] | OUGHTRAGH |  | 52.102 | -9.6839
MV/LV Substation NA***530 |  | 20 kV | _ | LV | 50 kVA :Pole Substation | 0.05 | --> | 0.05 | 0 | 0 | Constrained, otherwise capacity available =41 kVA | --> | 0.048 | 0 | 0.011 | 0.041 | 0 |  | --> | E21 ex MILLTOWN (SR) | Milltown (sr) [T421,T422] | OUGHTRAGH |  | 52.1088 | -9.6945
MV/LV Substation EN***541X |  | 20 kV | _ | LV | 50 kVA :Pole Substation | 0.05 | --> | 0.05 | 0 | 0 | Constrained, otherwise capacity available =48 kVA | --> | 0.048 | 0 | 0 | 0.048 | 0 |  | --> | E12 ex MILLTOWN (SR) | Milltown (sr) [T421,T422] | OUGHTRAGH |  | 52.1359 | -9.7151
MV/LV Substation BA***545 |  | 20 kV | _ | LV | 50 kVA :Pole Substation | 0.05 | --> | 0.05 | 0 | 0 | Constrained, otherwise capacity available =49 kVA | --> | 0.048 | 0 | 0.01 | 0.04 | 0 |  | --> | E21 ex MILLTOWN (SR) | Milltown (sr) [T421,T422] | OUGHTRAGH |  | 52.0849 | -9.7012
MV/LV Substation M ***546 |  | 20 kV | _ | LV | 200 kVA :Pole Substation | 0.2 | --> | 0.2 | 0 | 0 | Constrained, otherwise capacity available =109 kVA | --> | 0.19 | 0 | 0.011 | 0.194 | 0 |  | --> | E21 ex MILLTOWN (SR) | Milltown (sr) [T421,T422] | OUGHTRAGH |  | 52.0803 | -9.7016
MV/LV Substation IV***546X |  | 20 kV | _ | LV | 200 kVA :Kiosk Substation | 0.2 | --> | 0.2 | 0 | 0 | Constrained, otherwise capacity available =120 kVA | --> | 0.19 | 0 | 0 | 0.201 | 0 |  | --> | E16 ex MILLTOWN (SR) | Milltown (sr) [T421,T422] | OUGHTRAGH |  | 52.1065 | -9.7937
MV/LV Substation ME***553X |  | 20 kV | _ | LV | 50 kVA :Pole Substation | 0.05 | --> | 0.05 | 0 | 0 | Constrained, otherwise capacity available =32 kVA | --> | 0.048 | 0 | 0.005 | 0.046 | 0 |  | --> | E21 ex MILLTOWN (SR) | Milltown (sr) [T421,T422] | OUGHTRAGH |  | 52.109 | -9.6295
MV/LV Substation KI***562X |  | 20 kV | _ | LV | 50 kVA :Pole Substation | 0.05 | --> | 0.05 | 0 | 0 | Constrained, otherwise capacity available =30 kVA | --> | 0.048 | 0 | 0 | 0.05 | 0 |  | --> | E16 ex MILLTOWN (SR) | Milltown (sr) [T421,T422] | OUGHTRAGH |  | 52.1344 | -9.74
MV/LV Substation FI***583X |  | 20 kV | _ | LV | 200 kVA :Kiosk Substation | 0.2 | --> | 0.2 | 0 | 0 | Constrained, otherwise capacity available =140 kVA | --> | 0.19 | 0 | 0.009 | 0.191 | 0 |  | --> | E18 ex MILLTOWN (SR) | Milltown (sr) [T421,T422] | OUGHTRAGH |  | 52.1706 | -9.5978
MV/LV Substation MI***588 |  | 20 kV | _ | LV | 50 kVA :Pole Substation | 0.05 | --> | 0.05 | 0 | 0 | Constrained, otherwise capacity available =34 kVA | --> | 0.048 | 0 | 0 | 0.05 | 0 |  | --> | E16 ex MILLTOWN (SR) | Milltown (sr) [T421,T422] | OUGHTRAGH |  | 52.1489 | -9.7373
MV/LV Substation BA***598X |  | 20 kV | _ | LV | 200 kVA :Kiosk Substation | 0.2 | --> | 0.2 | 0 | 0 | Constrained, otherwise capacity available =154 kVA | --> | 0.19 | 0 | 0 | 0.196 | 0 |  | --> | E16 ex MILLTOWN (SR) | Milltown (sr) [T421,T422] | OUGHTRAGH |  | 52.1108 | -9.7688
MV/LV Substation OW***608X |  | 20 kV | _ | LV | 50 kVA :Pole Substation | 0.05 | --> | 0.05 | 0 | 0 | Constrained, otherwise capacity available =50 kVA | --> | 0.048 | 0 | 0 | 0.048 | 0 |  | --> | E12 ex MILLTOWN (SR) | Milltown (sr) [T421,T422] | OUGHTRAGH |  | 52.0852 | -9.7763
MV/LV Substation TI***612 |  | 20 kV | _ | LV | 50 kVA :Pole Substation | 0.05 | --> | 0.05 | 0 | 0 | Constrained, otherwise capacity available =49 kVA | --> | 0.048 | 0 | 0 | 0.048 | 0 |  | --> | E16 ex MILLTOWN (SR) | Milltown (sr) [T421,T422] | OUGHTRAGH |  | 52.1201 | -9.7615
MV/LV Substation ST***613 |  | 20 kV | _ | LV | 100 kVA :Pole Substation | 0.1 | --> | 0.1 | 0 | 0 | Constrained, otherwise capacity available =86 kVA | --> | 0.095 | 0 | 0 | 0.097 | 0 |  | --> | E16 ex MILLTOWN (SR) | Milltown (sr) [T421,T422] | OUGHTRAGH |  | 52.1173 | -9.7643
MV/LV Substation ST***615 |  | 20 kV | _ | LV | 50 kVA :Pole Substation | 0.05 | --> | 0.05 | 0 | 0 | Constrained, otherwise capacity available =38 kVA | --> | 0.048 | 0 | 0 | 0.049 | 0 |  | --> | E16 ex MILLTOWN (SR) | Milltown (sr) [T421,T422] | OUGHTRAGH |  | 52.1152 | -9.7663
MV/LV Substation AN***618 |  | 20 kV | _ | LV | 50 kVA :Pole Substation | 0.05 | --> | 0.05 | 0 | 0 | Constrained, otherwise capacity available =39 kVA | --> | 0.048 | 0 | 0.009 | 0.042 | 0 |  | --> | E12 ex MILLTOWN (SR) | Milltown (sr) [T421,T422] | OUGHTRAGH |  | 52.0971 | -9.7674
MV/LV Substation WE***647X |  | 20 kV | _ | LV | 400 kVA :Building Structure | 0.4 | --> | 0.4 | 0 | 0 | Constrained, otherwise capacity available =400 kVA | --> | 0.38 | 0 | 0.2 | 0.232 | 0 |  | --> | E16 ex MILLTOWN (SR) | Milltown (sr) [T421,T422] | OUGHTRAGH |  | 52.1072 | -9.7902
MV/LV Substation KN***658X |  | 20 kV | _ | LV | 200 kVA :Kiosk Substation | 0.2 | --> | 0.2 | 0 | 0 | Constrained, otherwise capacity available =159 kVA | --> | 0.19 | 0 | 0.011 | 0.187 | 0 |  | --> | E16 ex MILLTOWN (SR) | Milltown (sr) [T421,T422] | OUGHTRAGH |  | 52.1127 | -9.7985
MV/LV Substation GR***660X |  | 20 kV | _ | LV | 400 kVA :Kiosk Substation | 0.4 | --> | 0.4 | 0 | 0 | Constrained, otherwise capacity available =374 kVA | --> | 0.38 | 0 | 0.015 | 0.372 | 0 |  | --> | E16 ex MILLTOWN (SR) | Milltown (sr) [T421,T422] | OUGHTRAGH |  | 52.1018 | -9.7726
MV/LV Substation LA***661 |  | 20 kV | _ | LV | 50 kVA :Pole Substation | 0.05 | --> | 0.05 | 0 | 0 | Constrained, otherwise capacity available =38 kVA | --> | 0.048 | 0 | 0 | 0.049 | 0 |  | --> | E16 ex MILLTOWN (SR) | Milltown (sr) [T421,T422] | OUGHTRAGH |  | 52.1043 | -9.7985
MV/LV Substation RI***661X |  | 20 kV | _ | LV | 400 kVA :Kiosk Substation | 0.4 | --> | 0.4 | 0 | 0 | Constrained, otherwise capacity available =348 kVA | --> | 0.38 | 0 | 0 | 0.387 | 0 |  | --> | E16 ex MILLTOWN (SR) | Milltown (sr) [T421,T422] | OUGHTRAGH |  | 52.1424 | -9.7179
MV/LV Substation RO***663X |  | 20 kV | _ | LV | 400 kVA :Kiosk Substation | 0.4 | --> | 0.4 | 0 | 0 | Constrained, otherwise capacity available =356 kVA | --> | 0.38 | 0 | 0.01 | 0.379 | 0 |  | --> | E18 ex MILLTOWN (SR) | Milltown (sr) [T421,T422] | OUGHTRAGH |  | 52.1729 | -9.5964
MV/LV Substation CI***668X |  | 20 kV | _ | LV | 50 kVA :Pole Substation | 0.05 | --> | 0.05 | 0 | 0 | Constrained, otherwise capacity available =21 kVA | --> | 0.048 | 0 | 0 | 0.051 | 0 |  | --> | E16 ex MILLTOWN (SR) | Milltown (sr) [T421,T422] | OUGHTRAGH |  | 52.14 | -9.7185
MV/LV Substation LA***674X |  | 20 kV | _ | LV | 400 kVA :Kiosk Substation | 0.4 | --> | 0.4 | 0 | 0 | Constrained, otherwise capacity available =351 kVA | --> | 0.38 | 0 | 0 | 0.387 | 0 |  | --> | E16 ex MILLTOWN (SR) | Milltown (sr) [T421,T422] | OUGHTRAGH |  | 52.0997 | -9.7882
MV/LV Substation KI***682X |  | 20 kV | _ | LV | 100 kVA :Pole Substation | 0.1 | --> | 0.1 | 0 | 0 | Constrained, otherwise capacity available =100 kVA | --> | 0.095 | 0 | 0 | 0.095 | 0 |  | --> | E21 ex MILLTOWN (SR) | Milltown (sr) [T421,T422] | OUGHTRAGH |  | 52.0814 | -9.651
MV/LV Substation TH***688X |  | 20 kV | _ | LV | 200 kVA :Kiosk Substation | 0.2 | --> | 0.2 | 0 | 0 | Constrained, otherwise capacity available =179 kVA | --> | 0.19 | 0 | 0 | 0.193 | 0 |  | --> | E16 ex MILLTOWN (SR) | Milltown (sr) [T421,T422] | OUGHTRAGH |  | 52.1051 | -9.7859
MV/LV Substation MU***704 |  | 20 kV | _ | LV | 50 kVA :Pole Substation | 0.05 | --> | 0.05 | 0 | 0 | Constrained, otherwise capacity available =47 kVA | --> | 0.048 | 0 | 0 | 0.048 | 0 |  | --> | E12 ex MILLTOWN (SR) | Milltown (sr) [T421,T422] | OUGHTRAGH |  | 52.0861 | -9.8337
MV/LV Substation GA***705X |  | 20 kV | _ | LV | 50 kVA :Pole Substation | 0.05 | --> | 0.05 | 0 | 0 | Constrained, otherwise capacity available =49 kVA | --> | 0.048 | 0 | 0 | 0.048 | 0 |  | --> | E11 ex MILLTOWN (SR) | Milltown (sr) [T421,T422] | OUGHTRAGH |  | 52.1742 | -9.7336
MV/LV Substation MA***710X |  | 20 kV | _ | LV | 630 kVA :Kiosk Substation | 0.63 | --> | 0.63 | 0 | 0 | Constrained, otherwise capacity available =587 kVA | --> | 0.598 | 0 | 0.049 | 0.5 | 0 |  | --> | E16 ex MILLTOWN (SR) | Milltown (sr) [T421,T422] | OUGHTRAGH |  | 52.1073 | -9.7862
MV/LV Substation OR***711X |  | 20 kV | _ | LV | 200 kVA :Pole Substation | 0.2 | --> | 0.2 | 0 | 0 | Constrained, otherwise capacity available =158 kVA | --> | 0.19 | 0 | 0.004 | 0.193 | 0 |  | --> | E21 ex MILLTOWN (SR) | Milltown (sr) [T421,T422] | OUGHTRAGH |  | 52.1383 | -9.7058
MV/LV Substation DR***715 |  | 20 kV | _ | LV | 50 kVA :Pole Substation | 0.05 | --> | 0.05 | 0 | 0 | Constrained, otherwise capacity available =44 kVA | --> | 0.048 | 0 | 0 | 0.048 | 0 |  | --> | E16 ex MILLTOWN (SR) | Milltown (sr) [T421,T422] | OUGHTRAGH |  | 52.1059 | -9.771
MV/LV Substation BA***715X |  | 20 kV | _ | LV | 200 kVA :Pole Substation | 0.2 | --> | 0.2 | 0 | 0 | Constrained, otherwise capacity available =155 kVA | --> | 0.19 | 0 | 0.015 | 0.185 | 0 |  | --> | E18 ex MILLTOWN (SR) | Milltown (sr) [T421,T422] | OUGHTRAGH |  | 52.1429 | -9.7047
MV/LV Substation DR***716 |  | 20 kV | _ | LV | 50 kVA :Pole Substation | 0.05 | --> | 0.05 | 0 | 0 | Constrained, otherwise capacity available =46 kVA | --> | 0.048 | 0 | 0 | 0.048 | 0 |  | --> | E16 ex MILLTOWN (SR) | Milltown (sr) [T421,T422] | OUGHTRAGH |  | 52.1025 | -9.7711
MV/LV Substation RE***717 |  | 20 kV | _ | LV | 50 kVA :Pole Substation | 0.05 | --> | 0.05 | 0 | 0 | Constrained, otherwise capacity available =49 kVA | --> | 0.048 | 0 | 0.005 | 0.044 | 0 |  | --> | E16 ex MILLTOWN (SR) | Milltown (sr) [T421,T422] | OUGHTRAGH |  | 52.1007 | -9.7689
MV/LV Substation HI***730 |  | 20 kV | _ | LV | 50 kVA :Pole Substation | 0.05 | --> | 0.05 | 0 | 0 | Constrained, otherwise capacity available =34 kVA | --> | 0.048 | 0 | 0 | 0.05 | 0 |  | --> | E16 ex MILLTOWN (SR) | Milltown (sr) [T421,T422] | OUGHTRAGH |  | 52.1104 | -9.773
MV/LV Substation ST***733 |  | 20 kV | _ | LV | 100 kVA :Pole Substation | 0.1 | --> | 0.1 | 0 | 0 | Constrained, otherwise capacity available =81 kVA | --> | 0.095 | 0 | 0 | 0.098 | 0 |  | --> | E16 ex MILLTOWN (SR) | Milltown (sr) [T421,T422] | OUGHTRAGH |  | 52.1156 | -9.7812
MV/LV Substation CH***735 |  | 20 kV | _ | LV | 200 kVA :Pole Substation | 0.2 | --> | 0.2 | 0 | 0 | Constrained, otherwise capacity available =84 kVA | --> | 0.19 | 0 | 0.005 | 0.202 | 0 |  | --> | E11 ex MILLTOWN (SR) | Milltown (sr) [T421,T422] | OUGHTRAGH |  | 52.1439 | -9.7148
MV/LV Substation BA***735X |  | 20 kV | _ | LV | 400 kVA :Kiosk Substation | 0.4 | --> | 0.4 | 0 | 0 | Constrained, otherwise capacity available =341 kVA | --> | 0.38 | 0 | 0.022 | 0.372 | 0 |  | --> | E16 ex MILLTOWN (SR) | Milltown (sr) [T421,T422] | OUGHTRAGH |  | 52.0977 | -9.7909
MV/LV Substation MI***736 |  | 20 kV | _ | LV | 200 kVA :Pole Substation | 0.2 | --> | 0.2 | 0 | 0 | Constrained, otherwise capacity available =165 kVA | --> | 0.19 | 0 | 0.013 | 0.185 | 0 |  | --> | E11 ex MILLTOWN (SR) | Milltown (sr) [T421,T422] | OUGHTRAGH |  | 52.1457 | -9.7142
MV/LV Substation EL***741X |  | 20 kV | _ | LV | 1000 kVA :Building Structure | 1 | --> | 1 | 0 | 0 | Constrained, otherwise capacity available =846 kVA | --> | 0.95 | 0 | 0 | 0.5 | 0 |  | --> | E16 ex MILLTOWN (SR) | Milltown (sr) [T421,T422] | OUGHTRAGH |  | 52.1071 | -9.7889
MV/LV Substation CA***742 |  | 20 kV | _ | LV | 200 kVA :Pole Substation | 0.2 | --> | 0.2 | 0 | 0 | Constrained, otherwise capacity available =138 kVA | --> | 0.19 | 0 | 0.012 | 0.189 | 0 |  | --> | E11 ex MILLTOWN (SR) | Milltown (sr) [T421,T422] | OUGHTRAGH |  | 52.1648 | -9.701
MV/LV Substation SC***742X |  | 20 kV | _ | LV | 1000 kVA :Building Structure | 1 | --> | 1 | 0 | 0 | Constrained, otherwise capacity available =944 kVA | --> | 0.95 | 0 | 0.005 | 0.5 | 0 |  | --> | E16 ex MILLTOWN (SR) | Milltown (sr) [T421,T422] | OUGHTRAGH |  | 52.1075 | -9.7886
MV/LV Substation CA***744 |  | 20 kV | _ | LV | 200 kVA :Pole Substation | 0.2 | --> | 0.2 | 0 | 0 | Constrained, otherwise capacity available =113 kVA | --> | 0.19 | 0 | 0.011 | 0.193 | 0 |  | --> | E11 ex MILLTOWN (SR) | Milltown (sr) [T421,T422] | OUGHTRAGH |  | 52.1703 | -9.7009
MV/LV Substation AQ***755X |  | 20 kV | _ | LV | 630 kVA :Kiosk Substation | 0.63 | --> | 0.63 | 0 | 0 | Constrained, otherwise capacity available =598 kVA | --> | 0.598 | 0 | 0 | 0.5 | 0 |  | --> | E16 ex MILLTOWN (SR) | Milltown (sr) [T421,T422] | OUGHTRAGH |  | 52.0997 | -9.7836
MV/LV Substation BO***761 |  | 20 kV | _ | LV | 100 kVA :Pole Substation | 0.1 | --> | 0.1 | 0 | 0 | Constrained, otherwise capacity available =66 kVA | --> | 0.095 | 0 | 0 | 0.1 | 0 |  | --> | E11 ex MILLTOWN (SR) | Milltown (sr) [T421,T422] | OUGHTRAGH |  | 52.1769 | -9.7553
MV/LV Substation AN***761X |  | 20 kV | _ | LV | 50 kVA :Pole Substation | 0.05 | --> | 0.05 | 0 | 0 | Constrained, otherwise capacity available =47 kVA | --> | 0.048 | 0 | 0 | 0.048 | 0 |  | --> | E16 ex MILLTOWN (SR) | Milltown (sr) [T421,T422] | OUGHTRAGH |  | 52.1008 | -9.7497
MV/LV Substation MA***769X |  | 20 kV | _ | LV | 400 kVA :Building Structure | 0.4 | --> | 0.4 | 0 | 0 | Constrained, otherwise capacity available =362 kVA | --> | 0.38 | 0 | 0 | 0.385 | 0 |  | --> | E16 ex MILLTOWN (SR) | Milltown (sr) [T421,T422] | OUGHTRAGH |  | 52.1068 | -9.7863
MV/LV Substation TU***771X |  | 20 kV | _ | LV | 50 kVA :Pole Substation | 0.05 | --> | 0.05 | 0 | 0 | Constrained, otherwise capacity available =48 kVA | --> | 0.048 | 0 | 0 | 0.048 | 0 |  | --> | E12 ex MILLTOWN (SR) | Milltown (sr) [T421,T422] | OUGHTRAGH |  | 52.1038 | -9.8213
MV/LV Substation MI***773X |  | 20 kV | _ | LV | 400 kVA :Kiosk Substation | 0.4 | --> | 0.4 | 0 | 0 | Constrained, otherwise capacity available =360 kVA | --> | 0.38 | 0 | 0.01 | 0.378 | 0 |  | --> | E11 ex MILLTOWN (SR) | Milltown (sr) [T421,T422] | OUGHTRAGH |  | 52.1441 | -9.7123
MV/LV Substation SH***775 |  | 20 kV | _ | LV | 100 kVA :Pole Substation | 0.1 | --> | 0.1 | 0 | 0 | Constrained, otherwise capacity available =89 kVA | --> | 0.095 | 0 | 0.005 | 0.093 | 0 |  | --> | E11 ex MILLTOWN (SR) | Milltown (sr) [T421,T422] | OUGHTRAGH |  | 52.1703 | -9.7958
MV/LV Substation ME***782 |  | 20 kV | _ | LV | 50 kVA :Pole Substation | 0.05 | --> | 0.05 | 0 | 0 | Constrained, otherwise capacity available =41 kVA | --> | 0.048 | 0 | 0 | 0.049 | 0 |  | --> | E11 ex MILLTOWN (SR) | Milltown (sr) [T421,T422] | OUGHTRAGH |  | 52.1748 | -9.6986
MV/LV Substation CH***792X |  | 20 kV | _ | LV | 200 kVA :Pole Substation | 0.2 | --> | 0.2 | 0 | 0 | Constrained, otherwise capacity available =192 kVA | --> | 0.19 | 0 | 0 | 0.191 | 0 |  | --> | E16 ex MILLTOWN (SR) | Milltown (sr) [T421,T422] | OUGHTRAGH |  | 52.108 | -9.7787
MV/LV Substation AR***795X |  | 20 kV | _ | LV | 630 kVA :Kiosk Substation | 0.63 | --> | 0.63 | 0 | 0 | Constrained, otherwise capacity available =552 kVA | --> | 0.598 | 0 | 0 | 0.5 | 0 |  | --> | E16 ex MILLTOWN (SR) | Milltown (sr) [T421,T422] | OUGHTRAGH |  | 52.1408 | -9.7215
MV/LV Substation FA***800X |  | 20 kV | _ | LV | 50 kVA :Pole Substation | 0.05 | --> | 0.05 | 0 | 0 | Constrained, otherwise capacity available =41 kVA | --> | 0.048 | 0 | 0.01 | 0.041 | 0 |  | --> | E21 ex MILLTOWN (SR) | Milltown (sr) [T421,T422] | OUGHTRAGH |  | 52.1009 | -9.6305
MV/LV Substation GR***804X |  | 20 kV | _ | LV | 400 kVA :Kiosk Substation | 0.4 | --> | 0.4 | 0 | 0 | Constrained, otherwise capacity available =327 kVA | --> | 0.38 | 0 | 0 | 0.39 | 0 |  | --> | E18 ex MILLTOWN (SR) | Milltown (sr) [T421,T422] | OUGHTRAGH |  | 52.1696 | -9.5925
MV/LV Substation AR***814X |  | 20 kV | _ | LV | 200 kVA :Kiosk Substation | 0.2 | --> | 0.2 | 0 | 0 | Constrained, otherwise capacity available =171 kVA | --> | 0.19 | 0 | 0.022 | 0.178 | 0 |  | --> | E16 ex MILLTOWN (SR) | Milltown (sr) [T421,T422] | OUGHTRAGH |  | 52.0979 | -9.7846
MV/LV Substation CA***821 |  | 20 kV | _ | LV | 100 kVA :Pole Substation | 0.1 | --> | 0.1 | 0 | 0 | Constrained, otherwise capacity available =86 kVA | --> | 0.095 | 0 | 0.035 | 0.071 | 0 |  | --> | E12 ex MILLTOWN (SR) | Milltown (sr) [T421,T422] | OUGHTRAGH |  | 52.0765 | -9.8531
MV/LV Substation AR***827 |  | 20 kV | _ | LV | 100 kVA :Pole Substation | 0.1 | --> | 0.1 | 0 | 0 | Constrained, otherwise capacity available =76 kVA | --> | 0.095 | 0 | 0 | 0.098 | 0 |  | --> | E12 ex MILLTOWN (SR) | Milltown (sr) [T421,T422] | OUGHTRAGH |  | 52.0598 | -9.8397
MV/LV Substation ST***838X |  | 20 kV | _ | LV | 400 kVA :Kiosk Substation | 0.4 | --> | 0.4 | 0 | 0 | Constrained, otherwise capacity available =314 kVA | --> | 0.38 | 0 | 0.026 | 0.372 | 0 |  | --> | E11 ex MILLTOWN (SR) | Milltown (sr) [T421,T422] | OUGHTRAGH |  | 52.1423 | -9.7131
MV/LV Substation KN***847X |  | 20 kV | _ | LV | 100 kVA :Pole Substation | 0.1 | --> | 0.1 | 0 | 0 | Constrained, otherwise capacity available =86 kVA | --> | 0.095 | 0 | 0.006 | 0.092 | 0 |  | --> | E16 ex MILLTOWN (SR) | Milltown (sr) [T421,T422] | OUGHTRAGH |  | 52.1128 | -9.7932
MV/LV Substation TH***866X |  | 20 kV | _ | LV | 50 kVA :Pole Substation | 0.05 | --> | 0.05 | 0 | 0 | Constrained, otherwise capacity available =50 kVA | --> | 0.048 | 0 | 0 | 0.048 | 0 |  | --> | E12 ex MILLTOWN (SR) | Milltown (sr) [T421,T422] | OUGHTRAGH |  | 52.0703 | -9.8441
MV/LV Substation CA***871X |  | 20 kV | _ | LV | 630 kVA :Kiosk Substation | 0.63 | --> | 0.63 | 0 | 0 | Constrained, otherwise capacity available =591 kVA | --> | 0.598 | 0 | 0 | 0.5 | 0 |  | --> | E16 ex MILLTOWN (SR) | Milltown (sr) [T421,T422] | OUGHTRAGH |  | 52.0969 | -9.7885
MV/LV Substation LA***876 |  | 20 kV | _ | LV | 200 kVA :Pole Substation | 0.2 | --> | 0.2 | 0 | 0 | Constrained, otherwise capacity available =186 kVA | --> | 0.19 | 0 | 0 | 0.192 | 0 |  | --> | E16 ex MILLTOWN (SR) | Milltown (sr) [T421,T422] | OUGHTRAGH |  | 52.1032 | -9.8058
MV/LV Substation KN***878X |  | 20 kV | _ | LV | 50 kVA :Pole Substation | 0.05 | --> | 0.05 | 0 | 0 | Constrained, otherwise capacity available =42 kVA | --> | 0.048 | 0 | 0 | 0.049 | 0 |  | --> | E16 ex MILLTOWN (SR) | Milltown (sr) [T421,T422] | OUGHTRAGH |  | 52.1378 | -9.7322
MV/LV Substation KI***887X |  | 20 kV | _ | LV | 50 kVA :Pole Substation | 0.05 | --> | 0.05 | 0 | 0 | Constrained, otherwise capacity available =50 kVA | --> | 0.048 | 0 | 0 | 0.048 | 0 |  | --> | E18 ex MILLTOWN (SR) | Milltown (sr) [T421,T422] | OUGHTRAGH |  | 52.1508 | -9.697
MV/LV Substation FA***894 |  | 10 kV | _ | LV | 1000 kVA :Building Structure | 1 | --> | 1 | 0 | 0 | Constrained, otherwise capacity available =1000 kVA | --> | 0.95 | 0 | 0 | 0 | 0 | Constrained, otherwise capacity available =950 kW | --> | C21 ex CASTLEISLAND | Castleisland [T41,T42] | TRALEE |  | 52.1722 | -9.5533
MV/LV Substation CA***895X |  | 20 kV | _ | LV | 50 kVA :Pole Substation | 0.05 | --> | 0.05 | 0 | 0 | Constrained, otherwise capacity available =41 kVA | --> | 0.048 | 0 | 0 | 0.049 | 0 |  | --> | E21 ex MILLTOWN (SR) | Milltown (sr) [T421,T422] | OUGHTRAGH |  | 52.0792 | -9.6701
MV/LV Substation NA***901 |  | 20 kV | _ | LV | 100 kVA :Pole Substation | 0.1 | --> | 0.1 | 0 | 0 | Constrained, otherwise capacity available =79 kVA | --> | 0.095 | 0 | 0.011 | 0.09 | 0 |  | --> | E21 ex MILLTOWN (SR) | Milltown (sr) [T421,T422] | OUGHTRAGH |  | 52.1174 | -9.7095
MV/LV Substation CO***907 |  | 20 kV | _ | LV | 100 kVA :Pole Substation | 0.1 | --> | 0.1 | 0 | 0 | Constrained, otherwise capacity available =93 kVA | --> | 0.095 | 0 | 0 | 0.096 | 0 |  | --> | E21 ex MILLTOWN (SR) | Milltown (sr) [T421,T422] | OUGHTRAGH |  | 52.1017 | -9.6891
MV/LV Substation BE***910 |  | 20 kV | _ | LV | 50 kVA :Pole Substation | 0.05 | --> | 0.05 | 0 | 0 | Constrained, otherwise capacity available =37 kVA | --> | 0.048 | 0 | 0 | 0.049 | 0 |  | --> | E21 ex MILLTOWN (SR) | Milltown (sr) [T421,T422] | OUGHTRAGH |  | 52.0739 | -9.6333
MV/LV Substation BU***001 |  | 10 kV | _ | LV | 400 kVA :Building Structure | 0.4 | --> | 0.4 | 0 | 0 | Constrained, otherwise capacity available =360 kVA | --> | 0.38 | 0 | 0 | 0.386 | 0 |  | --> | C22 ex POPPINTREE | Poppintree [T101,T102] | FINGLAS |  | 53.3977 | -6.2923
MV/LV Substation FI***002 |  | 10 kV | _ | LV | 400 kVA :Building Structure | 0.4 | --> | 0.4 | 0 | 0 | Constrained, otherwise capacity available =361 kVA | --> | 0.38 | 0 | 0 | 0.385 | 0 |  | --> | C22 ex UNIDARE | Unidare [T41,T42] | FINGLAS |  | 53.3905 | -6.3032
MV/LV Substation FI***003 |  | 10 kV | _ | LV | 400 kVA :Building Structure | 0.4 | --> | 0.4 | 0 | 0 | Constrained, otherwise capacity available =270 kVA | --> | 0.38 | 0 | 0 | 0.397 | 0 |  | --> | C20 ex MERVILLE | Merville [T41,T42] | FINGLAS |  | 53.3892 | -6.2972
MV/LV Substation BR***012 |  | 10 kV | _ | LV | 630 kVA :Kiosk Substation | 0.63 | --> | 0.63 | 0 | 0 | Constrained, otherwise capacity available =588 kVA | --> | 0.598 | 0 | 0 | 0.5 | 0 |  | --> | C22 ex UNIDARE | Unidare [T41,T42] | FINGLAS |  | 53.3908 | -6.301
MV/LV Substation SU***008 |  | 20 kV | _ | LV | 50 kVA :Pole Substation | 0.05 | --> | 0.05 | 0 | 0 | Constrained, otherwise capacity available =50 kVA | --> | 0.048 | 0 | 0 | 0.048 | 0 |  | --> | E14 ex KILCOCK | Kilcock [T421,T422] | GRIFFINRATH |  | 53.4846 | -6.7252
MV/LV Substation BA***010X |  | 20 kV | _ | LV | 50 kVA :Pole Substation | 0.05 | --> | 0.05 | 0 | 0 | Constrained, otherwise capacity available =43 kVA | --> | 0.048 | 0 | 0 | 0.048 | 0 |  | --> | E14 ex KILCOCK | Kilcock [T421,T422] | GRIFFINRATH |  | 53.5257 | -6.6687
MV/LV Substation BA***040 |  | 20 kV | _ | LV | 50 kVA :Pole Substation | 0.05 | --> | 0.05 | 0.038 | 0.33 |  | --> | 0.048 | 0 | 0.01 | 0.042 | 0 |  | --> | E33 ex TRIM | Trim [T421] | NAVAN |  | 53.4432 | -6.8041
MV/LV Substation SP***043X |  | 20 kV | _ | LV | 200 kVA :Pole Substation | 0.2 | --> | 0.2 | 0 | 0 | Constrained, otherwise capacity available =187 kVA | --> | 0.19 | 0 | 0 | 0.192 | 0 |  | --> | E14 ex KILCOCK | Kilcock [T421,T422] | GRIFFINRATH |  | 53.478 | -6.7094
MV/LV Substation WA***045 |  | 20 kV | _ | LV | 200 kVA :Pole Substation | 0.2 | --> | 0.2 | 0 | 0 | Constrained, otherwise capacity available =200 kVA | --> | 0.19 | 0 | 0 | 0.19 | 0 |  | --> | E13 ex KILCOCK | Kilcock [T421,T422] | GRIFFINRATH |  | 53.5242 | -6.6112
MV/LV Substation CO***049X |  | 20 kV | _ | LV | 200 kVA :Kiosk Substation | 0.2 | --> | 0.2 | 0 | 0 | Constrained, otherwise capacity available =59 kVA | --> | 0.19 | 0 | 0.109 | 0.128 | 0 |  | --> | E19 ex KILCOCK | Kilcock [T421,T422] | GRIFFINRATH |  | 53.3951 | -6.674
MV/LV Substation KI***050X |  | 20 kV | _ | LV | 50 kVA :Pole Substation | 0.05 | --> | 0.05 | 0 | 0 | Constrained, otherwise capacity available =44 kVA | --> | 0.048 | 0 | 0.008 | 0.042 | 0 |  | --> | E14 ex KILCOCK | Kilcock [T421,T422] | GRIFFINRATH |  | 53.5331 | -6.6711
MV/LV Substation PO***051 |  | 20 kV | _ | LV | 200 kVA :Pole Substation | 0.2 | --> | 0.2 | 0 | 0 | Constrained, otherwise capacity available =180 kVA | --> | 0.19 | 0 | 0 | 0.193 | 0 |  | --> | E19 ex KILCOCK | Kilcock [T421,T422] | GRIFFINRATH |  | 53.3827 | -6.7065
MV/LV Substation PA***060 |  | 20 kV | _ | LV | 100 kVA :Pole Substation | 0.1 | --> | 0.1 | 0 | 0 | Constrained, otherwise capacity available =84 kVA | --> | 0.095 | 0 | 0.011 | 0.089 | 0 |  | --> | E19 ex KILCOCK | Kilcock [T421,T422] | GRIFFINRATH |  | 53.3379 | -6.7033
MV/LV Substation ST***072X |  | 20 kV | _ | LV | 50 kVA :Pole Substation | 0.05 | --> | 0.05 | 0.049 | 0.33 |  | --> | 0.048 | 0 | 0 | 0.048 | 0 |  | --> | E33 ex TRIM | Trim [T421] | NAVAN |  | 53.5199 | -6.769
MV/LV Substation SP***074 |  | 20 kV | _ | LV | 50 kVA :Pole Substation | 0.05 | --> | 0.05 | 0 | 0 | Constrained, otherwise capacity available =38 kVA | --> | 0.048 | 0 | 0 | 0.049 | 0 |  | --> | E14 ex KILCOCK | Kilcock [T421,T422] | GRIFFINRATH |  | 53.4779 | -6.7136
MV/LV Substation CO***090 |  | 20 kV | _ | LV | 200 kVA :Kiosk Substation | 0.2 | --> | 0.2 | 0 | 0 | Constrained, otherwise capacity available =89 kVA | --> | 0.19 | 0 | 0.019 | 0.191 | 0 |  | --> | E19 ex KILCOCK | Kilcock [T421,T422] | GRIFFINRATH |  | 53.3963 | -6.6762
MV/LV Substation RE***111 |  | 20 kV | _ | LV | 50 kVA :Pole Substation | 0.05 | --> | 0.05 | 0 | 0 | Constrained, otherwise capacity available =49 kVA | --> | 0.048 | 0 | 0 | 0.048 | 0 |  | --> | E13 ex KILCOCK | Kilcock [T421,T422] | GRIFFINRATH |  | 53.5111 | -6.5638
MV/LV Substation MU***133X |  | 20 kV | _ | LV | 50 kVA :Pole Substation | 0.05 | --> | 0.05 | 0 | 0 | Constrained, otherwise capacity available =49 kVA | --> | 0.048 | 0 | 0 | 0.048 | 0 |  | --> | E12 ex KILCOCK | Kilcock [T421,T422] | GRIFFINRATH |  | 53.436 | -6.6172
MV/LV Substation TO***143X |  | 20 kV | _ | LV | 50 kVA :Pole Substation | 0.05 | --> | 0.05 | 0.05 | 0.33 |  | --> | 0.048 | 0 | 0 | 0.048 | 0 |  | --> | E33 ex TRIM | Trim [T421] | NAVAN |  | 53.4753 | -6.856
MV/LV Substation BE***144 |  | 20 kV | _ | LV | 50 kVA :Pole Substation | 0.05 | --> | 0.05 | 0 | 0 | Constrained, otherwise capacity available =29 kVA | --> | 0.048 | 0 | 0.005 | 0.046 | 0 |  | --> | E13 ex KILCOCK | Kilcock [T421,T422] | GRIFFINRATH |  | 53.5038 | -6.5896
MV/LV Substation BA***184 |  | 20 kV | _ | LV | 50 kVA :Pole Substation | 0.05 | --> | 0.05 | 0 | 0 | Constrained, otherwise capacity available =44 kVA | --> | 0.048 | 0 | 0 | 0.048 | 0 |  | --> | E14 ex KILCOCK | Kilcock [T421,T422] | GRIFFINRATH |  | 53.5076 | -6.718
MV/LV Substation MO***194X |  | 20 kV | _ | LV | 100 kVA :Pole Substation | 0.1 | --> | 0.1 | 0 | 0 | Constrained, otherwise capacity available =63 kVA | --> | 0.095 | 0 | 0 | 0.1 | 0 |  | --> | E18 ex KILCOCK | Kilcock [T421,T422] | GRIFFINRATH |  | 53.4004 | -6.6027
MV/LV Substation BO***198 |  | 20 kV | _ | LV | 50 kVA :Pole Substation | 0.05 | --> | 0.05 | 0 | 0 | Constrained, otherwise capacity available =47 kVA | --> | 0.048 | 0 | 0 | 0.048 | 0 |  | --> | E19 ex KILCOCK | Kilcock [T421,T422] | GRIFFINRATH |  | 53.3309 | -6.6994
MV/LV Substation PE***227X |  | 20 kV | _ | LV | 50 kVA :Pole Substation | 0.05 | --> | 0.05 | 0.041 | 0.33 |  | --> | 0.048 | 0 | 0 | 0.049 | 0 |  | --> | E33 ex TRIM | Trim [T421] | NAVAN |  | 53.4415 | -6.8066
MV/LV Substation TH***239 |  | 20 kV | _ | LV | 50 kVA :Pole Substation | 0.05 | --> | 0.05 | 0.045 | 0.33 |  | --> | 0.048 | 0 | 0 | 0.048 | 0 |  | --> | E33 ex TRIM | Trim [T421] | NAVAN |  | 53.4706 | -6.7491
MV/LV Substation LA***244 |  | 20 kV | _ | LV | 100 kVA :Pole Substation | 0.1 | --> | 0.1 | 0.091 | 0.33 |  | --> | 0.095 | 0 | 0.005 | 0.092 | 0 |  | --> | E33 ex TRIM | Trim [T421] | NAVAN |  | 53.5192 | -6.7876
MV/LV Substation SP***250 |  | 20 kV | _ | LV | 50 kVA :Pole Substation | 0.05 | --> | 0.05 | 0 | 0 | Constrained, otherwise capacity available =50 kVA | --> | 0.048 | 0 | 0 | 0.048 | 0 |  | --> | E14 ex KILCOCK | Kilcock [T421,T422] | GRIFFINRATH |  | 53.4785 | -6.7165
MV/LV Substation TH***254X |  | 20 kV | _ | LV | 50 kVA :Pole Substation | 0.05 | --> | 0.05 | 0 | 0 | Constrained, otherwise capacity available =17 kVA | --> | 0.048 | 0 | 0 | 0.052 | 0 |  | --> | E19 ex KILCOCK | Kilcock [T421,T422] | GRIFFINRATH |  | 53.3888 | -6.7003
MV/LV Substation RA***263 |  | 20 kV | _ | LV | 50 kVA :Pole Substation | 0.05 | --> | 0.05 | 0.048 | 0.33 |  | --> | 0.048 | 0 | 0 | 0.048 | 0 |  | --> | E33 ex TRIM | Trim [T421] | NAVAN |  | 53.4998 | -6.8046
MV/LV Substation BA***267X |  | 20 kV | _ | LV | 50 kVA :Pole Substation | 0.05 | --> | 0.05 | 0 | 0 | Constrained, otherwise capacity available =47 kVA | --> | 0.048 | 0 | 0 | 0.048 | 0 |  | --> | E13 ex KILCOCK | Kilcock [T421,T422] | GRIFFINRATH |  | 53.4694 | -6.6246
MV/LV Substation RA***271X |  | 20 kV | _ | LV | 50 kVA :Pole Substation | 0.05 | --> | 0.05 | 0 | 0 | Constrained, otherwise capacity available =39 kVA | --> | 0.048 | 0 | 0.01 | 0.042 | 0 |  | --> | E19 ex KILCOCK | Kilcock [T421,T422] | GRIFFINRATH |  | 53.3373 | -6.6763
MV/LV Substation CA***279 |  | 20 kV | _ | LV | 100 kVA :Pole Substation | 0.1 | --> | 0.1 | 0.065 | 0.33 |  | --> | 0.095 | 0 | 0.03 | 0.077 | 0 |  | --> | E33 ex TRIM | Trim [T421] | NAVAN |  | 53.4792 | -6.7349
MV/LV Substation KI***300X |  | 20 kV | _ | LV | 100 kVA :Pole Substation | 0.1 | --> | 0.1 | 0 | 0 | Constrained, otherwise capacity available =76 kVA | --> | 0.095 | 0 | 0 | 0.098 | 0 |  | --> | E14 ex KILCOCK | Kilcock [T421,T422] | GRIFFINRATH |  | 53.4328 | -6.7065
MV/LV Substation CU***305 |  | 20 kV | _ | LV | 50 kVA :Pole Substation | 0.05 | --> | 0.05 | 0 | 0 | Constrained, otherwise capacity available =43 kVA | --> | 0.048 | 0 | 0.005 | 0.045 | 0 |  | --> | E13 ex KILCOCK | Kilcock [T421,T422] | GRIFFINRATH |  | 53.4939 | -6.6025
MV/LV Substation BY***318X |  | 20 kV | _ | LV | 50 kVA :Pole Substation | 0.05 | --> | 0.05 | 0.05 | 3.5 |  | --> | 0.048 | 0 | 0 | 0 | 0 | Constrained, otherwise capacity available =48 kW | --> | E13 ex DUNFIRTH | Dunfirth [T122] | DUNFIRTH |  | 53.4065 | -6.6984
MV/LV Substation CO***338 |  | 20 kV | _ | LV | 200 kVA :Kiosk Substation | 0.2 | --> | 0.2 | 0 | 0 | Constrained, otherwise capacity available =76 kVA | --> | 0.19 | 0 | 0.006 | 0.202 | 0 |  | --> | E19 ex KILCOCK | Kilcock [T421,T422] | GRIFFINRATH |  | 53.3983 | -6.676
MV/LV Substation MC***339X |  | 20 kV | _ | LV | 100 kVA :Pole Substation | 0.1 | --> | 0.1 | 0 | 0 | Constrained, otherwise capacity available =99 kVA | --> | 0.095 | 0 | 0 | 0.095 | 0 |  | --> | E14 ex KILCOCK | Kilcock [T421,T422] | GRIFFINRATH |  | 53.4791 | -6.69
MV/LV Substation AB***342X |  | 20 kV | _ | LV | 400 kVA :Kiosk Substation | 0.4 | --> | 0.4 | 0 | 0 | Constrained, otherwise capacity available =249 kVA | --> | 0.38 | 0 | 0.034 | 0.375 | 0 |  | --> | E14 ex KILCOCK | Kilcock [T421,T422] | GRIFFINRATH |  | 53.4047 | -6.6725
MV/LV Substation CA***359X |  | 20 kV | _ | LV | 50 kVA :Pole Substation | 0.05 | --> | 0.05 | 0 | 0 | Constrained, otherwise capacity available =48 kVA | --> | 0.048 | 0 | 0 | 0.048 | 0 |  | --> | E13 ex KILCOCK | Kilcock [T421,T422] | GRIFFINRATH |  | 53.4251 | -6.6611
MV/LV Substation RY***364X |  | 20 kV | _ | LV | 50 kVA :Pole Substation | 0.05 | --> | 0.05 | 0 | 0 | Constrained, otherwise capacity available =48 kVA | --> | 0.048 | 0 | 0 | 0.048 | 0 |  | --> | E14 ex KILCOCK | Kilcock [T421,T422] | GRIFFINRATH |  | 53.5131 | -6.7579
MV/LV Substation DR***370 |  | 20 kV | _ | LV | 50 kVA :Pole Substation | 0.05 | --> | 0.05 | 0 | 0 | Constrained, otherwise capacity available =25 kVA | --> | 0.048 | 0 | 0.011 | 0.043 | 0 |  | --> | E13 ex KILCOCK | Kilcock [T421,T422] | GRIFFINRATH |  | 53.5075 | -6.5803
MV/LV Substation MA***375X |  | 20 kV | _ | LV | 400 kVA :Building Structure | 0.4 | --> | 0.4 | 0 | 0 | Constrained, otherwise capacity available =377 kVA | --> | 0.38 | 0 | 0 | 0.383 | 0 |  | --> | E14 ex KILCOCK | Kilcock [T421,T422] | GRIFFINRATH |  | 53.4821 | -6.7259
MV/LV Substation LA***381X |  | 20 kV | _ | LV | 100 kVA :Pole Substation | 0.1 | --> | 0.1 | 0 | 0 | Constrained, otherwise capacity available =70 kVA | --> | 0.095 | 0 | 0 | 0.099 | 0 |  | --> | E13 ex KILCOCK | Kilcock [T421,T422] | GRIFFINRATH |  | 53.4449 | -6.6741
MV/LV Substation PI***384 |  | 20 kV | _ | LV | 100 kVA :Pole Substation | 0.1 | --> | 0.1 | 0 | 0 | Constrained, otherwise capacity available =59 kVA | --> | 0.095 | 0 | 0 | 0.1 | 0 |  | --> | E14 ex KILCOCK | Kilcock [T421,T422] | GRIFFINRATH |  | 53.4034 | -6.6743
MV/LV Substation RO***384X |  | 20 kV | _ | LV | 400 kVA :Kiosk Substation | 0.4 | --> | 0.4 | 0 | 0 | Constrained, otherwise capacity available =250 kVA | --> | 0.38 | 0 | 0.054 | 0.36 | 0 |  | --> | E19 ex KILCOCK | Kilcock [T421,T422] | GRIFFINRATH |  | 53.396 | -6.6712
MV/LV Substation FE***386 |  | 20 kV | _ | LV | 200 kVA :Kiosk Substation | 0.2 | --> | 0.2 | 0 | 0 | Constrained, otherwise capacity available =154 kVA | --> | 0.19 | 0 | 0 | 0.196 | 0 |  | --> | E14 ex KILCOCK | Kilcock [T421,T422] | GRIFFINRATH |  | 53.4264 | -6.7038
MV/LV Substation RA***4006 |  | 20 kV | _ | LV | 50 kVA :Pole Substation | 0.05 | --> | 0.05 | 0.041 | 0.33 |  | --> | 0.048 | 0 | 0 | 0.049 | 0 |  | --> | E33 ex TRIM | Trim [T421] | NAVAN |  | 53.4828 | -6.8099
MV/LV Substation CA***4008 |  | 20 kV | _ | LV | 50 kVA :Pole Substation | 0.05 | --> | 0.05 | 0.026 | 0.33 |  | --> | 0.048 | 0 | 0 | 0.051 | 0 |  | --> | E33 ex TRIM | Trim [T421] | NAVAN |  | 53.4605 | -6.7667
MV/LV Substation SU***4013 |  | 20 kV | _ | LV | 200 kVA :Building Structure | 0.2 | --> | 0.2 | 0 | 0 | Constrained, otherwise capacity available =179 kVA | --> | 0.19 | 0 | 0 | 0.193 | 0 |  | --> | E14 ex KILCOCK | Kilcock [T421,T422] | GRIFFINRATH |  | 53.4873 | -6.7217
MV/LV Substation FI***4032 |  | 20 kV | _ | LV | 400 kVA :Kiosk Substation | 0.4 | --> | 0.4 | 0 | 0 | Constrained, otherwise capacity available =400 kVA | --> | 0.38 | 0 | 0 | 0.38 | 0 |  | --> | E19 ex KILCOCK | Kilcock [T421,T422] | GRIFFINRATH |  | 53.3874 | -6.6969
MV/LV Substation BR***4037 |  | 20 kV | _ | LV | 100 kVA :Pole Substation | 0.1 | --> | 0.1 | 0.1 | 0.33 |  | --> | 0.095 | 0 | 0 | 0.095 | 0 |  | --> | E33 ex TRIM | Trim [T421] | NAVAN |  | 53.5238 | -6.7741
MV/LV Substation BA***406 |  | 20 kV | _ | LV | 50 kVA :Pole Substation | 0.05 | --> | 0.05 | 0.05 | 0.33 |  | --> | 0.048 | 0 | 0 | 0.048 | 0 |  | --> | E33 ex TRIM | Trim [T421] | NAVAN |  | 53.452 | -6.7768
MV/LV Substation SU***4067 |  | 20 kV | _ | LV | 400 kVA :Building Structure | 0.4 | --> | 0.4 | 0 | 0 | Constrained, otherwise capacity available =400 kVA | --> | 0.38 | 0 | 0 | 0.38 | 0 |  | --> | E14 ex KILCOCK | Kilcock [T421,T422] | GRIFFINRATH |  | 53.4849 | -6.7272
MV/LV Substation KI***4068 |  | 20 kV | _ | LV | 400 kVA :Kiosk Substation | 0.4 | --> | 0.4 | 0 | 0 | Constrained, otherwise capacity available =351 kVA | --> | 0.38 | 0 | 0 | 0.387 | 0 |  | --> | E18 ex KILCOCK | Kilcock [T421,T422] | GRIFFINRATH |  | 53.3951 | -6.6533
MV/LV Substation EN***4070 |  | 20 kV | _ | LV | 630 kVA :Building Structure | 0.63 | --> | 0.63 | 0 | 0 | Constrained, otherwise capacity available =543 kVA | --> | 0.598 | 0 | 0.18 | 0.477 | 0 |  | --> | E13 ex KILCOCK | Kilcock [T421,T422] | GRIFFINRATH |  | 53.4405 | -6.6655
MV/LV Substation KN***4076 |  | 20 kV | _ | LV | 50 kVA :Pole Substation | 0.05 | --> | 0.05 | 0 | 0 | Constrained, otherwise capacity available =46 kVA | --> | 0.048 | 0 | 0 | 0.048 | 0 |  | --> | E14 ex KILCOCK | Kilcock [T421,T422] | GRIFFINRATH |  | 53.4086 | -6.6635
MV/LV Substation HA***407X |  | 20 kV | _ | LV | 50 kVA :Pole Substation | 0.05 | --> | 0.05 | 0 | 0 | Constrained, otherwise capacity available =26 kVA | --> | 0.048 | 0 | 0 | 0.051 | 0 |  | --> | E14 ex KILCOCK | Kilcock [T421,T422] | GRIFFINRATH |  | 53.4498 | -6.709
MV/LV Substation NR***4101 |  | 20 kV | _ | LV | 50 kVA :Pole Substation | 0.05 | --> | 0.05 | 0.05 | 3.5 |  | --> | 0.048 | 0 | 0 | 0 | 0 | Constrained, otherwise capacity available =48 kW | --> | E13 ex DUNFIRTH | Dunfirth [T122] | DUNFIRTH |  | 53.408 | -6.7054
MV/LV Substation LI***4110 |  | 20 kV | _ | LV | 400 kVA :Kiosk Substation | 0.4 | --> | 0.4 | 0 | 0 | Constrained, otherwise capacity available =336 kVA | --> | 0.38 | 0 | 0 | 0.389 | 0 |  | --> | E19 ex KILCOCK | Kilcock [T421,T422] | GRIFFINRATH |  | 53.3982 | -6.6649
MV/LV Substation KI***4120 |  | 20 kV | _ | LV | 50 kVA :Pole Substation | 0.05 | --> | 0.05 | 0.047 | 3.5 |  | --> | 0.048 | 0 | 0 | 0 | 0 | Constrained, otherwise capacity available =48 kW | --> | E13 ex DUNFIRTH | Dunfirth [T122] | DUNFIRTH |  | 53.4091 | -6.7222
MV/LV Substation PR***4127 |  | 20 kV | _ | LV | 400 kVA :Kiosk Substation | 0.4 | --> | 0.4 | 0.33 | 0.33 | Constrained, otherwise capacity available =354 kVA | --> | 0.38 | 0 | 0.011 | 0.378 | 0 |  | --> | E33 ex TRIM | Trim [T421] | NAVAN |  | 53.4823 | -6.7403
MV/LV Substation CO***4136 |  | 20 kV | _ | LV | 50 kVA :Pole Substation | 0.05 | --> | 0.05 | 0.05 | 0.33 |  | --> | 0.048 | 0 | 0 | 0.048 | 0 |  | --> | E33 ex TRIM | Trim [T421] | NAVAN |  | 53.4419 | -6.8261
MV/LV Substation SU***4143 |  | 20 kV | _ | LV | 400 kVA :Building Structure | 0.4 | --> | 0.4 | 0 | 0 | Constrained, otherwise capacity available =295 kVA | --> | 0.38 | 0 | 0 | 0.394 | 0 |  | --> | E19 ex KILCOCK | Kilcock [T421,T422] | GRIFFINRATH |  | 53.4011 | -6.6662
MV/LV Substation BO***4151 |  | 20 kV | _ | LV | 200 kVA :Kiosk Substation | 0.2 | --> | 0.2 | 0 | 0 | Constrained, otherwise capacity available =168 kVA | --> | 0.19 | 0 | 0.063 | 0.148 | 0 |  | --> | E14 ex KILCOCK | Kilcock [T421,T422] | GRIFFINRATH |  | 53.4054 | -6.6812
MV/LV Substation LE***4167 |  | 20 kV | _ | LV | 50 kVA :Pole Substation | 0.05 | --> | 0.05 | 0 | 0 | Constrained, otherwise capacity available =43 kVA | --> | 0.048 | 0 | 0.006 | 0.044 | 0 |  | --> | E13 ex KILCOCK | Kilcock [T421,T422] | GRIFFINRATH |  | 53.5163 | -6.5703
MV/LV Substation MI***4178 |  | 20 kV | _ | LV | 400 kVA :Kiosk Substation | 0.4 | --> | 0.4 | 0 | 0 | Constrained, otherwise capacity available =308 kVA | --> | 0.38 | 0 | 0.145 | 0.285 | 0 |  | --> | E19 ex KILCOCK | Kilcock [T421,T422] | GRIFFINRATH |  | 53.3973 | -6.6579
MV/LV Substation TH***4179 |  | 20 kV | _ | LV | 200 kVA :Kiosk Substation | 0.2 | --> | 0.2 | 0 | 0 | Constrained, otherwise capacity available =84 kVA | --> | 0.19 | 0 | 0.057 | 0.163 | 0 |  | --> | E14 ex KILCOCK | Kilcock [T421,T422] | GRIFFINRATH |  | 53.4067 | -6.6686
MV/LV Substation TH***4180 |  | 20 kV | _ | LV | 50 kVA :Pole Substation | 0.05 | --> | 0.05 | 0 | 0 | Constrained, otherwise capacity available =47 kVA | --> | 0.048 | 0 | 0 | 0.048 | 0 |  | --> | E19 ex KILCOCK | Kilcock [T421,T422] | GRIFFINRATH |  | 53.3902 | -6.7022
MV/LV Substation TH***4194 |  | 20 kV | _ | LV | 50 kVA :Pole Substation | 0.05 | --> | 0.05 | 0 | 0 | Constrained, otherwise capacity available =4 kVA | --> | 0.048 | 0 | 0.006 | 0.049 | 0 |  | --> | E12 ex KILCOCK | Kilcock [T421,T422] | GRIFFINRATH |  | 53.4529 | -6.5976
MV/LV Substation NE***4200 |  | 20 kV | _ | LV | 100 kVA :Pole Substation | 0.1 | --> | 0.1 | 0.093 | 3.5 |  | --> | 0.095 | 0 | 0.008 | 0 | 0 | Constrained, otherwise capacity available =90 kW | --> | E13 ex DUNFIRTH | Dunfirth [T122] | DUNFIRTH |  | 53.397 | -6.7521
MV/LV Substation TH***4205 |  | 20 kV | _ | LV | 400 kVA :Kiosk Substation | 0.4 | --> | 0.4 | 0.33 | 0.33 | Constrained, otherwise capacity available =342 kVA | --> | 0.38 | 0 | 0.005 | 0.384 | 0 |  | --> | E33 ex TRIM | Trim [T421] | NAVAN |  | 53.4879 | -6.806
MV/LV Substation FE***4206 |  | 20 kV | _ | LV | 400 kVA :Kiosk Substation | 0.4 | --> | 0.4 | 0 | 0 | Constrained, otherwise capacity available =306 kVA | --> | 0.38 | 0 | 0.006 | 0.388 | 0 |  | --> | E14 ex KILCOCK | Kilcock [T421,T422] | GRIFFINRATH |  | 53.4018 | -6.672
MV/LV Substation RA***4211 |  | 20 kV | _ | LV | 400 kVA :Kiosk Substation | 0.4 | --> | 0.4 | 0 | 0 | Constrained, otherwise capacity available =380 kVA | --> | 0.38 | 0 | 0.016 | 0.371 | 0 |  | --> | E19 ex KILCOCK | Kilcock [T421,T422] | GRIFFINRATH |  | 53.3354 | -6.6769
MV/LV Substation LE***4218 |  | 20 kV | _ | LV | 630 kVA :Kiosk Substation | 0.63 | --> | 0.63 | 0 | 0 | Constrained, otherwise capacity available =488 kVA | --> | 0.598 | 0 | 0.038 | 0.5 | 0 |  | --> | E19 ex KILCOCK | Kilcock [T421,T422] | GRIFFINRATH |  | 53.3942 | -6.6631
MV/LV Substation LE***4219 |  | 20 kV | _ | LV | 630 kVA :Kiosk Substation | 0.63 | --> | 0.63 | 0 | 0 | Constrained, otherwise capacity available =445 kVA | --> | 0.598 | 0 | 0.052 | 0.5 | 0 |  | --> | E19 ex KILCOCK | Kilcock [T421,T422] | GRIFFINRATH |  | 53.3925 | -6.6632
MV/LV Substation TR***421X |  | 20 kV | _ | LV | 100 kVA :Pole Substation | 0.1 | --> | 0.1 | 0 | 0 | Constrained, otherwise capacity available =65 kVA | --> | 0.095 | 0 | 0.008 | 0.094 | 0 |  | --> | E14 ex KILCOCK | Kilcock [T421,T422] | GRIFFINRATH |  | 53.484 | -6.7362
MV/LV Substation LE***4220 |  | 20 kV | _ | LV | 630 kVA :Kiosk Substation | 0.63 | --> | 0.63 | 0 | 0 | Constrained, otherwise capacity available =491 kVA | --> | 0.598 | 0 | 0.05 | 0.5 | 0 |  | --> | E19 ex KILCOCK | Kilcock [T421,T422] | GRIFFINRATH |  | 53.395 | -6.6589
MV/LV Substation WI***4223 |  | 20 kV | _ | LV | 200 kVA :Pole Substation | 0.2 | --> | 0.2 | 0 | 0 | Constrained, otherwise capacity available =87 kVA | --> | 0.19 | 0 | 0 | 0.203 | 0 |  | --> | E14 ex KILCOCK | Kilcock [T421,T422] | GRIFFINRATH |  | 53.5148 | -6.7111
MV/LV Substation CH***4230 |  | 20 kV | _ | LV | 400 kVA :Kiosk Substation | 0.4 | --> | 0.4 | 0 | 0 | Constrained, otherwise capacity available =312 kVA | --> | 0.38 | 0 | 0.016 | 0.38 | 0 |  | --> | E19 ex KILCOCK | Kilcock [T421,T422] | GRIFFINRATH |  | 53.4015 | -6.67
MV/LV Substation MI***4236 |  | 20 kV | _ | LV | 400 kVA :Kiosk Substation | 0.4 | --> | 0.4 | 0 | 0 | Constrained, otherwise capacity available =344 kVA | --> | 0.38 | 0 | 0.153 | 0.274 | 0 |  | --> | E19 ex KILCOCK | Kilcock [T421,T422] | GRIFFINRATH |  | 53.3981 | -6.6598
MV/LV Substation MI***4237 |  | 20 kV | _ | LV | 400 kVA :Kiosk Substation | 0.4 | --> | 0.4 | 0 | 0 | Constrained, otherwise capacity available =359 kVA | --> | 0.38 | 0 | 0.125 | 0.293 | 0 |  | --> | E19 ex KILCOCK | Kilcock [T421,T422] | GRIFFINRATH |  | 53.4004 | -6.6603
MV/LV Substation LE***4243 |  | 20 kV | _ | LV | 630 kVA :Kiosk Substation | 0.63 | --> | 0.63 | 0 | 0 | Constrained, otherwise capacity available =526 kVA | --> | 0.598 | 0 | 0.032 | 0.5 | 0 |  | --> | E19 ex KILCOCK | Kilcock [T421,T422] | GRIFFINRATH |  | 53.3951 | -6.6608
MV/LV Substation MU***4247 |  | 20 kV | _ | LV | 50 kVA :Pole Substation | 0.05 | --> | 0.05 | 0 | 0 | Constrained, otherwise capacity available =39 kVA | --> | 0.048 | 0 | 0.002 | 0.048 | 0 |  | --> | E13 ex KILCOCK | Kilcock [T421,T422] | GRIFFINRATH |  | 53.4577 | -6.6352
MV/LV Substation MO***424X |  | 20 kV | _ | LV | 200 kVA :Pole Substation | 0.2 | --> | 0.2 | 0 | 0 | Constrained, otherwise capacity available =172 kVA | --> | 0.19 | 0 | 0 | 0.194 | 0 |  | --> | E19 ex KILCOCK | Kilcock [T421,T422] | GRIFFINRATH |  | 53.3351 | -6.6806
MV/LV Substation MO***4253 |  | 20 kV | _ | LV | 50 kVA :Pole Substation | 0.05 | --> | 0.05 | 0.049 | 0.33 |  | --> | 0.048 | 0 | 0 | 0.048 | 0 |  | --> | E31 ex TRIM | Trim [T421] | NAVAN |  | 53.5159 | -6.8165
MV/LV Substation BO***4254 |  | 20 kV | _ | LV | 50 kVA :Pole Substation | 0.05 | --> | 0.05 | 0 | 0 | Constrained, otherwise capacity available =50 kVA | --> | 0.048 | 0 | 0 | 0.048 | 0 |  | --> | E13 ex KILCOCK | Kilcock [T421,T422] | GRIFFINRATH |  | 53.4777 | -6.6121
MV/LV Substation NA***4268 |  | 20 kV | _ | LV | 50 kVA :Pole Substation | 0.05 | --> | 0.05 | 0.05 | 0.33 |  | --> | 0.048 | 0 | 0 | 0.048 | 0 |  | --> | E33 ex TRIM | Trim [T421] | NAVAN |  | 53.4576 | -6.7678
MV/LV Substation TH***4270 |  | 20 kV | _ | LV | 100 kVA :Pole Substation | 0.1 | --> | 0.1 | 0 | 0 | Constrained, otherwise capacity available =98 kVA | --> | 0.095 | 0 | 0 | 0.095 | 0 |  | --> | E19 ex KILCOCK | Kilcock [T421,T422] | GRIFFINRATH |  | 53.3898 | -6.7033
MV/LV Substation LA***4289 |  | 20 kV | _ | LV | 50 kVA :Pole Substation | 0.05 | --> | 0.05 | 0 | 0 | Constrained, otherwise capacity available =21 kVA | --> | 0.048 | 0 | 0.025 | 0.033 | 0 |  | --> | E19 ex KILCOCK | Kilcock [T421,T422] | GRIFFINRATH |  | 53.3796 | -6.6672
MV/LV Substation MI***4298 |  | 20 kV | _ | LV | 400 kVA :Kiosk Substation | 0.4 | --> | 0.4 | 0 | 0 | Constrained, otherwise capacity available =392 kVA | --> | 0.38 | 0 | 0 | 0.381 | 0 |  | --> | E19 ex KILCOCK | Kilcock [T421,T422] | GRIFFINRATH |  | 53.4001 | -6.662
MV/LV Substation BA***4305 |  | 20 kV | _ | LV | 630 kVA :Kiosk Substation | 0.63 | --> | 0.63 | 0 | 0 | Constrained, otherwise capacity available =579 kVA | --> | 0.598 | 0 | 0.011 | 0.5 | 0 |  | --> | E19 ex KILCOCK | Kilcock [T421,T422] | GRIFFINRATH |  | 53.4011 | -6.68
MV/LV Substation BA***4325 |  | 20 kV | _ | LV | 400 kVA :Kiosk Substation | 0.4 | --> | 0.4 | 0 | 0 | Constrained, otherwise capacity available =281 kVA | --> | 0.38 | 0 | 0.022 | 0.38 | 0 |  | --> | E19 ex KILCOCK | Kilcock [T421,T422] | GRIFFINRATH |  | 53.403 | -6.6782
MV/LV Substation KI***4327 |  | 20 kV | _ | LV | 100 kVA :Pole Substation | 0.1 | --> | 0.1 | 0.1 | 3.5 |  | --> | 0.095 | 0 | 0 | 0 | 0 | Constrained, otherwise capacity available =95 kW | --> | E13 ex DUNFIRTH | Dunfirth [T122] | DUNFIRTH |  | 53.4099 | -6.7156
MV/LV Substation SU***4336 |  | 20 kV | _ | LV | 50 kVA :Pole Substation | 0.05 | --> | 0.05 | 0.049 | 0.33 |  | --> | 0.048 | 0 | 0 | 0.048 | 0 |  | --> | E33 ex TRIM | Trim [T421] | NAVAN |  | 53.4834 | -6.7405
MV/LV Substation BL***4340 |  | 20 kV | _ | LV | 50 kVA :Pole Substation | 0.05 | --> | 0.05 | 0 | 0 | Constrained, otherwise capacity available =50 kVA | --> | 0.048 | 0 | 0 | 0.048 | 0 |  | --> | E12 ex KILCOCK | Kilcock [T421,T422] | GRIFFINRATH |  | 53.4367 | -6.6033
MV/LV Substation OU***4343 |  | 20 kV | _ | LV | 400 kVA :Kiosk Substation | 0.4 | --> | 0.4 | 0 | 0 | Constrained, otherwise capacity available =400 kVA | --> | 0.38 | 0 | 0 | 0.38 | 0 |  | --> | E19 ex KILCOCK | Kilcock [T421,T422] | GRIFFINRATH |  | 53.3912 | -6.6677
MV/LV Substation RY***4349 |  | 20 kV | _ | LV | 100 kVA :Pole Substation | 0.1 | --> | 0.1 | 0 | 0 | Constrained, otherwise capacity available =98 kVA | --> | 0.095 | 0 | 0.04 | 0.066 | 0 |  | --> | E18 ex KILCOCK | Kilcock [T421,T422] | GRIFFINRATH |  | 53.402 | -6.6362
MV/LV Substation BA***4353 |  | 20 kV | _ | LV | 630 kVA :Kiosk Substation | 0.63 | --> | 0.63 | 0 | 0 | Constrained, otherwise capacity available =573 kVA | --> | 0.598 | 0 | 0 | 0.5 | 0 |  | --> | E19 ex KILCOCK | Kilcock [T421,T422] | GRIFFINRATH |  | 53.4015 | -6.6828
MV/LV Substation BA***4357 |  | 20 kV | _ | LV | 50 kVA :Pole Substation | 0.05 | --> | 0.05 | 0.048 | 3.5 |  | --> | 0.048 | 0 | 0 | 0 | 0 | Constrained, otherwise capacity available =48 kW | --> | E13 ex DUNFIRTH | Dunfirth [T122] | DUNFIRTH |  | 53.3961 | -6.7094
MV/LV Substation BA***4360 |  | 20 kV | _ | LV | 400 kVA :Kiosk Substation | 0.4 | --> | 0.4 | 0 | 0 | Constrained, otherwise capacity available =372 kVA | --> | 0.38 | 0 | 0.01 | 0.376 | 0 |  | --> | E19 ex KILCOCK | Kilcock [T421,T422] | GRIFFINRATH |  | 53.4008 | -6.6845
MV/LV Substation BA***4363 |  | 20 kV | _ | LV | 400 kVA :Kiosk Substation | 0.4 | --> | 0.4 | 0 | 0 | Constrained, otherwise capacity available =400 kVA | --> | 0.38 | 0 | 0 | 0.38 | 0 |  | --> | E19 ex KILCOCK | Kilcock [T421,T422] | GRIFFINRATH |  | 53.4018 | -6.6849
MV/LV Substation CU***4369 |  | 20 kV | _ | LV | 200 kVA :Pole Substation | 0.2 | --> | 0.2 | 0.196 | 0.33 |  | --> | 0.19 | 0 | 0 | 0.19 | 0 |  | --> | E33 ex TRIM | Trim [T421] | NAVAN |  | 53.4637 | -6.8599
MV/LV Substation MA***4380 |  | 20 kV | _ | LV | 200 kVA :Pole Substation | 0.2 | --> | 0.2 | 0 | 0 | Constrained, otherwise capacity available =157 kVA | --> | 0.19 | 0 | 0.006 | 0.191 | 0 |  | --> | E14 ex KILCOCK | Kilcock [T421,T422] | GRIFFINRATH |  | 53.5404 | -6.6993
MV/LV Substation DR***4386 |  | 20 kV | _ | LV | 50 kVA :Pole Substation | 0.05 | --> | 0.05 | 0 | 0 | Constrained, otherwise capacity available =47 kVA | --> | 0.048 | 0 | 0.005 | 0.044 | 0 |  | --> | E14 ex KILCOCK | Kilcock [T421,T422] | GRIFFINRATH |  | 53.4562 | -6.7096
MV/LV Substation LA***4390 |  | 20 kV | _ | LV | 630 kVA :Kiosk Substation | 0.63 | --> | 0.63 | 0 | 0 | Constrained, otherwise capacity available =630 kVA | --> | 0.598 | 0 | 0 | 0.5 | 0 |  | --> | E14 ex KILCOCK | Kilcock [T421,T422] | GRIFFINRATH |  | 53.4811 | -6.7272
MV/LV Substation HO***4396 |  | 20 kV | _ | LV | 50 kVA :Pole Substation | 0.05 | --> | 0.05 | 0 | 0 | Constrained, otherwise capacity available =50 kVA | --> | 0.048 | 0 | 0 | 0.048 | 0 |  | --> | E13 ex KILCOCK | Kilcock [T421,T422] | GRIFFINRATH |  | 53.5193 | -6.6244
MV/LV Substation MU***4398 |  | 20 kV | _ | LV | 50 kVA :Pole Substation | 0.05 | --> | 0.05 | 0 | 0 | Constrained, otherwise capacity available =50 kVA | --> | 0.048 | 0 | 0 | 0.048 | 0 |  | --> | E12 ex KILCOCK | Kilcock [T421,T422] | GRIFFINRATH |  | 53.4346 | -6.6163
MV/LV Substation TA***4403 |  | 20 kV | _ | LV | 630 kVA :Kiosk Substation | 0.63 | --> | 0.63 | 0.33 | 0.33 | Constrained, otherwise capacity available =630 kVA | --> | 0.598 | 0 | 0 | 0.5 | 0 |  | --> | E33 ex TRIM | Trim [T421] | NAVAN |  | 53.4779 | -6.7357
MV/LV Substation AP***4405 |  | 20 kV | _ | LV | 630 kVA :Building Structure | 0.63 | --> | 0.63 | 0 | 0 | Constrained, otherwise capacity available =630 kVA | --> | 0.598 | 0 | 0 | 0.5 | 0 |  | --> | E17 ex BALTRASNA | Baltrasna [T121,T122] | BALTRASNA |  | 53.5101 | -6.5573
MV/LV Substation RA***445X |  | 20 kV | _ | LV | 50 kVA :Pole Substation | 0.05 | --> | 0.05 | 0 | 0 | Constrained, otherwise capacity available =50 kVA | --> | 0.048 | 0 | 0 | 0.048 | 0 |  | --> | E19 ex KILCOCK | Kilcock [T421,T422] | GRIFFINRATH |  | 53.3468 | -6.6807
MV/LV Substation KI***460X |  | 20 kV | _ | LV | 100 kVA :Pole Substation | 0.1 | --> | 0.1 | 0 | 0 | Constrained, otherwise capacity available =62 kVA | --> | 0.095 | 0 | 0 | 0.1 | 0 |  | --> | E14 ex KILCOCK | Kilcock [T421,T422] | GRIFFINRATH |  | 53.5253 | -6.6726
MV/LV Substation CR***475 |  | 20 kV | _ | LV | 50 kVA :Pole Substation | 0.05 | --> | 0.05 | 0 | 0 | Constrained, otherwise capacity available =44 kVA | --> | 0.048 | 0 | 0 | 0.048 | 0 |  | --> | E13 ex KILCOCK | Kilcock [T421,T422] | GRIFFINRATH |  | 53.5119 | -6.6179
MV/LV Substation AS***480X |  | 20 kV | _ | LV | 50 kVA :Pole Substation | 0.05 | --> | 0.05 | 0 | 0 | Constrained, otherwise capacity available =49 kVA | --> | 0.048 | 0 | 0 | 0.048 | 0 |  | --> | E14 ex KILCOCK | Kilcock [T421,T422] | GRIFFINRATH |  | 53.477 | -6.7172
MV/LV Substation BA***487X |  | 20 kV | _ | LV | 50 kVA :Pole Substation | 0.05 | --> | 0.05 | 0 | 0 | Constrained, otherwise capacity available =49 kVA | --> | 0.048 | 0 | 0 | 0.048 | 0 |  | --> | E13 ex KILCOCK | Kilcock [T421,T422] | GRIFFINRATH |  | 53.5186 | -6.6375
MV/LV Substation ME***489X |  | 20 kV | _ | LV | 50 kVA :Pole Substation | 0.05 | --> | 0.05 | 0 | 0 | Constrained, otherwise capacity available =31 kVA | --> | 0.048 | 0 | 0 | 0.05 | 0 |  | --> | E12 ex KILCOCK | Kilcock [T421,T422] | GRIFFINRATH |  | 53.404 | -6.6544
MV/LV Substation SU***490X |  | 20 kV | _ | LV | 400 kVA :Kiosk Substation | 0.4 | --> | 0.4 | 0 | 0 | Constrained, otherwise capacity available =311 kVA | --> | 0.38 | 0 | 0.009 | 0.385 | 0 |  | --> | E14 ex KILCOCK | Kilcock [T421,T422] | GRIFFINRATH |  | 53.4829 | -6.7318
MV/LV Substation SU***497X |  | 20 kV | _ | LV | 630 kVA :Kiosk Substation | 0.63 | --> | 0.63 | 0 | 0 | Constrained, otherwise capacity available =549 kVA | --> | 0.598 | 0 | 0 | 0.5 | 0 |  | --> | E14 ex KILCOCK | Kilcock [T421,T422] | GRIFFINRATH |  | 53.4842 | -6.7286
MV/LV Substation RO***500X |  | 20 kV | _ | LV | 400 kVA :Kiosk Substation | 0.4 | --> | 0.4 | 0 | 0 | Constrained, otherwise capacity available =294 kVA | --> | 0.38 | 0 | 0.025 | 0.376 | 0 |  | --> | E19 ex KILCOCK | Kilcock [T421,T422] | GRIFFINRATH |  | 53.3964 | -6.6641
MV/LV Substation RO***501X |  | 20 kV | _ | LV | 200 kVA :Kiosk Substation | 0.2 | --> | 0.2 | 0 | 0 | Constrained, otherwise capacity available =121 kVA | --> | 0.19 | 0 | 0.017 | 0.188 | 0 |  | --> | E19 ex KILCOCK | Kilcock [T421,T422] | GRIFFINRATH |  | 53.3958 | -6.6673
MV/LV Substation CL***509X |  | 20 kV | _ | LV | 400 kVA :Kiosk Substation | 0.4 | --> | 0.4 | 0 | 0 | Constrained, otherwise capacity available =214 kVA | --> | 0.38 | 0 | 0.009 | 0.398 | 0 |  | --> | E19 ex KILCOCK | Kilcock [T421,T422] | GRIFFINRATH |  | 53.3994 | -6.6705
MV/LV Substation MO***515X |  | 20 kV | _ | LV | 50 kVA :Pole Substation | 0.05 | --> | 0.05 | 0 | 0 | Constrained, otherwise capacity available =14 kVA | --> | 0.048 | 0 | 0.031 | 0.029 | 0 |  | --> | E14 ex KILCOCK | Kilcock [T421,T422] | GRIFFINRATH |  | 53.4769 | -6.684
MV/LV Substation RO***524X |  | 20 kV | _ | LV | 200 kVA :Kiosk Substation | 0.2 | --> | 0.2 | 0 | 0 | Constrained, otherwise capacity available =141 kVA | --> | 0.19 | 0 | 0 | 0.198 | 0 |  | --> | E14 ex KILCOCK | Kilcock [T421,T422] | GRIFFINRATH |  | 53.4012 | -6.6712
MV/LV Substation BA***525X |  | 20 kV | _ | LV | 100 kVA :Pole Substation | 0.1 | --> | 0.1 | 0 | 0 | Constrained, otherwise capacity available =39 kVA | --> | 0.095 | 0 | 0 | 0.103 | 0 |  | --> | E12 ex KILCOCK | Kilcock [T421,T422] | GRIFFINRATH |  | 53.4473 | -6.5872
MV/LV Substation TR***532X |  | 20 kV | _ | LV | 50 kVA :Pole Substation | 0.05 | --> | 0.05 | 0.03 | 3.5 |  | --> | 0.048 | 0 | 0 | 0 | 0 | Constrained, otherwise capacity available =50 kW | --> | E12 ex DUNFIRTH | Dunfirth [T122] | DUNFIRTH |  | 53.443 | -6.8609
MV/LV Substation TE***533X |  | 20 kV | _ | LV | 400 kVA :Building Structure | 0.4 | --> | 0.4 | 0 | 0 | Constrained, otherwise capacity available =277 kVA | --> | 0.38 | 0 | 0 | 0.396 | 0 |  | --> | E13 ex KILCOCK | Kilcock [T421,T422] | GRIFFINRATH |  | 53.519 | -6.658
MV/LV Substation ME***568X |  | 20 kV | _ | LV | 50 kVA :Pole Substation | 0.05 | --> | 0.05 | 0 | 0 | Constrained, otherwise capacity available =50 kVA | --> | 0.048 | 0 | 0 | 0.048 | 0 |  | --> | E13 ex KILCOCK | Kilcock [T421,T422] | GRIFFINRATH |  | 53.5041 | -6.5887
MV/LV Substation TH***611X |  | 20 kV | _ | LV | 200 kVA :Kiosk Substation | 0.2 | --> | 0.2 | 0 | 0 | Constrained, otherwise capacity available =154 kVA | --> | 0.19 | 0 | 0.004 | 0.193 | 0 |  | --> | E19 ex KILCOCK | Kilcock [T421,T422] | GRIFFINRATH |  | 53.3941 | -6.6696
MV/LV Substation SU***625X |  | 20 kV | _ | LV | 400 kVA :Kiosk Substation | 0.4 | --> | 0.4 | 0 | 0 | Constrained, otherwise capacity available =346 kVA | --> | 0.38 | 0 | 0.025 | 0.369 | 0 |  | --> | E14 ex KILCOCK | Kilcock [T421,T422] | GRIFFINRATH |  | 53.4838 | -6.7291
MV/LV Substation RY***636X |  | 20 kV | _ | LV | 400 kVA :Kiosk Substation | 0.4 | --> | 0.4 | 0 | 0 | Constrained, otherwise capacity available =276 kVA | --> | 0.38 | 0 | 0 | 0.397 | 0 |  | --> | E19 ex KILCOCK | Kilcock [T421,T422] | GRIFFINRATH |  | 53.3996 | -6.6657
MV/LV Substation RA***641X |  | 20 kV | _ | LV | 100 kVA :Pole Substation | 0.1 | --> | 0.1 | 0 | 0 | Constrained, otherwise capacity available =88 kVA | --> | 0.095 | 0 | 0 | 0.097 | 0 |  | --> | E19 ex KILCOCK | Kilcock [T421,T422] | GRIFFINRATH |  | 53.3338 | -6.6895
MV/LV Substation TH***642X |  | 20 kV | _ | LV | 400 kVA :Kiosk Substation | 0.4 | --> | 0.4 | 0 | 0 | Constrained, otherwise capacity available =330 kVA | --> | 0.38 | 0 | 0.004 | 0.386 | 0 |  | --> | E14 ex KILCOCK | Kilcock [T421,T422] | GRIFFINRATH |  | 53.4021 | -6.6715
MV/LV Substation CU***646X |  | 20 kV | _ | LV | 200 kVA :Kiosk Substation | 0.2 | --> | 0.2 | 0 | 0 | Constrained, otherwise capacity available =195 kVA | --> | 0.19 | 0 | 0 | 0.191 | 0 |  | --> | E14 ex KILCOCK | Kilcock [T421,T422] | GRIFFINRATH |  | 53.4375 | -6.6985
MV/LV Substation LY***647X |  | 20 kV | _ | LV | 200 kVA :Kiosk Substation | 0.2 | --> | 0.2 | 0 | 0 | Constrained, otherwise capacity available =178 kVA | --> | 0.19 | 0 | 0 | 0.193 | 0 |  | --> | E19 ex KILCOCK | Kilcock [T421,T422] | GRIFFINRATH |  | 53.3855 | -6.7061
MV/LV Substation BO***659X |  | 20 kV | _ | LV | 200 kVA :Pole Substation | 0.2 | --> | 0.2 | 0.2 | 3.5 |  | --> | 0.19 | 0 | 0 | 0 | 0 | Constrained, otherwise capacity available =190 kW | --> | E13 ex DUNFIRTH | Dunfirth [T122] | DUNFIRTH |  | 53.4089 | -6.6992
MV/LV Substation GI***666 |  | 20 kV | _ | LV | 50 kVA :Pole Substation | 0.05 | --> | 0.05 | 0 | 0 | Constrained, otherwise capacity available =44 kVA | --> | 0.048 | 0 | 0 | 0.048 | 0 |  | --> | E14 ex KILCOCK | Kilcock [T421,T422] | GRIFFINRATH |  | 53.5075 | -6.7368
MV/LV Substation SU***678X |  | 20 kV | _ | LV | 400 kVA :Kiosk Substation | 0.4 | --> | 0.4 | 0 | 0 | Constrained, otherwise capacity available =327 kVA | --> | 0.38 | 0 | 0.01 | 0.382 | 0 |  | --> | E14 ex KILCOCK | Kilcock [T421,T422] | GRIFFINRATH |  | 53.4827 | -6.7343
MV/LV Substation RA***684X |  | 20 kV | _ | LV | 200 kVA :Building Structure | 0.2 | --> | 0.2 | 0.165 | 0.33 |  | --> | 0.19 | 0 | 0.009 | 0.188 | 0 |  | --> | E33 ex TRIM | Trim [T421] | NAVAN |  | 53.4499 | -6.8401
MV/LV Substation CO***688 |  | 20 kV | _ | LV | 50 kVA :Pole Substation | 0.05 | --> | 0.05 | 0 | 0 | Constrained, otherwise capacity available =29 kVA | --> | 0.048 | 0 | 0.015 | 0.039 | 0 |  | --> | E14 ex KILCOCK | Kilcock [T421,T422] | GRIFFINRATH |  | 53.452 | -6.7277
MV/LV Substation BE***694 |  | 20 kV | _ | LV | 400 kVA :Kiosk Substation | 0.4 | --> | 0.4 | 0 | 0 | Constrained, otherwise capacity available =208 kVA | --> | 0.38 | 0 | 0.015 | 0.394 | 0 |  | --> | E14 ex KILCOCK | Kilcock [T421,T422] | GRIFFINRATH |  | 53.482 | -6.7312
MV/LV Substation BR***696X |  | 20 kV | _ | LV | 400 kVA :Kiosk Substation | 0.4 | --> | 0.4 | 0 | 0 | Constrained, otherwise capacity available =323 kVA | --> | 0.38 | 0 | 0.018 | 0.377 | 0 |  | --> | E19 ex KILCOCK | Kilcock [T421,T422] | GRIFFINRATH |  | 53.3999 | -6.6781
MV/LV Substation BR***697X |  | 20 kV | _ | LV | 200 kVA :Kiosk Substation | 0.2 | --> | 0.2 | 0 | 0 | Constrained, otherwise capacity available =158 kVA | --> | 0.19 | 0 | 0.006 | 0.191 | 0 |  | --> | E19 ex KILCOCK | Kilcock [T421,T422] | GRIFFINRATH |  | 53.4012 | -6.6777
MV/LV Substation BR***698X |  | 20 kV | _ | LV | 400 kVA :Kiosk Substation | 0.4 | --> | 0.4 | 0 | 0 | Constrained, otherwise capacity available =304 kVA | --> | 0.38 | 0 | 0.014 | 0.383 | 0 |  | --> | E19 ex KILCOCK | Kilcock [T421,T422] | GRIFFINRATH |  | 53.4012 | -6.676
MV/LV Substation KN***701X |  | 20 kV | _ | LV | 400 kVA :Kiosk Substation | 0.4 | --> | 0.4 | 0.356 | 3.5 |  | --> | 0.38 | 0 | 0.006 | 0 | 0 | Constrained, otherwise capacity available =382 kW | --> | E13 ex DUNFIRTH | Dunfirth [T122] | DUNFIRTH |  | 53.3858 | -6.7854
MV/LV Substation HI***702X |  | 20 kV | _ | LV | 400 kVA :Kiosk Substation | 0.4 | --> | 0.4 | 0 | 0 | Constrained, otherwise capacity available =360 kVA | --> | 0.38 | 0 | 0.038 | 0.357 | 0 |  | --> | E19 ex KILCOCK | Kilcock [T421,T422] | GRIFFINRATH |  | 53.4 | -6.6736
MV/LV Substation BO***704X |  | 20 kV | _ | LV | 200 kVA :Kiosk Substation | 0.2 | --> | 0.2 | 0 | 0 | Constrained, otherwise capacity available =184 kVA | --> | 0.19 | 0 | 0 | 0.192 | 0 |  | --> | E14 ex KILCOCK | Kilcock [T421,T422] | GRIFFINRATH |  | 53.4059 | -6.6813
MV/LV Substation CH***716X |  | 20 kV | _ | LV | 400 kVA :Kiosk Substation | 0.4 | --> | 0.4 | 0 | 0 | Constrained, otherwise capacity available =297 kVA | --> | 0.38 | 0 | 0.041 | 0.363 | 0 |  | --> | E19 ex KILCOCK | Kilcock [T421,T422] | GRIFFINRATH |  | 53.3934 | -6.6732
MV/LV Substation CH***717X |  | 20 kV | _ | LV | 400 kVA :Kiosk Substation | 0.4 | --> | 0.4 | 0 | 0 | Constrained, otherwise capacity available =328 kVA | --> | 0.38 | 0 | 0 | 0.39 | 0 |  | --> | E19 ex KILCOCK | Kilcock [T421,T422] | GRIFFINRATH |  | 53.3915 | -6.672
MV/LV Substation CH***718X |  | 20 kV | _ | LV | 400 kVA :Kiosk Substation | 0.4 | --> | 0.4 | 0 | 0 | Constrained, otherwise capacity available =334 kVA | --> | 0.38 | 0 | 0 | 0.389 | 0 |  | --> | E19 ex KILCOCK | Kilcock [T421,T422] | GRIFFINRATH |  | 53.3919 | -6.6693
MV/LV Substation KI***726X |  | 20 kV | _ | LV | 50 kVA :Pole Substation | 0.05 | --> | 0.05 | 0 | 0 | Constrained, otherwise capacity available =37 kVA | --> | 0.048 | 0 | 0 | 0.049 | 0 |  | --> | E19 ex KILCOCK | Kilcock [T421,T422] | GRIFFINRATH |  | 53.3967 | -6.6833
MV/LV Substation RA***733X |  | 20 kV | _ | LV | 50 kVA :Pole Substation | 0.05 | --> | 0.05 | 0 | 0 | Constrained, otherwise capacity available =44 kVA | --> | 0.048 | 0 | 0.01 | 0.041 | 0 |  | --> | E19 ex KILCOCK | Kilcock [T421,T422] | GRIFFINRATH |  | 53.3367 | -6.6763
MV/LV Substation TO***736X |  | 20 kV | _ | LV | 400 kVA :Building Structure | 0.4 | --> | 0.4 | 0.305 | 3.5 |  | --> | 0.38 | 0 | 0.011 | 0 | 0 | Constrained, otherwise capacity available =385 kW | --> | E13 ex DUNFIRTH | Dunfirth [T122] | DUNFIRTH |  | 53.4096 | -6.7398
MV/LV Substation MO***740X |  | 20 kV | _ | LV | 50 kVA :Pole Substation | 0.05 | --> | 0.05 | 0.044 | 3.5 |  | --> | 0.048 | 0 | 0.005 | 0 | 0 | Constrained, otherwise capacity available =45 kW | --> | E13 ex DUNFIRTH | Dunfirth [T122] | DUNFIRTH |  | 53.3861 | -6.7176
MV/LV Substation WA***754 |  | 20 kV | _ | LV | 100 kVA :Pole Substation | 0.1 | --> | 0.1 | 0 | 0 | Constrained, otherwise capacity available =66 kVA | --> | 0.095 | 0 | 0.096 | 0.029 | 0 |  | --> | E13 ex KILCOCK | Kilcock [T421,T422] | GRIFFINRATH |  | 53.5231 | -6.614
MV/LV Substation PI***755X |  | 20 kV | _ | LV | 50 kVA :Pole Substation | 0.05 | --> | 0.05 | 0 | 0 | Constrained, otherwise capacity available =28 kVA | --> | 0.048 | 0 | 0 | 0.05 | 0 |  | --> | E14 ex KILCOCK | Kilcock [T421,T422] | GRIFFINRATH |  | 53.4048 | -6.6779
MV/LV Substation RA***762X |  | 20 kV | _ | LV | 50 kVA :Pole Substation | 0.05 | --> | 0.05 | 0 | 0 | Constrained, otherwise capacity available =40 kVA | --> | 0.048 | 0 | 0 | 0.049 | 0 |  | --> | E13 ex KILCOCK | Kilcock [T421,T422] | GRIFFINRATH |  | 53.4454 | -6.6662
MV/LV Substation SP***771X |  | 20 kV | _ | LV | 200 kVA :Kiosk Substation | 0.2 | --> | 0.2 | 0 | 0 | Constrained, otherwise capacity available =171 kVA | --> | 0.19 | 0 | 0.006 | 0.19 | 0 |  | --> | E14 ex KILCOCK | Kilcock [T421,T422] | GRIFFINRATH |  | 53.4055 | -6.6781
MV/LV Substation RY***781X |  | 20 kV | _ | LV | 400 kVA :Kiosk Substation | 0.4 | --> | 0.4 | 0 | 0 | Constrained, otherwise capacity available =233 kVA | --> | 0.38 | 0 | 0.031 | 0.379 | 0 |  | --> | E14 ex KILCOCK | Kilcock [T421,T422] | GRIFFINRATH |  | 53.4055 | -6.6738
MV/LV Substation RY***782X |  | 20 kV | _ | LV | 400 kVA :Kiosk Substation | 0.4 | --> | 0.4 | 0 | 0 | Constrained, otherwise capacity available =308 kVA | --> | 0.38 | 0 | 0.062 | 0.346 | 0 |  | --> | E14 ex KILCOCK | Kilcock [T421,T422] | GRIFFINRATH |  | 53.4074 | -6.6765
MV/LV Substation BA***793X |  | 20 kV | _ | LV | 50 kVA :Pole Substation | 0.05 | --> | 0.05 | 0.046 | 3.5 |  | --> | 0.048 | 0 | 0 | 0 | 0 | Constrained, otherwise capacity available =48 kW | --> | E13 ex DUNFIRTH | Dunfirth [T122] | DUNFIRTH |  | 53.3971 | -6.7167
MV/LV Substation KN***794 |  | 20 kV | _ | LV | 50 kVA :Pole Substation | 0.05 | --> | 0.05 | 0 | 0 | Constrained, otherwise capacity available =32 kVA | --> | 0.048 | 0 | 0.014 | 0.04 | 0 |  | --> | E13 ex KILCOCK | Kilcock [T421,T422] | GRIFFINRATH |  | 53.5077 | -6.5881
MV/LV Substation PH***795X |  | 20 kV | _ | LV | 50 kVA :Pole Substation | 0.05 | --> | 0.05 | 0 | 0 | Constrained, otherwise capacity available =45 kVA | --> | 0.048 | 0 | 0.01 | 0.041 | 0 |  | --> | E13 ex KILCOCK | Kilcock [T421,T422] | GRIFFINRATH |  | 53.4437 | -6.6586
MV/LV Substation KI***819X |  | 20 kV | _ | LV | 50 kVA :Pole Substation | 0.05 | --> | 0.05 | 0 | 0 | Constrained, otherwise capacity available =46 kVA | --> | 0.048 | 0 | 0 | 0.048 | 0 |  | --> | E14 ex KILCOCK | Kilcock [T421,T422] | GRIFFINRATH |  | 53.4256 | -6.6945
MV/LV Substation BO***823X |  | 20 kV | _ | LV | 50 kVA :Pole Substation | 0.05 | --> | 0.05 | 0.045 | 3.5 |  | --> | 0.048 | 0 | 0 | 0 | 0 | Constrained, otherwise capacity available =48 kW | --> | E13 ex DUNFIRTH | Dunfirth [T122] | DUNFIRTH |  | 53.4099 | -6.7084
MV/LV Substation SU***834X |  | 20 kV | _ | LV | 50 kVA :Pole Substation | 0.05 | --> | 0.05 | 0 | 0 | Constrained, otherwise capacity available =44 kVA | --> | 0.048 | 0 | 0 | 0.048 | 0 |  | --> | E14 ex KILCOCK | Kilcock [T421,T422] | GRIFFINRATH |  | 53.4774 | -6.718
MV/LV Substation KN***835X |  | 20 kV | _ | LV | 50 kVA :Pole Substation | 0.05 | --> | 0.05 | 0.042 | 3.5 |  | --> | 0.048 | 0 | 0.006 | 0 | 0 | Constrained, otherwise capacity available =44 kW | --> | E13 ex DUNFIRTH | Dunfirth [T122] | DUNFIRTH |  | 53.3864 | -6.7894
MV/LV Substation CL***842X |  | 20 kV | _ | LV | 50 kVA :Pole Substation | 0.05 | --> | 0.05 | 0.043 | 0.33 |  | --> | 0.048 | 0 | 0 | 0.048 | 0 |  | --> | E33 ex TRIM | Trim [T421] | NAVAN |  | 53.4721 | -6.7617
MV/LV Substation CO***843X |  | 20 kV | _ | LV | 50 kVA :Pole Substation | 0.05 | --> | 0.05 | 0 | 0 | Constrained, otherwise capacity available =42 kVA | --> | 0.048 | 0 | 0 | 0.049 | 0 |  | --> | E19 ex KILCOCK | Kilcock [T421,T422] | GRIFFINRATH |  | 53.3842 | -6.7082
MV/LV Substation CL***848X |  | 20 kV | _ | LV | 200 kVA :Pole Substation | 0.2 | --> | 0.2 | 0 | 0 | Constrained, otherwise capacity available =124 kVA | --> | 0.19 | 0 | 0.028 | 0.18 | 0 |  | --> | E14 ex KILCOCK | Kilcock [T421,T422] | GRIFFINRATH |  | 53.4866 | -6.7342
MV/LV Substation NE***850 |  | 20 kV | _ | LV | 100 kVA :Pole Substation | 0.1 | --> | 0.1 | 0 | 0 | Constrained, otherwise capacity available =100 kVA | --> | 0.095 | 0 | 0 | 0.095 | 0 |  | --> | E18 ex KILCOCK | Kilcock [T421,T422] | GRIFFINRATH |  | 53.3985 | -6.6492
MV/LV Substation CR***852X |  | 20 kV | _ | LV | 50 kVA :Pole Substation | 0.05 | --> | 0.05 | 0 | 0 | Constrained, otherwise capacity available =48 kVA | --> | 0.048 | 0 | 0 | 0.048 | 0 |  | --> | E13 ex KILCOCK | Kilcock [T421,T422] | GRIFFINRATH |  | 53.5127 | -6.6153
MV/LV Substation OU***854X |  | 20 kV | _ | LV | 400 kVA :Kiosk Substation | 0.4 | --> | 0.4 | 0 | 0 | Constrained, otherwise capacity available =333 kVA | --> | 0.38 | 0 | 0.038 | 0.361 | 0 |  | --> | E19 ex KILCOCK | Kilcock [T421,T422] | GRIFFINRATH |  | 53.3914 | -6.6689
MV/LV Substation MA***855 |  | 20 kV | _ | LV | 100 kVA :Pole Substation | 0.1 | --> | 0.1 | 0 | 0 | Constrained, otherwise capacity available =50 kVA | --> | 0.095 | 0 | 0 | 0.102 | 0 |  | --> | E18 ex KILCOCK | Kilcock [T421,T422] | GRIFFINRATH |  | 53.3911 | -6.6415
MV/LV Substation MA***856 |  | 20 kV | _ | LV | 50 kVA :Pole Substation | 0.05 | --> | 0.05 | 0 | 0 | Constrained, otherwise capacity available =46 kVA | --> | 0.048 | 0 | 0 | 0.048 | 0 |  | --> | E18 ex KILCOCK | Kilcock [T421,T422] | GRIFFINRATH |  | 53.3892 | -6.6375
MV/LV Substation MC***857X |  | 20 kV | _ | LV | 200 kVA :Pole Substation | 0.2 | --> | 0.2 | 0 | 0 | Constrained, otherwise capacity available =59 kVA | --> | 0.19 | 0 | 0 | 0.208 | 0 |  | --> | E14 ex KILCOCK | Kilcock [T421,T422] | GRIFFINRATH |  | 53.5177 | -6.6917
MV/LV Substation BR***858X |  | 20 kV | _ | LV | 50 kVA :Pole Substation | 0.05 | --> | 0.05 | 0.046 | 0.33 |  | --> | 0.048 | 0 | 0 | 0.048 | 0 |  | --> | E33 ex TRIM | Trim [T421] | NAVAN |  | 53.5216 | -6.774
MV/LV Substation MO***860 |  | 20 kV | _ | LV | 50 kVA :Pole Substation | 0.05 | --> | 0.05 | 0 | 0 | Constrained, otherwise capacity available =29 kVA | --> | 0.048 | 0 | 0 | 0.05 | 0 |  | --> | E18 ex KILCOCK | Kilcock [T421,T422] | GRIFFINRATH |  | 53.3994 | -6.6212
MV/LV Substation MO***861 |  | 20 kV | _ | LV | 50 kVA :Pole Substation | 0.05 | --> | 0.05 | 0 | 0 | Constrained, otherwise capacity available =50 kVA | --> | 0.048 | 0 | 0 | 0.048 | 0 |  | --> | E18 ex KILCOCK | Kilcock [T421,T422] | GRIFFINRATH |  | 53.3994 | -6.6165
MV/LV Substation KI***864 |  | 20 kV | _ | LV | 630 kVA :Building Structure | 0.63 | --> | 0.63 | 0 | 0 | Constrained, otherwise capacity available =463 kVA | --> | 0.598 | 0 | 0.002 | 0.5 | 0 |  | --> | E19 ex KILCOCK | Kilcock [T421,T422] | GRIFFINRATH |  | 53.3996 | -6.667
MV/LV Substation HI***870 |  | 20 kV | _ | LV | 200 kVA :Pole Substation | 0.2 | --> | 0.2 | 0 | 0 | Constrained, otherwise capacity available =147 kVA | --> | 0.19 | 0 | 0.026 | 0.178 | 0 |  | --> | E19 ex KILCOCK | Kilcock [T421,T422] | GRIFFINRATH |  | 53.3972 | -6.675
MV/LV Substation CH***872X |  | 20 kV | _ | LV | 200 kVA :Kiosk Substation | 0.2 | --> | 0.2 | 0.118 | 0.33 |  | --> | 0.19 | 0 | 0.05 | 0.164 | 0 |  | --> | E33 ex TRIM | Trim [T421] | NAVAN |  | 53.4874 | -6.8095
MV/LV Substation CO***874 |  | 20 kV | _ | LV | 50 kVA :Pole Substation | 0.05 | --> | 0.05 | 0 | 0 | Constrained, otherwise capacity available =25 kVA | --> | 0.048 | 0 | 0.005 | 0.047 | 0 |  | --> | E19 ex KILCOCK | Kilcock [T421,T422] | GRIFFINRATH |  | 53.3947 | -6.6811
MV/LV Substation CL***876X |  | 10 kV | _ | LV | 50 kVA :Pole Substation | 0.05 | --> | 0.05 | 0 | 0 | Constrained, otherwise capacity available =45 kVA | --> | 0.048 | 0 | 0 | 0.048 | 0 |  | --> | E13 ex KILCOCK | Kilcock [T421,T422] | GRIFFINRATH |  | 53.4551 | -6.6723
MV/LV Substation BA***878 |  | 20 kV | _ | LV | 100 kVA :Pole Substation | 0.1 | --> | 0.1 | 0.083 | 3.5 |  | --> | 0.095 | 0 | 0.005 | 0 | 0 | Constrained, otherwise capacity available =94 kW | --> | E13 ex DUNFIRTH | Dunfirth [T122] | DUNFIRTH |  | 53.3967 | -6.7104
MV/LV Substation RY***881X |  | 20 kV | _ | LV | 400 kVA :Kiosk Substation | 0.4 | --> | 0.4 | 0 | 0 | Constrained, otherwise capacity available =371 kVA | --> | 0.38 | 0 | 0 | 0.384 | 0 |  | --> | E19 ex KILCOCK | Kilcock [T421,T422] | GRIFFINRATH |  | 53.3963 | -6.6626
MV/LV Substation GA***885X |  | 20 kV | _ | LV | 50 kVA :Pole Substation | 0.05 | --> | 0.05 | 0 | 0 | Constrained, otherwise capacity available =44 kVA | --> | 0.048 | 0 | 0.008 | 0.042 | 0 |  | --> | E14 ex KILCOCK | Kilcock [T421,T422] | GRIFFINRATH |  | 53.4369 | -6.7053
MV/LV Substation BA***887 |  | 20 kV | _ | LV | 100 kVA :Pole Substation | 0.1 | --> | 0.1 | 0.073 | 3.5 |  | --> | 0.095 | 0 | 0.005 | 0 | 0 | Constrained, otherwise capacity available =95 kW | --> | E13 ex DUNFIRTH | Dunfirth [T122] | DUNFIRTH |  | 53.3876 | -6.7212
MV/LV Substation PU***891X |  | 20 kV | _ | LV | 50 kVA :Pole Substation | 0.05 | --> | 0.05 | 0 | 0 | Constrained, otherwise capacity available =50 kVA | --> | 0.048 | 0 | 0 | 0.048 | 0 |  | --> | E14 ex KILCOCK | Kilcock [T421,T422] | GRIFFINRATH |  | 53.5256 | -6.6788
MV/LV Substation EN***893X |  | 20 kV | _ | LV | 400 kVA :Building Structure | 0.4 | --> | 0.4 | 0 | 0 | Constrained, otherwise capacity available =243 kVA | --> | 0.38 | 0 | 0.015 | 0.38 | 0 |  | --> | E14 ex KILCOCK | Kilcock [T421,T422] | GRIFFINRATH |  | 53.4828 | -6.7264
MV/LV Substation DU***900X |  | 20 kV | _ | LV | 50 kVA :Pole Substation | 0.05 | --> | 0.05 | 0 | 0 | Constrained, otherwise capacity available =46 kVA | --> | 0.048 | 0 | 0 | 0.048 | 0 |  | --> | E19 ex KILCOCK | Kilcock [T421,T422] | GRIFFINRATH |  | 53.3867 | -6.6601
MV/LV Substation CO***902X |  | 20 kV | _ | LV | 50 kVA :Pole Substation | 0.05 | --> | 0.05 | 0 | 0 | Constrained, otherwise capacity available =46 kVA | --> | 0.048 | 0 | 0 | 0.048 | 0 |  | --> | E14 ex KILCOCK | Kilcock [T421,T422] | GRIFFINRATH |  | 53.4509 | -6.7283
MV/LV Substation AU***903X |  | 20 kV | _ | LV | 50 kVA :Pole Substation | 0.05 | --> | 0.05 | 0 | 0 | Constrained, otherwise capacity available =44 kVA | --> | 0.048 | 0 | 0 | 0.048 | 0 |  | --> | E13 ex KILCOCK | Kilcock [T421,T422] | GRIFFINRATH |  | 53.5107 | -6.616
MV/LV Substation PU***910X |  | 20 kV | _ | LV | 100 kVA :Pole Substation | 0.1 | --> | 0.1 | 0 | 0 | Constrained, otherwise capacity available =93 kVA | --> | 0.095 | 0 | 0 | 0.096 | 0 |  | --> | E14 ex KILCOCK | Kilcock [T421,T422] | GRIFFINRATH |  | 53.5252 | -6.6732
MV/LV Substation MO***911X |  | 20 kV | _ | LV | 50 kVA :Pole Substation | 0.05 | --> | 0.05 | 0.046 | 0.33 |  | --> | 0.048 | 0 | 0 | 0.048 | 0 |  | --> | E33 ex TRIM | Trim [T421] | NAVAN |  | 53.505 | -6.7981
MV/LV Substation ME***914X |  | 20 kV | _ | LV | 50 kVA :Pole Substation | 0.05 | --> | 0.05 | 0 | 0 | Constrained, otherwise capacity available =48 kVA | --> | 0.048 | 0 | 0 | 0.048 | 0 |  | --> | E13 ex KILCOCK | Kilcock [T421,T422] | GRIFFINRATH |  | 53.5147 | -6.5643
MV/LV Substation CO***916X |  | 20 kV | _ | LV | 50 kVA :Pole Substation | 0.05 | --> | 0.05 | 0 | 0 | Constrained, otherwise capacity available =41 kVA | --> | 0.048 | 0 | 0 | 0.049 | 0 |  | --> | E12 ex KILCOCK | Kilcock [T421,T422] | GRIFFINRATH |  | 53.4416 | -6.607
MV/LV Substation BO***918X |  | 20 kV | _ | LV | 50 kVA :Pole Substation | 0.05 | --> | 0.05 | 0 | 0 | Constrained, otherwise capacity available =43 kVA | --> | 0.048 | 0 | 0.006 | 0.044 | 0 |  | --> | E19 ex KILCOCK | Kilcock [T421,T422] | GRIFFINRATH |  | 53.3229 | -6.7006
MV/LV Substation FA***924X |  | 20 kV | _ | LV | 50 kVA :Pole Substation | 0.05 | --> | 0.05 | 0 | 0 | Constrained, otherwise capacity available =50 kVA | --> | 0.048 | 0 | 0 | 0.048 | 0 |  | --> | E19 ex KILCOCK | Kilcock [T421,T422] | GRIFFINRATH |  | 53.363 | -6.6967
MV/LV Substation RE***930X |  | 20 kV | _ | LV | 50 kVA :Pole Substation | 0.05 | --> | 0.05 | 0 | 0 | Constrained, otherwise capacity available =35 kVA | --> | 0.048 | 0 | 0 | 0.05 | 0 |  | --> | E13 ex KILCOCK | Kilcock [T421,T422] | GRIFFINRATH |  | 53.51 | -6.5625
MV/LV Substation BA***980 |  | 20 kV | _ | LV | 50 kVA :Pole Substation | 0.05 | --> | 0.05 | 0 | 0 | Constrained, otherwise capacity available =24 kVA | --> | 0.048 | 0 | 0.004 | 0.048 | 0 |  | --> | E19 ex KILCOCK | Kilcock [T421,T422] | GRIFFINRATH |  | 53.3523 | -6.6828
MV/LV Substation BA***983 |  | 20 kV | _ | LV | 200 kVA :Pole Substation | 0.2 | --> | 0.2 | 0 | 0 | Constrained, otherwise capacity available =199 kVA | --> | 0.19 | 0 | 0 | 0.19 | 0 |  | --> | E19 ex KILCOCK | Kilcock [T421,T422] | GRIFFINRATH |  | 53.353 | -6.6673
MV/LV Substation BA***984 |  | 20 kV | _ | LV | 200 kVA :Pole Substation | 0.2 | --> | 0.2 | 0 | 0 | Constrained, otherwise capacity available =125 kVA | --> | 0.19 | 0 | 0 | 0.2 | 0 |  | --> | E19 ex KILCOCK | Kilcock [T421,T422] | GRIFFINRATH |  | 53.3496 | -6.6923
MV/LV Substation PA***987 |  | 20 kV | _ | LV | 100 kVA :Pole Substation | 0.1 | --> | 0.1 | 0 | 0 | Constrained, otherwise capacity available =58 kVA | --> | 0.095 | 0 | 0.003 | 0.098 | 0 |  | --> | E19 ex KILCOCK | Kilcock [T421,T422] | GRIFFINRATH |  | 53.3342 | -6.6925
MV/LV Substation BA***001 |  | 10 kV | _ | LV | 50 kVA :Pole Substation | 0.05 | --> | 0.05 | 0 | 0 | Constrained, otherwise capacity available =50 kVA | --> | 0.048 | 0 | 0 | 0 | 0 | Constrained, otherwise capacity available =48 kW | --> | C16 ex KILCLOHER | Kilcloher [T41,T42] | DUNGARVAN |  | 52.1311 | -7.8069
MV/LV Substation TO***003 |  | 10 kV | _ | LV | 400 kVA :Kiosk Substation | 0.4 | --> | 0.4 | 0 | 0 | Constrained, otherwise capacity available =320 kVA | --> | 0.38 | 0 | 0.016 | 0 | 0 | Constrained, otherwise capacity available =379 kW | --> | C19 ex LISMORE | Lismore [T41,T42] | DUNGARVAN |  | 52.1327 | -7.9307
MV/LV Substation CA***004 |  | 20 kV | _ | LV | 200 kVA :Pole Substation | 0.2 | --> | 0.2 | 0 | 0 | Constrained, otherwise capacity available =169 kVA | --> | 0.19 | 0 | 0.157 | 0 | 0 | Constrained, otherwise capacity available =78 kW | --> | C25 ex KILCLOHER | Kilcloher [T41,T42] | DUNGARVAN |  | 52.2197 | -7.7282
MV/LV Substation BA***005 |  | 10 kV | _ | LV | 400 kVA :Kiosk Substation | 0.4 | --> | 0.4 | 0 | 0 | Constrained, otherwise capacity available =278 kVA | --> | 0.38 | 0 | 0.02 | 0 | 0 | Constrained, otherwise capacity available =381 kW | --> | C16 ex KILCLOHER | Kilcloher [T41,T42] | DUNGARVAN |  | 52.1458 | -7.8471
MV/LV Substation TW***009 |  | 10 kV | _ | LV | 400 kVA :Kiosk Substation | 0.4 | --> | 0.4 | 0 | 0 | Constrained, otherwise capacity available =256 kVA | --> | 0.38 | 0 | 0.018 | 0 | 0 | Constrained, otherwise capacity available =386 kW | --> | C20 ex LISMORE | Lismore [T41,T42] | DUNGARVAN |  | 52.1475 | -7.8532
MV/LV Substation CA***010 |  | 10 kV | _ | LV | 200 kVA :Pole Substation | 0.2 | --> | 0.2 | 0 | 0 | Constrained, otherwise capacity available =134 kVA | --> | 0.19 | 0 | 0 | 0 | 0 | Constrained, otherwise capacity available =199 kW | --> | C20 ex LISMORE | Lismore [T41,T42] | DUNGARVAN |  | 52.1458 | -7.8503
MV/LV Substation LI***013Z |  | 10 kV | _ | LV | 100 kVA :Pole Substation | 0.1 | --> | 0.1 | 0 | 0 | Constrained, otherwise capacity available =78 kVA | --> | 0.095 | 0 | 0 | 0 | 0 | Constrained, otherwise capacity available =98 kW | --> | C19 ex LISMORE | Lismore [T41,T42] | DUNGARVAN |  | 52.1307 | -7.9305
MV/LV Substation LI***014 |  | 10 kV | _ | LV | 400 kVA :Kiosk Substation | 0.4 | --> | 0.4 | 0 | 0 | Constrained, otherwise capacity available =374 kVA | --> | 0.38 | 0 | 0 | 0 | 0 | Constrained, otherwise capacity available =384 kW | --> | C19 ex LISMORE | Lismore [T41,T42] | DUNGARVAN |  | 52.1408 | -7.9328
MV/LV Substation LI***015 |  | 10 kV | _ | LV | 400 kVA :Kiosk Substation | 0.4 | --> | 0.4 | 0 | 0 | Constrained, otherwise capacity available =152 kVA | --> | 0.38 | 0 | 0.027 | 0 | 0 | Constrained, otherwise capacity available =392 kW | --> | C19 ex LISMORE | Lismore [T41,T42] | DUNGARVAN |  | 52.1354 | -7.9329
MV/LV Substation ST***016 |  | 10 kV | _ | LV | 100 kVA :Pole Substation | 0.1 | --> | 0.1 | 0 | 0 | Constrained, otherwise capacity available =94 kVA | --> | 0.095 | 0 | 0 | 0 | 0 | Constrained, otherwise capacity available =96 kW | --> | C19 ex LISMORE | Lismore [T41,T42] | DUNGARVAN |  | 52.1295 | -7.9315
MV/LV Substation CO***017 |  | 10 kV | _ | LV | 200 kVA :Pole Substation | 0.2 | --> | 0.2 | 0 | 0 | Constrained, otherwise capacity available =95 kVA | --> | 0.19 | 0 | 0.006 | 0 | 0 | Constrained, otherwise capacity available =199 kW | --> | C19 ex LISMORE | Lismore [T41,T42] | DUNGARVAN |  | 52.0953 | -8.0076
MV/LV Substation VI***017Z |  | 10 kV | _ | LV | 50 kVA :Pole Substation | 0.05 | --> | 0.05 | 0 | 0 | Constrained, otherwise capacity available =41 kVA | --> | 0.048 | 0 | 0 | 0 | 0 | Constrained, otherwise capacity available =49 kW | --> | C15 ex KILCLOHER | Kilcloher [T41,T42] | DUNGARVAN |  | 52.0853 | -7.8571
MV/LV Substation TA***018 |  | 10 kV | _ | LV | 400 kVA :Kiosk Substation | 0.4 | --> | 0.4 | 0 | 0 | Constrained, otherwise capacity available =286 kVA | --> | 0.38 | 0 | 0.025 | 0 | 0 | Constrained, otherwise capacity available =377 kW | --> | C19 ex LISMORE | Lismore [T41,T42] | DUNGARVAN |  | 52.0938 | -8.0097
MV/LV Substation NE***024 |  | 10 kV | _ | LV | 400 kVA :Kiosk Substation | 0.4 | --> | 0.4 | 0 | 0 | Constrained, otherwise capacity available =340 kVA | --> | 0.38 | 0 | 0.022 | 0 | 0 | Constrained, otherwise capacity available =372 kW | --> | C19 ex LISMORE | Lismore [T41,T42] | DUNGARVAN |  | 52.1342 | -7.9347
MV/LV Substation TO***026 |  | 10 kV | _ | LV | 200 kVA :Pole Substation | 0.2 | --> | 0.2 | 0 | 0 | Constrained, otherwise capacity available =157 kVA | --> | 0.19 | 0 | 0.009 | 0 | 0 | Constrained, otherwise capacity available =189 kW | --> | C19 ex LISMORE | Lismore [T41,T42] | DUNGARVAN |  | 52.0946 | -8.0006
MV/LV Substation SH***027 |  | 10 kV | _ | LV | 100 kVA :Pole Substation | 0.1 | --> | 0.1 | 0 | 0 | Constrained, otherwise capacity available =66 kVA | --> | 0.095 | 0 | 0.006 | 0 | 0 | Constrained, otherwise capacity available =95 kW | --> | C16 ex KILCLOHER | Kilcloher [T41,T42] | DUNGARVAN |  | 52.1477 | -7.8403
MV/LV Substation KI***031Z |  | 20 kV | _ | LV | 100 kVA :Pole Substation | 0.1 | --> | 0.1 | 0 | 0 | Constrained, otherwise capacity available =99 kVA | --> | 0.095 | 0 | 0 | 0 | 0 | Constrained, otherwise capacity available =95 kW | --> | E13 ex FOXHOLE | Foxhole [T421,T422] | DUNGARVAN |  | 51.9849 | -7.8087
MV/LV Substation DR***039Z |  | 10 kV | _ | LV | 100 kVA :Pole Substation | 0.1 | --> | 0.1 | 0 | 0 | Constrained, otherwise capacity available =83 kVA | --> | 0.095 | 0 | 0 | 0 | 0 | Constrained, otherwise capacity available =97 kW | --> | C20 ex LISMORE | Lismore [T41,T42] | DUNGARVAN |  | 52.1364 | -7.8685
MV/LV Substation BA***040Z |  | 10 kV | _ | LV | 50 kVA :Pole Substation | 0.05 | --> | 0.05 | 0 | 0 | Constrained, otherwise capacity available =48 kVA | --> | 0.048 | 0 | 0 | 0 | 0 | Constrained, otherwise capacity available =48 kW | --> | C22 ex LISMORE | Lismore [T41,T42] | DUNGARVAN |  | 52.147 | -7.9291
MV/LV Substation CA***053Z |  | 10 kV | _ | LV | 200 kVA :Pole Substation | 0.2 | --> | 0.2 | 0 | 0 | Constrained, otherwise capacity available =181 kVA | --> | 0.19 | 0 | 0 | 0 | 0 | Constrained, otherwise capacity available =193 kW | --> | C19 ex LISMORE | Lismore [T41,T42] | DUNGARVAN |  | 52.097 | -8.0053
MV/LV Substation LA***060 |  | 10 kV | _ | LV | 50 kVA :Pole Substation | 0.05 | --> | 0.05 | 0 | 0 | Constrained, otherwise capacity available =15 kVA | --> | 0.048 | 0 | 0.034 | 0 | 0 | Constrained, otherwise capacity available =27 kW | --> | C15 ex KILCLOHER | Kilcloher [T41,T42] | DUNGARVAN |  | 52.0867 | -7.7403
MV/LV Substation CL***064Z |  | 10 kV | _ | LV | 50 kVA :Pole Substation | 0.05 | --> | 0.05 | 0 | 0 | Constrained, otherwise capacity available =43 kVA | --> | 0.048 | 0 | 0.021 | 0 | 0 | Constrained, otherwise capacity available =33 kW | --> | C15 ex KILCLOHER | Kilcloher [T41,T42] | DUNGARVAN |  | 52.0954 | -7.775
MV/LV Substation CA***080Z |  | 10 kV | _ | LV | 400 kVA :Building Structure | 0.4 | --> | 0.4 | 0 | 0 | Constrained, otherwise capacity available =305 kVA | --> | 0.38 | 0 | 0 | 0 | 0 | Constrained, otherwise capacity available =393 kW | --> | C19 ex LISMORE | Lismore [T41,T42] | DUNGARVAN |  | 52.0899 | -8.004
MV/LV Substation BA***082Z |  | 20 kV | _ | LV | 200 kVA :Kiosk Substation | 0.2 | --> | 0.2 | 0 | 0 | Constrained, otherwise capacity available =165 kVA | --> | 0.19 | 0 | 0 | 0 | 0 | Constrained, otherwise capacity available =195 kW | --> | E18 ex FOXHOLE | Foxhole [T421,T422] | DUNGARVAN |  | 52.007 | -7.8203
MV/LV Substation TO***085 |  | 10 kV | _ | LV | 100 kVA :Pole Substation | 0.1 | --> | 0.1 | 0 | 0 | Constrained, otherwise capacity available =90 kVA | --> | 0.095 | 0 | 0.005 | 0 | 0 | Constrained, otherwise capacity available =93 kW | --> | C19 ex LISMORE | Lismore [T41,T42] | DUNGARVAN |  | 52.0927 | -8.0022
MV/LV Substation GL***088Z |  | 10 kV | _ | LV | 100 kVA :Pole Substation | 0.1 | --> | 0.1 | 0 | 0 | Constrained, otherwise capacity available =100 kVA | --> | 0.095 | 0 | 0 | 0 | 0 | Constrained, otherwise capacity available =95 kW | --> | C16 ex KILCLOHER | Kilcloher [T41,T42] | DUNGARVAN |  | 52.1464 | -7.8258
MV/LV Substation RO***089Z |  | 10 kV | _ | LV | 50 kVA :Pole Substation | 0.05 | --> | 0.05 | 0 | 0 | Constrained, otherwise capacity available =41 kVA | --> | 0.048 | 0 | 0 | 0 | 0 | Constrained, otherwise capacity available =49 kW | --> | C15 ex KILCLOHER | Kilcloher [T41,T42] | DUNGARVAN |  | 52.118 | -7.7763
MV/LV Substation MI***091 |  | 10 kV | _ | LV | 200 kVA :Pole Substation | 0.2 | --> | 0.2 | 0 | 0 | Constrained, otherwise capacity available =125 kVA | --> | 0.19 | 0 | 0.015 | 0 | 0 | Constrained, otherwise capacity available =189 kW | --> | C19 ex LISMORE | Lismore [T41,T42] | DUNGARVAN |  | 52.0922 | -8.0062
MV/LV Substation CO***093 |  | 10 kV | _ | LV | 400 kVA :Building Structure | 0.4 | --> | 0.4 | 0 | 0 | Constrained, otherwise capacity available =359 kVA | --> | 0.38 | 0 | 0 | 0 | 0 | Constrained, otherwise capacity available =386 kW | --> | C21 ex LISMORE | Lismore [T41,T42] | DUNGARVAN |  | 52.1317 | -7.8452
MV/LV Substation DR***101 |  | 10 kV | _ | LV | 200 kVA :Pole Substation | 0.2 | --> | 0.2 | 0 | 0 | Constrained, otherwise capacity available =121 kVA | --> | 0.19 | 0 | 0 | 0 | 0 | Constrained, otherwise capacity available =200 kW | --> | C20 ex LISMORE | Lismore [T41,T42] | DUNGARVAN |  | 52.1295 | -7.8639
MV/LV Substation CU***103Z |  | 10 kV | _ | LV | 50 kVA :Pole Substation | 0.05 | --> | 0.05 | 0 | 0 | Constrained, otherwise capacity available =49 kVA | --> | 0.048 | 0 | 0.01 | 0 | 0 | Constrained, otherwise capacity available =40 kW | --> | C19 ex LISMORE | Lismore [T41,T42] | DUNGARVAN |  | 52.1032 | -7.9823
MV/LV Substation CU***108 |  | 10 kV | _ | LV | 50 kVA :Pole Substation | 0.05 | --> | 0.05 | 0 | 0 | Constrained, otherwise capacity available =43 kVA | --> | 0.048 | 0 | 0.025 | 0 | 0 | Constrained, otherwise capacity available =30 kW | --> | C19 ex LISMORE | Lismore [T41,T42] | DUNGARVAN |  | 52.1136 | -7.9621
MV/LV Substation CA***113Z |  | 10 kV | _ | LV | 100 kVA :Pole Substation | 0.1 | --> | 0.1 | 0 | 0 | Constrained, otherwise capacity available =94 kVA | --> | 0.095 | 0 | 0 | 0 | 0 | Constrained, otherwise capacity available =96 kW | --> | C16 ex KILCLOHER | Kilcloher [T41,T42] | DUNGARVAN |  | 52.1374 | -7.8391
MV/LV Substation TA***115 |  | 10 kV | _ | LV | 50 kVA :Pole Substation | 0.05 | --> | 0.05 | 0 | 0 | Constrained, otherwise capacity available =48 kVA | --> | 0.048 | 0 | 0.01 | 0 | 0 | Constrained, otherwise capacity available =40 kW | --> | C19 ex LISMORE | Lismore [T41,T42] | DUNGARVAN |  | 52.0917 | -8.0044
MV/LV Substation FL***118 |  | 10 kV | _ | LV | 50 kVA :Pole Substation | 0.05 | --> | 0.05 | 0 | 0 | Constrained, otherwise capacity available =48 kVA | --> | 0.048 | 0 | 0 | 0 | 0 | Constrained, otherwise capacity available =48 kW | --> | C19 ex LISMORE | Lismore [T41,T42] | DUNGARVAN |  | 52.1345 | -7.9288
MV/LV Substation AR***123 |  | 10 kV | _ | LV | 100 kVA :Pole Substation | 0.1 | --> | 0.1 | 0 | 0 | Constrained, otherwise capacity available =72 kVA | --> | 0.095 | 0 | 0 | 0 | 0 | Constrained, otherwise capacity available =99 kW | --> | C19 ex LISMORE | Lismore [T41,T42] | DUNGARVAN |  | 52.1334 | -7.9285
MV/LV Substation CO***128 |  | 10 kV | _ | LV | 50 kVA :Pole Substation | 0.05 | --> | 0.05 | 0 | 0 | Constrained, otherwise capacity available =23 kVA | --> | 0.048 | 0 | 0 | 0 | 0 | Constrained, otherwise capacity available =51 kW | --> | C16 ex KILCLOHER | Kilcloher [T41,T42] | DUNGARVAN |  | 52.146 | -7.833
MV/LV Substation BA***132 |  | 10 kV | _ | LV | 50 kVA :Pole Substation | 0.05 | --> | 0.05 | 0 | 0 | Constrained, otherwise capacity available =39 kVA | --> | 0.048 | 0 | 0 | 0 | 0 | Constrained, otherwise capacity available =49 kW | --> | C22 ex LISMORE | Lismore [T41,T42] | DUNGARVAN |  | 52.1544 | -7.9438
MV/LV Substation CO***134 |  | 20 kV | _ | LV | 50 kVA :Pole Substation | 0.05 | --> | 0.05 | 0 | 0 | Constrained, otherwise capacity available =50 kVA | --> | 0.048 | 0 | 0 | 0 | 0 | Constrained, otherwise capacity available =48 kW | --> | E18 ex FOXHOLE | Foxhole [T421,T422] | DUNGARVAN |  | 52.0262 | -7.8326
MV/LV Substation BA***147 |  | 10 kV | _ | LV | 200 kVA :Pole Substation | 0.2 | --> | 0.2 | 0 | 0 | Constrained, otherwise capacity available =199 kVA | --> | 0.19 | 0 | 0 | 0 | 0 | Constrained, otherwise capacity available =190 kW | --> | C22 ex LISMORE | Lismore [T41,T42] | DUNGARVAN |  | 52.1449 | -7.9308
MV/LV Substation CO***147Z |  | 20 kV | _ | LV | 50 kVA :Pole Substation | 0.05 | --> | 0.05 | 0 | 0 | Constrained, otherwise capacity available =22 kVA | --> | 0.048 | 0 | 0.004 | 0 | 0 | Constrained, otherwise capacity available =48 kW | --> | E18 ex FOXHOLE | Foxhole [T421,T422] | DUNGARVAN |  | 52.0697 | -7.8248
MV/LV Substation TO***154 |  | 20 kV | _ | LV | 100 kVA :Pole Substation | 0.1 | --> | 0.1 | 0 | 0 | Constrained, otherwise capacity available =71 kVA | --> | 0.095 | 0 | 0.015 | 0 | 0 | Constrained, otherwise capacity available =88 kW | --> | C25 ex KILCLOHER | Kilcloher [T41,T42] | DUNGARVAN |  | 52.2042 | -7.7157
MV/LV Substation ID***157 |  | 10 kV | _ | LV | 200 kVA :Pole Substation | 0.2 | --> | 0.2 | 0 | 0 | Constrained, otherwise capacity available =194 kVA | --> | 0.19 | 0 | 0 | 0 | 0 | Constrained, otherwise capacity available =191 kW | --> | C21 ex LISMORE | Lismore [T41,T42] | DUNGARVAN |  | 52.1328 | -7.8428
MV/LV Substation FE***161Z |  | 10 kV | _ | LV | 200 kVA :Kiosk Substation | 0.2 | --> | 0.2 | 0 | 0 | Constrained, otherwise capacity available =118 kVA | --> | 0.19 | 0 | 0 | 0 | 0 | Constrained, otherwise capacity available =201 kW | --> | C22 ex LISMORE | Lismore [T41,T42] | DUNGARVAN |  | 52.139 | -7.931
MV/LV Substation KI***164 |  | 10 kV | _ | LV | 50 kVA :Pole Substation | 0.05 | --> | 0.05 | 0 | 0 | Constrained, otherwise capacity available =42 kVA | --> | 0.048 | 0 | 0 | 0 | 0 | Constrained, otherwise capacity available =48 kW | --> | C21 ex LISMORE | Lismore [T41,T42] | DUNGARVAN |  | 52.1453 | -7.8679
MV/LV Substation AB***169Z |  | 10 kV | _ | LV | 100 kVA :Pole Substation | 0.1 | --> | 0.1 | 0 | 0 | Constrained, otherwise capacity available =60 kVA | --> | 0.095 | 0 | 0.008 | 0 | 0 | Constrained, otherwise capacity available =94 kW | --> | C16 ex KILCLOHER | Kilcloher [T41,T42] | DUNGARVAN |  | 52.1456 | -7.8379
MV/LV Substation DE***182 |  | 10 kV | _ | LV | 100 kVA :Pole Substation | 0.1 | --> | 0.1 | 0 | 0 | Constrained, otherwise capacity available =56 kVA | --> | 0.095 | 0 | 0 | 0 | 0 | Constrained, otherwise capacity available =101 kW | --> | C20 ex LISMORE | Lismore [T41,T42] | DUNGARVAN |  | 52.1251 | -7.9027
MV/LV Substation BL***191Z |  | 10 kV | _ | LV | 200 kVA :Kiosk Substation | 0.2 | --> | 0.2 | 0 | 0 | Constrained, otherwise capacity available =168 kVA | --> | 0.19 | 0 | 0 | 0 | 0 | Constrained, otherwise capacity available =194 kW | --> | C15 ex KILCLOHER | Kilcloher [T41,T42] | DUNGARVAN |  | 52.0864 | -7.8536
MV/LV Substation WO***195Z |  | 10 kV | _ | LV | 200 kVA :Pole Substation | 0.2 | --> | 0.2 | 0 | 0 | Constrained, otherwise capacity available =153 kVA | --> | 0.19 | 0 | 0.012 | 0 | 0 | Constrained, otherwise capacity available =187 kW | --> | C15 ex KILCLOHER | Kilcloher [T41,T42] | DUNGARVAN |  | 52.0904 | -7.8523
MV/LV Substation VI***196Z |  | 20 kV | _ | LV | 200 kVA :Kiosk Substation | 0.2 | --> | 0.2 | 0 | 0 | Constrained, otherwise capacity available =180 kVA | --> | 0.19 | 0 | 0.006 | 0 | 0 | Constrained, otherwise capacity available =188 kW | --> | E18 ex FOXHOLE | Foxhole [T421,T422] | DUNGARVAN |  | 52.0069 | -7.8176
MV/LV Substation LI***201 |  | 10 kV | _ | LV | 400 kVA :Building Structure | 0.4 | --> | 0.4 | 0 | 0 | Constrained, otherwise capacity available =370 kVA | --> | 0.38 | 0 | 0 | 0 | 0 | Constrained, otherwise capacity available =384 kW | --> | C22 ex LISMORE | Lismore [T41,T42] | DUNGARVAN |  | 52.1406 | -7.9307
MV/LV Substation BA***208 |  | 10 kV | _ | LV | 50 kVA :Pole Substation | 0.05 | --> | 0.05 | 0 | 0 | Constrained, otherwise capacity available =45 kVA | --> | 0.048 | 0 | 0.016 | 0 | 0 | Constrained, otherwise capacity available =36 kW | --> | C22 ex LISMORE | Lismore [T41,T42] | DUNGARVAN |  | 52.1819 | -7.9884
MV/LV Substation PA***209 |  | 10 kV | _ | LV | 200 kVA :Pole Substation | 0.2 | --> | 0.2 | 0 | 0 | Constrained, otherwise capacity available =134 kVA | --> | 0.19 | 0 | 0.026 | 0 | 0 | Constrained, otherwise capacity available =180 kW | --> | C19 ex LISMORE | Lismore [T41,T42] | DUNGARVAN |  | 52.1355 | -7.925
MV/LV Substation BA***209Z |  | 10 kV | _ | LV | 50 kVA :Pole Substation | 0.05 | --> | 0.05 | 0 | 0 | Constrained, otherwise capacity available =40 kVA | --> | 0.048 | 0 | 0.005 | 0 | 0 | Constrained, otherwise capacity available =45 kW | --> | C15 ex KILCLOHER | Kilcloher [T41,T42] | DUNGARVAN |  | 52.0915 | -7.8492
MV/LV Substation CA***210 |  | 10 kV | _ | LV | 200 kVA :Pole Substation | 0.2 | --> | 0.2 | 0 | 0 | Constrained, otherwise capacity available =170 kVA | --> | 0.19 | 0 | 0 | 0 | 0 | Constrained, otherwise capacity available =194 kW | --> | C21 ex LISMORE | Lismore [T41,T42] | DUNGARVAN |  | 52.1338 | -7.8449
MV/LV Substation BA***221Z |  | 20 kV | _ | LV | 50 kVA :Pole Substation | 0.05 | --> | 0.05 | 0 | 0 | Constrained, otherwise capacity available =41 kVA | --> | 0.048 | 0 | 0 | 0 | 0 | Constrained, otherwise capacity available =49 kW | --> | C25 ex KILCLOHER | Kilcloher [T41,T42] | DUNGARVAN |  | 52.1958 | -7.7425
MV/LV Substation CH***222 |  | 10 kV | _ | LV | 100 kVA :Pole Substation | 0.1 | --> | 0.1 | 0 | 0 | Constrained, otherwise capacity available =8 kVA | --> | 0.095 | 0 | 0 | 0 | 0 | Constrained, otherwise capacity available =107 kW | --> | C19 ex LISMORE | Lismore [T41,T42] | DUNGARVAN |  | 52.0925 | -8.0044
MV/LV Substation BL***230 |  | 10 kV | _ | LV | 100 kVA :Pole Substation | 0.1 | --> | 0.1 | 0 | 0 | Constrained, otherwise capacity available =92 kVA | --> | 0.095 | 0 | 0 | 0 | 0 | Constrained, otherwise capacity available =96 kW | --> | C19 ex LISMORE | Lismore [T41,T42] | DUNGARVAN |  | 52.1425 | -8.0744
MV/LV Substation LY***250Z |  | 10 kV | _ | LV | 50 kVA :Pole Substation | 0.05 | --> | 0.05 | 0 | 0 | Constrained, otherwise capacity available =49 kVA | --> | 0.048 | 0 | 0 | 0 | 0 | Constrained, otherwise capacity available =48 kW | --> | C19 ex LISMORE | Lismore [T41,T42] | DUNGARVAN |  | 52.1363 | -8.0506
MV/LV Substation TA***254Z |  | 10 kV | _ | LV | 200 kVA :Kiosk Substation | 0.2 | --> | 0.2 | 0 | 0 | Constrained, otherwise capacity available =159 kVA | --> | 0.19 | 0 | 0 | 0 | 0 | Constrained, otherwise capacity available =196 kW | --> | C19 ex LISMORE | Lismore [T41,T42] | DUNGARVAN |  | 52.0946 | -8.0017
MV/LV Substation CL***257 |  | 10 kV | _ | LV | 50 kVA :Pole Substation | 0.05 | --> | 0.05 | 0 | 0 | Constrained, otherwise capacity available =44 kVA | --> | 0.048 | 0 | 0 | 0 | 0 | Constrained, otherwise capacity available =48 kW | --> | C22 ex LISMORE | Lismore [T41,T42] | DUNGARVAN |  | 52.1666 | -7.9839
MV/LV Substation AS***277Z |  | 10 kV | _ | LV | 50 kVA :Pole Substation | 0.05 | --> | 0.05 | 0 | 0 | Constrained, otherwise capacity available =49 kVA | --> | 0.048 | 0 | 0 | 0 | 0 | Constrained, otherwise capacity available =48 kW | --> | C19 ex LISMORE | Lismore [T41,T42] | DUNGARVAN |  | 52.1208 | -7.9391
MV/LV Substation SH***280 |  | 10 kV | _ | LV | 200 kVA :Pole Substation | 0.2 | --> | 0.2 | 0 | 0 | Constrained, otherwise capacity available =172 kVA | --> | 0.19 | 0 | 0.016 | 0 | 0 | Constrained, otherwise capacity available =182 kW | --> | C16 ex KILCLOHER | Kilcloher [T41,T42] | DUNGARVAN |  | 52.1455 | -7.842
MV/LV Substation MO***286 |  | 20 kV | _ | LV | 50 kVA :Pole Substation | 0.05 | --> | 0.05 | 0 | 0 | Constrained, otherwise capacity available =49 kVA | --> | 0.048 | 0 | 0 | 0 | 0 | Constrained, otherwise capacity available =48 kW | --> | C25 ex KILCLOHER | Kilcloher [T41,T42] | DUNGARVAN |  | 52.1444 | -7.747
MV/LV Substation BA***292 |  | 10 kV | _ | LV | 50 kVA :Pole Substation | 0.05 | --> | 0.05 | 0 | 0 | Constrained, otherwise capacity available =47 kVA | --> | 0.048 | 0 | 0 | 0 | 0 | Constrained, otherwise capacity available =48 kW | --> | C19 ex LISMORE | Lismore [T41,T42] | DUNGARVAN |  | 52.1475 | -8.052
MV/LV Substation SH***319 |  | 10 kV | _ | LV | 50 kVA :Pole Substation | 0.05 | --> | 0.05 | 0 | 0 | Constrained, otherwise capacity available =40 kVA | --> | 0.048 | 0 | 0 | 0 | 0 | Constrained, otherwise capacity available =49 kW | --> | C19 ex LISMORE | Lismore [T41,T42] | DUNGARVAN |  | 52.1258 | -8.0768
MV/LV Substation SH***321 |  | 10 kV | _ | LV | 50 kVA :Pole Substation | 0.05 | --> | 0.05 | 0 | 0 | Constrained, otherwise capacity available =45 kVA | --> | 0.048 | 0 | 0 | 0 | 0 | Constrained, otherwise capacity available =48 kW | --> | C19 ex LISMORE | Lismore [T41,T42] | DUNGARVAN |  | 52.1245 | -8.084
MV/LV Substation TO***321Z |  | 20 kV | _ | LV | 50 kVA :Pole Substation | 0.05 | --> | 0.05 | 0 | 0 | Constrained, otherwise capacity available =50 kVA | --> | 0.048 | 0 | 0 | 0 | 0 | Constrained, otherwise capacity available =48 kW | --> | C25 ex KILCLOHER | Kilcloher [T41,T42] | DUNGARVAN |  | 52.2124 | -7.7113
MV/LV Substation FA***343 |  | 20 kV | _ | LV | 50 kVA :Pole Substation | 0.05 | --> | 0.05 | 0 | 0 | Constrained, otherwise capacity available =42 kVA | --> | 0.048 | 0 | 0 | 0 | 0 | Constrained, otherwise capacity available =49 kW | --> | C25 ex KILCLOHER | Kilcloher [T41,T42] | DUNGARVAN |  | 52.1675 | -7.7501
MV/LV Substation MO***362Z |  | 10 kV | _ | LV | 400 kVA :Building Structure | 0.4 | --> | 0.4 | 0 | 0 | Constrained, otherwise capacity available =379 kVA | --> | 0.38 | 0 | 0 | 0 | 0 | Constrained, otherwise capacity available =380 kW | --> | C16 ex KILCLOHER | Kilcloher [T41,T42] | DUNGARVAN |  | 52.0996 | -7.8043
MV/LV Substation RO***370 |  | 10 kV | _ | LV | 50 kVA :Pole Substation | 0.05 | --> | 0.05 | 0 | 0 | Constrained, otherwise capacity available =46 kVA | --> | 0.048 | 0 | 0 | 0 | 0 | Constrained, otherwise capacity available =48 kW | --> | C15 ex KILCLOHER | Kilcloher [T41,T42] | DUNGARVAN |  | 52.1193 | -7.768
MV/LV Substation WH***371 |  | 10 kV | _ | LV | 50 kVA :Pole Substation | 0.05 | --> | 0.05 | 0 | 0 | Constrained, otherwise capacity available =45 kVA | --> | 0.048 | 0 | 0.016 | 0 | 0 | Constrained, otherwise capacity available =36 kW | --> | C15 ex KILCLOHER | Kilcloher [T41,T42] | DUNGARVAN |  | 52.1102 | -7.7682
MV/LV Substation VI***379 |  | 10 kV | _ | LV | 50 kVA :Pole Substation | 0.05 | --> | 0.05 | 0 | 0 | Constrained, otherwise capacity available =50 kVA | --> | 0.048 | 0 | 0 | 0 | 0 | Constrained, otherwise capacity available =48 kW | --> | C15 ex KILCLOHER | Kilcloher [T41,T42] | DUNGARVAN |  | 52.0935 | -7.857
MV/LV Substation AG***382 |  | 20 kV | _ | LV | 50 kVA :Pole Substation | 0.05 | --> | 0.05 | 0 | 0 | Constrained, otherwise capacity available =48 kVA | --> | 0.048 | 0 | 0 | 0 | 0 | Constrained, otherwise capacity available =48 kW | --> | E18 ex FOXHOLE | Foxhole [T421,T422] | DUNGARVAN |  | 52.0728 | -7.8237
MV/LV Substation HE***384Z |  | 20 kV | _ | LV | 50 kVA :Pole Substation | 0.05 | --> | 0.05 | 0 | 0 | Constrained, otherwise capacity available =50 kVA | --> | 0.048 | 0 | 0 | 0 | 0 | Constrained, otherwise capacity available =48 kW | --> | C25 ex KILCLOHER | Kilcloher [T41,T42] | DUNGARVAN |  | 52.1319 | -7.754
MV/LV Substation PI***403X |  | 20 kV | _ | LV | 50 kVA :Pole Substation | 0.05 | --> | 0.05 | 0 | 0 | Constrained, otherwise capacity available =39 kVA | --> | 0.048 | 0 | 0 | 0 | 0 | Constrained, otherwise capacity available =49 kW | --> | E13 ex FOXHOLE | Foxhole [T421,T422] | DUNGARVAN |  | 51.9765 | -7.8049
MV/LV Substation BA***4044 |  | 20 kV | _ | LV | 50 kVA :Pole Substation | 0.05 | --> | 0.05 | 0 | 0 | Constrained, otherwise capacity available =47 kVA | --> | 0.048 | 0 | 0 | 0 | 0 | Constrained, otherwise capacity available =48 kW | --> | E18 ex FOXHOLE | Foxhole [T421,T422] | DUNGARVAN |  | 52.0028 | -7.81
MV/LV Substation CA***405X |  | 10 kV | _ | LV | 50 kVA :Pole Substation | 0.05 | --> | 0.05 | 0 | 0 | Constrained, otherwise capacity available =40 kVA | --> | 0.048 | 0 | 0.011 | 0 | 0 | Constrained, otherwise capacity available =41 kW | --> | C15 ex KILCLOHER | Kilcloher [T41,T42] | DUNGARVAN |  | 52.1217 | -7.7569
MV/LV Substation BA***4066 |  | 20 kV | _ | LV | 50 kVA :Pole Substation | 0.05 | --> | 0.05 | 0 | 0 | Constrained, otherwise capacity available =42 kVA | --> | 0.048 | 0 | 0 | 0 | 0 | Constrained, otherwise capacity available =49 kW | --> | C25 ex KILCLOHER | Kilcloher [T41,T42] | DUNGARVAN |  | 52.2082 | -7.6855
MV/LV Substation OS***406X |  | 10 kV | _ | LV | 50 kVA :Pole Substation | 0.05 | --> | 0.05 | 0 | 0 | Constrained, otherwise capacity available =46 kVA | --> | 0.048 | 0 | 0 | 0 | 0 | Constrained, otherwise capacity available =48 kW | --> | C15 ex KILCLOHER | Kilcloher [T41,T42] | DUNGARVAN |  | 52.1263 | -7.7443
MV/LV Substation MO***4070 |  | 10 kV | _ | LV | 50 kVA :Pole Substation | 0.05 | --> | 0.05 | 0 | 0 | Constrained, otherwise capacity available =50 kVA | --> | 0.048 | 0 | 0 | 0 | 0 | Constrained, otherwise capacity available =48 kW | --> | C22 ex LISMORE | Lismore [T41,T42] | DUNGARVAN |  | 52.1833 | -7.9819
MV/LV Substation WO***4072 |  | 10 kV | _ | LV | 200 kVA :Pole Substation | 0.2 | --> | 0.2 | 0 | 0 | Constrained, otherwise capacity available =190 kVA | --> | 0.19 | 0 | 0 | 0 | 0 | Constrained, otherwise capacity available =191 kW | --> | C15 ex KILCLOHER | Kilcloher [T41,T42] | DUNGARVAN |  | 52.0822 | -7.7718
MV/LV Substation PU***4083 |  | 10 kV | _ | LV | 200 kVA :Pole Substation | 0.2 | --> | 0.2 | 0 | 0 | Constrained, otherwise capacity available =181 kVA | --> | 0.19 | 0 | 0 | 0 | 0 | Constrained, otherwise capacity available =193 kW | --> | C21 ex LISMORE | Lismore [T41,T42] | DUNGARVAN |  | 52.1336 | -7.8477
MV/LV Substation TA***4084 |  | 10 kV | _ | LV | 100 kVA :Pole Substation | 0.1 | --> | 0.1 | 0 | 0 | Constrained, otherwise capacity available =100 kVA | --> | 0.095 | 0 | 0 | 0 | 0 | Constrained, otherwise capacity available =95 kW | --> | C19 ex LISMORE | Lismore [T41,T42] | DUNGARVAN |  | 52.0986 | -8.004
MV/LV Substation LO***408X |  | 10 kV | _ | LV | 50 kVA :Pole Substation | 0.05 | --> | 0.05 | 0 | 0 | Constrained, otherwise capacity available =37 kVA | --> | 0.048 | 0 | 0 | 0 | 0 | Constrained, otherwise capacity available =49 kW | --> | C22 ex LISMORE | Lismore [T41,T42] | DUNGARVAN |  | 52.183 | -7.9866
MV/LV Substation DO***4091 |  | 20 kV | _ | LV | 50 kVA :Pole Substation | 0.05 | --> | 0.05 | 0 | 0 | Constrained, otherwise capacity available =50 kVA | --> | 0.048 | 0 | 0 | 0 | 0 | Constrained, otherwise capacity available =48 kW | --> | E18 ex FOXHOLE | Foxhole [T421,T422] | DUNGARVAN |  | 52.0391 | -7.8015
MV/LV Substation KI***4099 |  | 20 kV | _ | LV | 50 kVA :Pole Substation | 0.05 | --> | 0.05 | 0 | 0 | Constrained, otherwise capacity available =37 kVA | --> | 0.048 | 0 | 0 | 0 | 0 | Constrained, otherwise capacity available =49 kW | --> | C25 ex KILCLOHER | Kilcloher [T41,T42] | DUNGARVAN |  | 52.1896 | -7.6989
MV/LV Substation FE***409X |  | 10 kV | _ | LV | 50 kVA :Pole Substation | 0.05 | --> | 0.05 | 0 | 0 | Constrained, otherwise capacity available =45 kVA | --> | 0.048 | 0 | 0 | 0 | 0 | Constrained, otherwise capacity available =48 kW | --> | C22 ex LISMORE | Lismore [T41,T42] | DUNGARVAN |  | 52.1851 | -7.9807
MV/LV Substation MO***411 |  | 20 kV | _ | LV | 50 kVA :Pole Substation | 0.05 | --> | 0.05 | 0 | 0 | Constrained, otherwise capacity available =40 kVA | --> | 0.048 | 0 | 0 | 0 | 0 | Constrained, otherwise capacity available =49 kW | --> | C25 ex KILCLOHER | Kilcloher [T41,T42] | DUNGARVAN |  | 52.145 | -7.7427
MV/LV Substation BA***4110 |  | 10 kV | _ | LV | 50 kVA :Pole Substation | 0.05 | --> | 0.05 | 0 | 0 | Constrained, otherwise capacity available =41 kVA | --> | 0.048 | 0 | 0 | 0 | 0 | Constrained, otherwise capacity available =49 kW | --> | C15 ex KILCLOHER | Kilcloher [T41,T42] | DUNGARVAN |  | 52.1134 | -7.7351
MV/LV Substation SE***4112 |  | 10 kV | _ | LV | 50 kVA :Pole Substation | 0.05 | --> | 0.05 | 0 | 0 | Constrained, otherwise capacity available =50 kVA | --> | 0.048 | 0 | 0 | 0 | 0 | Constrained, otherwise capacity available =48 kW | --> | C19 ex LISMORE | Lismore [T41,T42] | DUNGARVAN |  | 52.1275 | -8.0664
MV/LV Substation BA***4113 |  | 10 kV | _ | LV | 50 kVA :Pole Substation | 0.05 | --> | 0.05 | 0 | 0 | Constrained, otherwise capacity available =50 kVA | --> | 0.048 | 0 | 0 | 0 | 0 | Constrained, otherwise capacity available =48 kW | --> | C15 ex KILCLOHER | Kilcloher [T41,T42] | DUNGARVAN |  | 52.1089 | -7.7742
MV/LV Substation SH***4114 |  | 20 kV | _ | LV | 50 kVA :Pole Substation | 0.05 | --> | 0.05 | 0 | 0 | Constrained, otherwise capacity available =49 kVA | --> | 0.048 | 0 | 0 | 0 | 0 | Constrained, otherwise capacity available =48 kW | --> | E13 ex FOXHOLE | Foxhole [T421,T422] | DUNGARVAN |  | 51.9814 | -7.8295
MV/LV Substation LY***4119 |  | 20 kV | _ | LV | 50 kVA :Pole Substation | 0.05 | --> | 0.05 | 0 | 0 | Constrained, otherwise capacity available =38 kVA | --> | 0.048 | 0 | 0 | 0 | 0 | Constrained, otherwise capacity available =49 kW | --> | C25 ex KILCLOHER | Kilcloher [T41,T42] | DUNGARVAN |  | 52.1815 | -7.7611
MV/LV Substation BA***411X |  | 10 kV | _ | LV | 50 kVA :Pole Substation | 0.05 | --> | 0.05 | 0 | 0 | Constrained, otherwise capacity available =3 kVA | --> | 0.048 | 0 | 0.016 | 0 | 0 | Constrained, otherwise capacity available =42 kW | --> | C19 ex LISMORE | Lismore [T41,T42] | DUNGARVAN |  | 52.1328 | -7.9205
MV/LV Substation CO***4122 |  | 20 kV | _ | LV | 50 kVA :Pole Substation | 0.05 | --> | 0.05 | 0 | 0 | Constrained, otherwise capacity available =50 kVA | --> | 0.048 | 0 | 0 | 0 | 0 | Constrained, otherwise capacity available =48 kW | --> | E18 ex FOXHOLE | Foxhole [T421,T422] | DUNGARVAN |  | 52.0279 | -7.844
MV/LV Substation BA***4134 |  | 10 kV | _ | LV | 50 kVA :Pole Substation | 0.05 | --> | 0.05 | 0 | 0 | Constrained, otherwise capacity available =50 kVA | --> | 0.048 | 0 | 0 | 0 | 0 | Constrained, otherwise capacity available =48 kW | --> | C19 ex LISMORE | Lismore [T41,T42] | DUNGARVAN |  | 52.1491 | -8.067
MV/LV Substation BR***4142 |  | 10 kV | _ | LV | 50 kVA :Pole Substation | 0.05 | --> | 0.05 | 0 | 0 | Constrained, otherwise capacity available =50 kVA | --> | 0.048 | 0 | 0 | 0 | 0 | Constrained, otherwise capacity available =48 kW | --> | C19 ex LISMORE | Lismore [T41,T42] | DUNGARVAN |  | 52.1088 | -7.9045
MV/LV Substation GA***4144 |  | 20 kV | _ | LV | 50 kVA :Pole Substation | 0.05 | --> | 0.05 | 0 | 0 | Constrained, otherwise capacity available =50 kVA | --> | 0.048 | 0 | 0 | 0 | 0 | Constrained, otherwise capacity available =48 kW | --> | E13 ex FOXHOLE | Foxhole [T421,T422] | DUNGARVAN |  | 51.9807 | -7.8144
MV/LV Substation KI***4147 |  | 20 kV | _ | LV | 50 kVA :Pole Substation | 0.05 | --> | 0.05 | 0 | 0 | Constrained, otherwise capacity available =50 kVA | --> | 0.048 | 0 | 0 | 0 | 0 | Constrained, otherwise capacity available =48 kW | --> | C25 ex KILCLOHER | Kilcloher [T41,T42] | DUNGARVAN |  | 52.191 | -7.7136
MV/LV Substation MA***4148 |  | 10 kV | _ | LV | 50 kVA :Pole Substation | 0.05 | --> | 0.05 | 0 | 0 | Constrained, otherwise capacity available =50 kVA | --> | 0.048 | 0 | 0 | 0 | 0 | Constrained, otherwise capacity available =48 kW | --> | C19 ex LISMORE | Lismore [T41,T42] | DUNGARVAN |  | 52.1409 | -8.0753
MV/LV Substation CA***4150 |  | 10 kV | _ | LV | 50 kVA :Pole Substation | 0.05 | --> | 0.05 | 0 | 0 | Constrained, otherwise capacity available =38 kVA | --> | 0.048 | 0 | 0 | 0 | 0 | Constrained, otherwise capacity available =49 kW | --> | C19 ex LISMORE | Lismore [T41,T42] | DUNGARVAN |  | 52.134 | -7.9559
MV/LV Substation CA***4153 |  | 20 kV | _ | LV | 50 kVA :Pole Substation | 0.05 | --> | 0.05 | 0 | 0 | Constrained, otherwise capacity available =50 kVA | --> | 0.048 | 0 | 0 | 0 | 0 | Constrained, otherwise capacity available =48 kW | --> | C25 ex KILCLOHER | Kilcloher [T41,T42] | DUNGARVAN |  | 52.1556 | -7.756
MV/LV Substation KN***4158 |  | 20 kV | _ | LV | 50 kVA :Pole Substation | 0.05 | --> | 0.05 | 0 | 0 | Constrained, otherwise capacity available =50 kVA | --> | 0.048 | 0 | 0 | 0 | 0 | Constrained, otherwise capacity available =48 kW | --> | C25 ex KILCLOHER | Kilcloher [T41,T42] | DUNGARVAN |  | 52.2154 | -7.7385
MV/LV Substation KN***4159 |  | 20 kV | _ | LV | 50 kVA :Pole Substation | 0.05 | --> | 0.05 | 0 | 0 | Constrained, otherwise capacity available =50 kVA | --> | 0.048 | 0 | 0 | 0 | 0 | Constrained, otherwise capacity available =48 kW | --> | C25 ex KILCLOHER | Kilcloher [T41,T42] | DUNGARVAN |  | 52.2199 | -7.7386
MV/LV Substation BA***415Z |  | 10 kV | _ | LV | 50 kVA :Pole Substation | 0.05 | --> | 0.05 | 0 | 0 | Constrained, otherwise capacity available =50 kVA | --> | 0.048 | 0 | 0 | 0 | 0 | Constrained, otherwise capacity available =48 kW | --> | C15 ex KILCLOHER | Kilcloher [T41,T42] | DUNGARVAN |  | 52.1022 | -7.7779
MV/LV Substation BA***416 |  | 20 kV | _ | LV | 50 kVA :Pole Substation | 0.05 | --> | 0.05 | 0 | 0 | Constrained, otherwise capacity available =33 kVA | --> | 0.048 | 0 | 0 | 0 | 0 | Constrained, otherwise capacity available =50 kW | --> | C25 ex KILCLOHER | Kilcloher [T41,T42] | DUNGARVAN |  | 52.129 | -7.7609
MV/LV Substation WO***4163 |  | 10 kV | _ | LV | 50 kVA :Pole Substation | 0.05 | --> | 0.05 | 0 | 0 | Constrained, otherwise capacity available =50 kVA | --> | 0.048 | 0 | 0 | 0 | 0 | Constrained, otherwise capacity available =48 kW | --> | C16 ex KILCLOHER | Kilcloher [T41,T42] | DUNGARVAN |  | 52.1026 | -7.8099
MV/LV Substation DE***4183 |  | 10 kV | _ | LV | 50 kVA :Pole Substation | 0.05 | --> | 0.05 | 0 | 0 | Constrained, otherwise capacity available =50 kVA | --> | 0.048 | 0 | 0 | 0 | 0 | Constrained, otherwise capacity available =48 kW | --> | C20 ex LISMORE | Lismore [T41,T42] | DUNGARVAN |  | 52.1342 | -7.8993
MV/LV Substation BA***4193 |  | 10 kV | _ | LV | 50 kVA :Pole Substation | 0.05 | --> | 0.05 | 0 | 0 | Constrained, otherwise capacity available =50 kVA | --> | 0.048 | 0 | 0 | 0 | 0 | Constrained, otherwise capacity available =48 kW | --> | C16 ex KILCLOHER | Kilcloher [T41,T42] | DUNGARVAN |  | 52.1299 | -7.7984
MV/LV Substation CR***4206 |  | 10 kV | _ | LV | 50 kVA :Pole Substation | 0.05 | --> | 0.05 | 0 | 0 | Constrained, otherwise capacity available =40 kVA | --> | 0.048 | 0 | 0.005 | 0 | 0 | Constrained, otherwise capacity available =45 kW | --> | C16 ex KILCLOHER | Kilcloher [T41,T42] | DUNGARVAN |  | 52.1447 | -7.8171
MV/LV Substation CA***423 |  | 20 kV | _ | LV | 50 kVA :Pole Substation | 0.05 | --> | 0.05 | 0 | 0 | Constrained, otherwise capacity available =37 kVA | --> | 0.048 | 0 | 0 | 0 | 0 | Constrained, otherwise capacity available =49 kW | --> | C25 ex KILCLOHER | Kilcloher [T41,T42] | DUNGARVAN |  | 52.1413 | -7.7153
MV/LV Substation EA***426X |  | 20 kV | _ | LV | 200 kVA :Pole Substation | 0.2 | --> | 0.2 | 0 | 0 | Constrained, otherwise capacity available =198 kVA | --> | 0.19 | 0 | 0 | 0 | 0 | Constrained, otherwise capacity available =190 kW | --> | C25 ex KILCLOHER | Kilcloher [T41,T42] | DUNGARVAN |  | 52.178 | -7.7067
MV/LV Substation GA***429 |  | 20 kV | _ | LV | 50 kVA :Pole Substation | 0.05 | --> | 0.05 | 0 | 0 | Constrained, otherwise capacity available =46 kVA | --> | 0.048 | 0 | 0.005 | 0 | 0 | Constrained, otherwise capacity available =44 kW | --> | C25 ex KILCLOHER | Kilcloher [T41,T42] | DUNGARVAN |  | 52.1556 | -7.6971
MV/LV Substation LA***432X |  | 20 kV | _ | LV | 50 kVA :Pole Substation | 0.05 | --> | 0.05 | 0 | 0 | Constrained, otherwise capacity available =45 kVA | --> | 0.048 | 0 | 0 | 0 | 0 | Constrained, otherwise capacity available =48 kW | --> | E18 ex FOXHOLE | Foxhole [T421,T422] | DUNGARVAN |  | 51.9981 | -7.8136
MV/LV Substation BA***439X |  | 10 kV | _ | LV | 100 kVA :Pole Substation | 0.1 | --> | 0.1 | 0 | 0 | Constrained, otherwise capacity available =82 kVA | --> | 0.095 | 0 | 0 | 0 | 0 | Constrained, otherwise capacity available =97 kW | --> | C20 ex LISMORE | Lismore [T41,T42] | DUNGARVAN |  | 52.1275 | -7.8997
MV/LV Substation FL***441Z |  | 10 kV | _ | LV | 100 kVA :Pole Substation | 0.1 | --> | 0.1 | 0 | 0 | Constrained, otherwise capacity available =50 kVA | --> | 0.095 | 0 | 0.051 | 0 | 0 | Constrained, otherwise capacity available =64 kW | --> | C21 ex LISMORE | Lismore [T41,T42] | DUNGARVAN |  | 52.1329 | -7.8423
MV/LV Substation BA***481X |  | 20 kV | _ | LV | 50 kVA :Pole Substation | 0.05 | --> | 0.05 | 0 | 0 | Constrained, otherwise capacity available =43 kVA | --> | 0.048 | 0 | 0 | 0 | 0 | Constrained, otherwise capacity available =48 kW | --> | E18 ex FOXHOLE | Foxhole [T421,T422] | DUNGARVAN |  | 52.0743 | -7.8239
MV/LV Substation CA***485X |  | 10 kV | _ | LV | 400 kVA :Kiosk Substation | 0.4 | --> | 0.4 | 0 | 0 | Constrained, otherwise capacity available =400 kVA | --> | 0.38 | 0 | 0 | 0 | 0 | Constrained, otherwise capacity available =380 kW | --> | C15 ex KILCLOHER | Kilcloher [T41,T42] | DUNGARVAN |  | 52.1049 | -7.7785
MV/LV Substation RA***485Z |  | 10 kV | _ | LV | 200 kVA :Pole Substation | 0.2 | --> | 0.2 | 0 | 0 | Constrained, otherwise capacity available =171 kVA | --> | 0.19 | 0 | 0 | 0 | 0 | Constrained, otherwise capacity available =194 kW | --> | C19 ex LISMORE | Lismore [T41,T42] | DUNGARVAN |  | 52.1329 | -7.9378
MV/LV Substation BA***486X |  | 10 kV | _ | LV | 200 kVA :Pole Substation | 0.2 | --> | 0.2 | 0 | 0 | Constrained, otherwise capacity available =87 kVA | --> | 0.19 | 0 | 0.005 | 0 | 0 | Constrained, otherwise capacity available =199 kW | --> | C15 ex KILCLOHER | Kilcloher [T41,T42] | DUNGARVAN |  | 52.1047 | -7.7615
MV/LV Substation CU***486Z |  | 20 kV | _ | LV | 400 kVA :Kiosk Substation | 0.4 | --> | 0.4 | 0 | 0 | Constrained, otherwise capacity available =334 kVA | --> | 0.38 | 0 | 0.014 | 0 | 0 | Constrained, otherwise capacity available =378 kW | --> | E18 ex FOXHOLE | Foxhole [T421,T422] | DUNGARVAN |  | 52.0705 | -7.8253
MV/LV Substation CO***496Z |  | 10 kV | _ | LV | 400 kVA :Kiosk Substation | 0.4 | --> | 0.4 | 0 | 0 | Constrained, otherwise capacity available =397 kVA | --> | 0.38 | 0 | 0.006 | 0 | 0 | Constrained, otherwise capacity available =376 kW | --> | C19 ex LISMORE | Lismore [T41,T42] | DUNGARVAN |  | 52.1363 | -7.9325
MV/LV Substation GA***498X |  | 20 kV | _ | LV | 100 kVA :Pole Substation | 0.1 | --> | 0.1 | 0 | 0 | Constrained, otherwise capacity available =34 kVA | --> | 0.095 | 0 | 0 | 0 | 0 | Constrained, otherwise capacity available =104 kW | --> | C25 ex KILCLOHER | Kilcloher [T41,T42] | DUNGARVAN |  | 52.1516 | -7.7024
MV/LV Substation MA***513X |  | 10 kV | _ | LV | 50 kVA :Pole Substation | 0.05 | --> | 0.05 | 0 | 0 | Constrained, otherwise capacity available =42 kVA | --> | 0.048 | 0 | 0 | 0 | 0 | Constrained, otherwise capacity available =49 kW | --> | C19 ex LISMORE | Lismore [T41,T42] | DUNGARVAN |  | 52.1422 | -8.0652
MV/LV Substation CL***522X |  | 10 kV | _ | LV | 100 kVA :Pole Substation | 0.1 | --> | 0.1 | 0 | 0 | Constrained, otherwise capacity available =99 kVA | --> | 0.095 | 0 | 0 | 0 | 0 | Constrained, otherwise capacity available =95 kW | --> | C19 ex LISMORE | Lismore [T41,T42] | DUNGARVAN |  | 52.142 | -8.0923
MV/LV Substation CU***533 |  | 20 kV | _ | LV | 50 kVA :Pole Substation | 0.05 | --> | 0.05 | 0 | 0 | Constrained, otherwise capacity available =31 kVA | --> | 0.048 | 0 | 0.022 | 0 | 0 | Constrained, otherwise capacity available =34 kW | --> | C25 ex KILCLOHER | Kilcloher [T41,T42] | DUNGARVAN |  | 52.208 | -7.7521
MV/LV Substation BA***534 |  | 20 kV | _ | LV | 100 kVA :Pole Substation | 0.1 | --> | 0.1 | 0 | 0 | Constrained, otherwise capacity available =88 kVA | --> | 0.095 | 0 | 0.005 | 0 | 0 | Constrained, otherwise capacity available =93 kW | --> | C25 ex KILCLOHER | Kilcloher [T41,T42] | DUNGARVAN |  | 52.2133 | -7.7358
MV/LV Substation DR***544 |  | 10 kV | _ | LV | 50 kVA :Pole Substation | 0.05 | --> | 0.05 | 0 | 0 | Constrained, otherwise capacity available =43 kVA | --> | 0.048 | 0 | 0 | 0 | 0 | Constrained, otherwise capacity available =48 kW | --> | C16 ex KILCLOHER | Kilcloher [T41,T42] | DUNGARVAN |  | 52.1266 | -7.7866
MV/LV Substation FE***545Z |  | 10 kV | _ | LV | 50 kVA :Pole Substation | 0.05 | --> | 0.05 | 0 | 0 | Constrained, otherwise capacity available =47 kVA | --> | 0.048 | 0 | 0.006 | 0 | 0 | Constrained, otherwise capacity available =44 kW | --> | C16 ex KILCLOHER | Kilcloher [T41,T42] | DUNGARVAN |  | 52.1864 | -7.8476
MV/LV Substation LI***549Z |  | 10 kV | _ | LV | 400 kVA :Building Structure | 0.4 | --> | 0.4 | 0 | 0 | Constrained, otherwise capacity available =322 kVA | --> | 0.38 | 0 | 0 | 0 | 0 | Constrained, otherwise capacity available =390 kW | --> | C22 ex LISMORE | Lismore [T41,T42] | DUNGARVAN |  | 52.138 | -7.9323
MV/LV Substation CL***551Z |  | 20 kV | _ | LV | 50 kVA :Pole Substation | 0.05 | --> | 0.05 | 0 | 0 | Constrained, otherwise capacity available =47 kVA | --> | 0.048 | 0 | 0 | 0 | 0 | Constrained, otherwise capacity available =48 kW | --> | E18 ex FOXHOLE | Foxhole [T421,T422] | DUNGARVAN |  | 52.0093 | -7.8239
MV/LV Substation AG***554Z |  | 20 kV | _ | LV | 50 kVA :Pole Substation | 0.05 | --> | 0.05 | 0 | 0 | Constrained, otherwise capacity available =43 kVA | --> | 0.048 | 0 | 0 | 0 | 0 | Constrained, otherwise capacity available =48 kW | --> | E18 ex FOXHOLE | Foxhole [T421,T422] | DUNGARVAN |  | 52.0651 | -7.8248
MV/LV Substation BA***579 |  | 10 kV | _ | LV | 100 kVA :Pole Substation | 0.1 | --> | 0.1 | 0 | 0 | Constrained, otherwise capacity available =84 kVA | --> | 0.095 | 0 | 0 | 0 | 0 | Constrained, otherwise capacity available =97 kW | --> | C16 ex KILCLOHER | Kilcloher [T41,T42] | DUNGARVAN |  | 52.14 | -7.7924
MV/LV Substation SL***584Z |  | 10 kV | _ | LV | 50 kVA :Pole Substation | 0.05 | --> | 0.05 | 0 | 0 | Constrained, otherwise capacity available =46 kVA | --> | 0.048 | 0 | 0.01 | 0 | 0 | Constrained, otherwise capacity available =41 kW | --> | C16 ex KILCLOHER | Kilcloher [T41,T42] | DUNGARVAN |  | 52.1294 | -7.8235
MV/LV Substation LA***589X |  | 10 kV | _ | LV | 50 kVA :Pole Substation | 0.05 | --> | 0.05 | 0 | 0 | Constrained, otherwise capacity available =41 kVA | --> | 0.048 | 0 | 0 | 0 | 0 | Constrained, otherwise capacity available =49 kW | --> | C19 ex LISMORE | Lismore [T41,T42] | DUNGARVAN |  | 52.1864 | -8.0413
MV/LV Substation TI***593 |  | 10 kV | _ | LV | 50 kVA :Pole Substation | 0.05 | --> | 0.05 | 0 | 0 | Constrained, otherwise capacity available =50 kVA | --> | 0.048 | 0 | 0 | 0 | 0 | Constrained, otherwise capacity available =48 kW | --> | C16 ex KILCLOHER | Kilcloher [T41,T42] | DUNGARVAN |  | 52.1589 | -7.8358
MV/LV Substation KN***604X |  | 10 kV | _ | LV | 50 kVA :Pole Substation | 0.05 | --> | 0.05 | 0 | 0 | Constrained, otherwise capacity available =50 kVA | --> | 0.048 | 0 | 0 | 0 | 0 | Constrained, otherwise capacity available =48 kW | --> | C19 ex LISMORE | Lismore [T41,T42] | DUNGARVAN |  | 52.1793 | -8.059
MV/LV Substation ME***610 |  | 10 kV | _ | LV | 50 kVA :Pole Substation | 0.05 | --> | 0.05 | 0 | 0 | Constrained, otherwise capacity available =36 kVA | --> | 0.048 | 0 | 0 | 0 | 0 | Constrained, otherwise capacity available =49 kW | --> | C16 ex KILCLOHER | Kilcloher [T41,T42] | DUNGARVAN |  | 52.1841 | -7.8474
MV/LV Substation ME***616 |  | 10 kV | _ | LV | 200 kVA :Pole Substation | 0.2 | --> | 0.2 | 0 | 0 | Constrained, otherwise capacity available =167 kVA | --> | 0.19 | 0 | 0 | 0 | 0 | Constrained, otherwise capacity available =194 kW | --> | C16 ex KILCLOHER | Kilcloher [T41,T42] | DUNGARVAN |  | 52.1881 | -7.8549
MV/LV Substation CA***620 |  | 10 kV | _ | LV | 50 kVA :Pole Substation | 0.05 | --> | 0.05 | 0 | 0 | Constrained, otherwise capacity available =37 kVA | --> | 0.048 | 0 | 0.01 | 0 | 0 | Constrained, otherwise capacity available =42 kW | --> | C16 ex KILCLOHER | Kilcloher [T41,T42] | DUNGARVAN |  | 52.1395 | -7.8389
MV/LV Substation CL***622X |  | 10 kV | _ | LV | 50 kVA :Pole Substation | 0.05 | --> | 0.05 | 0 | 0 | Constrained, otherwise capacity available =38 kVA | --> | 0.048 | 0 | 0 | 0 | 0 | Constrained, otherwise capacity available =49 kW | --> | C22 ex LISMORE | Lismore [T41,T42] | DUNGARVAN |  | 52.1738 | -7.9831
MV/LV Substation GR***640 |  | 10 kV | _ | LV | 100 kVA :Pole Substation | 0.1 | --> | 0.1 | 0 | 0 | Constrained, otherwise capacity available =99 kVA | --> | 0.095 | 0 | 0 | 0 | 0 | Constrained, otherwise capacity available =95 kW | --> | C20 ex LISMORE | Lismore [T41,T42] | DUNGARVAN |  | 52.1216 | -7.8652
MV/LV Substation BA***655 |  | 10 kV | _ | LV | 200 kVA :Pole Substation | 0.2 | --> | 0.2 | 0 | 0 | Constrained, otherwise capacity available =149 kVA | --> | 0.19 | 0 | 0 | 0 | 0 | Constrained, otherwise capacity available =197 kW | --> | C22 ex LISMORE | Lismore [T41,T42] | DUNGARVAN |  | 52.1432 | -7.9297
MV/LV Substation MO***662 |  | 10 kV | _ | LV | 50 kVA :Pole Substation | 0.05 | --> | 0.05 | 0 | 0 | Constrained, otherwise capacity available =36 kVA | --> | 0.048 | 0 | 0 | 0 | 0 | Constrained, otherwise capacity available =49 kW | --> | C22 ex LISMORE | Lismore [T41,T42] | DUNGARVAN |  | 52.1659 | -7.9448
MV/LV Substation RE***673 |  | 10 kV | _ | LV | 50 kVA :Pole Substation | 0.05 | --> | 0.05 | 0 | 0 | Constrained, otherwise capacity available =49 kVA | --> | 0.048 | 0 | 0.008 | 0 | 0 | Constrained, otherwise capacity available =42 kW | --> | C22 ex LISMORE | Lismore [T41,T42] | DUNGARVAN |  | 52.1753 | -8.0073
MV/LV Substation TH***684 |  | 10 kV | _ | LV | 200 kVA :Kiosk Substation | 0.2 | --> | 0.2 | 0 | 0 | Constrained, otherwise capacity available =136 kVA | --> | 0.19 | 0 | 0.003 | 0 | 0 | Constrained, otherwise capacity available =196 kW | --> | C19 ex LISMORE | Lismore [T41,T42] | DUNGARVAN |  | 52.1323 | -7.9274
MV/LV Substation TO***687 |  | 10 kV | _ | LV | 50 kVA :Pole Substation | 0.05 | --> | 0.05 | 0 | 0 | Constrained, otherwise capacity available =41 kVA | --> | 0.048 | 0 | 0 | 0 | 0 | Constrained, otherwise capacity available =49 kW | --> | C19 ex LISMORE | Lismore [T41,T42] | DUNGARVAN |  | 52.1343 | -7.9431
MV/LV Substation BA***701 |  | 10 kV | _ | LV | 50 kVA :Pole Substation | 0.05 | --> | 0.05 | 0 | 0 | Constrained, otherwise capacity available =46 kVA | --> | 0.048 | 0 | 0.005 | 0 | 0 | Constrained, otherwise capacity available =44 kW | --> | C19 ex LISMORE | Lismore [T41,T42] | DUNGARVAN |  | 52.1273 | -7.9754
MV/LV Substation JA***718 |  | 10 kV | _ | LV | 100 kVA :Pole Substation | 0.1 | --> | 0.1 | 0 | 0 | Constrained, otherwise capacity available =98 kVA | --> | 0.095 | 0 | 0 | 0 | 0 | Constrained, otherwise capacity available =95 kW | --> | C19 ex LISMORE | Lismore [T41,T42] | DUNGARVAN |  | 52.095 | -7.9601
MV/LV Substation MC***719 |  | 10 kV | _ | LV | 50 kVA :Pole Substation | 0.05 | --> | 0.05 | 0 | 0 | Constrained, otherwise capacity available =48 kVA | --> | 0.048 | 0 | 0 | 0 | 0 | Constrained, otherwise capacity available =48 kW | --> | C19 ex LISMORE | Lismore [T41,T42] | DUNGARVAN |  | 52.1019 | -7.9762
MV/LV Substation GL***735 |  | 10 kV | _ | LV | 200 kVA :Pole Substation | 0.2 | --> | 0.2 | 0 | 0 | Constrained, otherwise capacity available =150 kVA | --> | 0.19 | 0 | 0 | 0 | 0 | Constrained, otherwise capacity available =197 kW | --> | C19 ex LISMORE | Lismore [T41,T42] | DUNGARVAN |  | 52.1402 | -8.0034
MV/LV Substation CO***740 |  | 10 kV | _ | LV | 50 kVA :Pole Substation | 0.05 | --> | 0.05 | 0 | 0 | Constrained, otherwise capacity available =33 kVA | --> | 0.048 | 0 | 0 | 0 | 0 | Constrained, otherwise capacity available =50 kW | --> | C19 ex LISMORE | Lismore [T41,T42] | DUNGARVAN |  | 52.1257 | -8.0385
MV/LV Substation TO***741 |  | 10 kV | _ | LV | 50 kVA :Pole Substation | 0.05 | --> | 0.05 | 0 | 0 | Constrained, otherwise capacity available =47 kVA | --> | 0.048 | 0 | 0 | 0 | 0 | Constrained, otherwise capacity available =48 kW | --> | C19 ex LISMORE | Lismore [T41,T42] | DUNGARVAN |  | 52.1285 | -8.0557
MV/LV Substation SH***745 |  | 10 kV | _ | LV | 50 kVA :Pole Substation | 0.05 | --> | 0.05 | 0 | 0 | Constrained, otherwise capacity available =32 kVA | --> | 0.048 | 0 | 0 | 0 | 0 | Constrained, otherwise capacity available =50 kW | --> | C19 ex LISMORE | Lismore [T41,T42] | DUNGARVAN |  | 52.1269 | -8.0783
MV/LV Substation BA***750 |  | 10 kV | _ | LV | 200 kVA :Pole Substation | 0.2 | --> | 0.2 | 0 | 0 | Constrained, otherwise capacity available =136 kVA | --> | 0.19 | 0 | 0 | 0 | 0 | Constrained, otherwise capacity available =199 kW | --> | C19 ex LISMORE | Lismore [T41,T42] | DUNGARVAN |  | 52.1389 | -8.0659
MV/LV Substation CR***758 |  | 10 kV | _ | LV | 50 kVA :Pole Substation | 0.05 | --> | 0.05 | 0 | 0 | Constrained, otherwise capacity available =40 kVA | --> | 0.048 | 0 | 0.005 | 0 | 0 | Constrained, otherwise capacity available =45 kW | --> | C19 ex LISMORE | Lismore [T41,T42] | DUNGARVAN |  | 52.1436 | -8.0513
MV/LV Substation BA***759 |  | 10 kV | _ | LV | 100 kVA :Pole Substation | 0.1 | --> | 0.1 | 0 | 0 | Constrained, otherwise capacity available =90 kVA | --> | 0.095 | 0 | 0 | 0 | 0 | Constrained, otherwise capacity available =96 kW | --> | C19 ex LISMORE | Lismore [T41,T42] | DUNGARVAN |  | 52.1464 | -8.053
MV/LV Substation MC***760 |  | 10 kV | _ | LV | 200 kVA :Pole Substation | 0.2 | --> | 0.2 | 0 | 0 | Constrained, otherwise capacity available =148 kVA | --> | 0.19 | 0 | 0.005 | 0 | 0 | Constrained, otherwise capacity available =193 kW | --> | C19 ex LISMORE | Lismore [T41,T42] | DUNGARVAN |  | 52.1479 | -8.0535
MV/LV Substation WH***784 |  | 10 kV | _ | LV | 50 kVA :Pole Substation | 0.05 | --> | 0.05 | 0 | 0 | Constrained, otherwise capacity available =42 kVA | --> | 0.048 | 0 | 0 | 0 | 0 | Constrained, otherwise capacity available =49 kW | --> | C15 ex KILCLOHER | Kilcloher [T41,T42] | DUNGARVAN |  | 52.1109 | -7.7531
MV/LV Substation WH***786 |  | 10 kV | _ | LV | 630 kVA :Building Structure | 0.63 | --> | 0.63 | 0 | 0 | Constrained, otherwise capacity available =623 kVA | --> | 0.598 | 0 | 0 | 0 | 0 | Constrained, otherwise capacity available =600 kW | --> | C15 ex KILCLOHER | Kilcloher [T41,T42] | DUNGARVAN |  | 52.1084 | -7.7459
MV/LV Substation SC***796 |  | 10 kV | _ | LV | 50 kVA :Pole Substation | 0.05 | --> | 0.05 | 0 | 0 | Constrained, otherwise capacity available =43 kVA | --> | 0.048 | 0 | 0 | 0 | 0 | Constrained, otherwise capacity available =48 kW | --> | C15 ex KILCLOHER | Kilcloher [T41,T42] | DUNGARVAN |  | 52.1025 | -7.7523
MV/LV Substation KI***798 |  | 10 kV | _ | LV | 50 kVA :Pole Substation | 0.05 | --> | 0.05 | 0 | 0 | Constrained, otherwise capacity available =38 kVA | --> | 0.048 | 0 | 0.005 | 0 | 0 | Constrained, otherwise capacity available =45 kW | --> | C15 ex KILCLOHER | Kilcloher [T41,T42] | DUNGARVAN |  | 52.1025 | -7.7441
MV/LV Substation BA***804 |  | 10 kV | _ | LV | 50 kVA :Pole Substation | 0.05 | --> | 0.05 | 0 | 0 | Constrained, otherwise capacity available =42 kVA | --> | 0.048 | 0 | 0 | 0 | 0 | Constrained, otherwise capacity available =49 kW | --> | C15 ex KILCLOHER | Kilcloher [T41,T42] | DUNGARVAN |  | 52.1038 | -7.7729
MV/LV Substation BA***809 |  | 10 kV | _ | LV | 50 kVA :Pole Substation | 0.05 | --> | 0.05 | 0 | 0 | Constrained, otherwise capacity available =36 kVA | --> | 0.048 | 0 | 0.025 | 0 | 0 | Constrained, otherwise capacity available =31 kW | --> | C15 ex KILCLOHER | Kilcloher [T41,T42] | DUNGARVAN |  | 52.0881 | -7.7658
MV/LV Substation KN***812 |  | 10 kV | _ | LV | 50 kVA :Pole Substation | 0.05 | --> | 0.05 | 0 | 0 | Constrained, otherwise capacity available =24 kVA | --> | 0.048 | 0 | 0 | 0 | 0 | Constrained, otherwise capacity available =51 kW | --> | C15 ex KILCLOHER | Kilcloher [T41,T42] | DUNGARVAN |  | 52.1021 | -7.7861
MV/LV Substation BL***826 |  | 10 kV | _ | LV | 50 kVA :Pole Substation | 0.05 | --> | 0.05 | 0 | 0 | Constrained, otherwise capacity available =46 kVA | --> | 0.048 | 0 | 0.032 | 0 | 0 | Constrained, otherwise capacity available =24 kW | --> | C15 ex KILCLOHER | Kilcloher [T41,T42] | DUNGARVAN |  | 52.0815 | -7.8403
MV/LV Substation VI***828 |  | 10 kV | _ | LV | 50 kVA :Pole Substation | 0.05 | --> | 0.05 | 0 | 0 | Constrained, otherwise capacity available =37 kVA | --> | 0.048 | 0 | 0.021 | 0 | 0 | Constrained, otherwise capacity available =34 kW | --> | C15 ex KILCLOHER | Kilcloher [T41,T42] | DUNGARVAN |  | 52.0872 | -7.8491
MV/LV Substation AG***831 |  | 20 kV | _ | LV | 50 kVA :Pole Substation | 0.05 | --> | 0.05 | 0 | 0 | Constrained, otherwise capacity available =30 kVA | --> | 0.048 | 0 | 0 | 0 | 0 | Constrained, otherwise capacity available =50 kW | --> | E18 ex FOXHOLE | Foxhole [T421,T422] | DUNGARVAN |  | 52.0701 | -7.822
MV/LV Substation AG***832 |  | 20 kV | _ | LV | 50 kVA :Pole Substation | 0.05 | --> | 0.05 | 0 | 0 | Constrained, otherwise capacity available =38 kVA | --> | 0.048 | 0 | 0 | 0 | 0 | Constrained, otherwise capacity available =49 kW | --> | E18 ex FOXHOLE | Foxhole [T421,T422] | DUNGARVAN |  | 52.0724 | -7.827
MV/LV Substation AG***836 |  | 20 kV | _ | LV | 50 kVA :Pole Substation | 0.05 | --> | 0.05 | 0 | 0 | Constrained, otherwise capacity available =39 kVA | --> | 0.048 | 0 | 0.006 | 0 | 0 | Constrained, otherwise capacity available =44 kW | --> | E18 ex FOXHOLE | Foxhole [T421,T422] | DUNGARVAN |  | 52.0673 | -7.8239
MV/LV Substation CU***840 |  | 20 kV | _ | LV | 50 kVA :Pole Substation | 0.05 | --> | 0.05 | 0 | 0 | Constrained, otherwise capacity available =44 kVA | --> | 0.048 | 0 | 0 | 0 | 0 | Constrained, otherwise capacity available =48 kW | --> | E18 ex FOXHOLE | Foxhole [T421,T422] | DUNGARVAN |  | 52.0467 | -7.8119
MV/LV Substation KN***846 |  | 20 kV | _ | LV | 50 kVA :Pole Substation | 0.05 | --> | 0.05 | 0 | 0 | Constrained, otherwise capacity available =43 kVA | --> | 0.048 | 0 | 0 | 0 | 0 | Constrained, otherwise capacity available =48 kW | --> | E18 ex FOXHOLE | Foxhole [T421,T422] | DUNGARVAN |  | 52.0307 | -7.8099
MV/LV Substation CL***882 |  | 20 kV | _ | LV | 100 kVA :Pole Substation | 0.1 | --> | 0.1 | 0 | 0 | Constrained, otherwise capacity available =49 kVA | --> | 0.095 | 0 | 0.004 | 0 | 0 | Constrained, otherwise capacity available =99 kW | --> | E18 ex FOXHOLE | Foxhole [T421,T422] | DUNGARVAN |  | 52.0093 | -7.8201
MV/LV Substation BA***884 |  | 20 kV | _ | LV | 100 kVA :Pole Substation | 0.1 | --> | 0.1 | 0 | 0 | Constrained, otherwise capacity available =85 kVA | --> | 0.095 | 0 | 0.005 | 0 | 0 | Constrained, otherwise capacity available =93 kW | --> | E18 ex FOXHOLE | Foxhole [T421,T422] | DUNGARVAN |  | 52.0051 | -7.8197
MV/LV Substation KN***917 |  | 20 kV | _ | LV | 50 kVA :Pole Substation | 0.05 | --> | 0.05 | 0 | 0 | Constrained, otherwise capacity available =38 kVA | --> | 0.048 | 0 | 0 | 0 | 0 | Constrained, otherwise capacity available =49 kW | --> | E18 ex FOXHOLE | Foxhole [T421,T422] | DUNGARVAN |  | 52.0275 | -7.8113
MV/LV Substation BA***919 |  | 10 kV | _ | LV | 100 kVA :Pole Substation | 0.1 | --> | 0.1 | 0 | 0 | Constrained, otherwise capacity available =80 kVA | --> | 0.095 | 0 | 0.029 | 0 | 0 | Constrained, otherwise capacity available =76 kW | --> | C16 ex KILCLOHER | Kilcloher [T41,T42] | DUNGARVAN |  | 52.1331 | -7.8115
MV/LV Substation PO***928 |  | 10 kV | _ | LV | 50 kVA :Pole Substation | 0.05 | --> | 0.05 | 0 | 0 | Constrained, otherwise capacity available =44 kVA | --> | 0.048 | 0 | 0 | 0 | 0 | Constrained, otherwise capacity available =48 kW | --> | C16 ex KILCLOHER | Kilcloher [T41,T42] | DUNGARVAN |  | 52.1446 | -7.7956
MV/LV Substation CA***934 |  | 10 kV | _ | LV | 50 kVA :Pole Substation | 0.05 | --> | 0.05 | 0 | 0 | Constrained, otherwise capacity available =44 kVA | --> | 0.048 | 0 | 0 | 0 | 0 | Constrained, otherwise capacity available =48 kW | --> | C16 ex KILCLOHER | Kilcloher [T41,T42] | DUNGARVAN |  | 52.1505 | -7.8499
MV/LV Substation DE***950 |  | 10 kV | _ | LV | 50 kVA :Pole Substation | 0.05 | --> | 0.05 | 0 | 0 | Constrained, otherwise capacity available =44 kVA | --> | 0.048 | 0 | 0 | 0 | 0 | Constrained, otherwise capacity available =48 kW | --> | C20 ex LISMORE | Lismore [T41,T42] | DUNGARVAN |  | 52.1269 | -7.8971
MV/LV Substation MO***956 |  | 10 kV | _ | LV | 100 kVA :Pole Substation | 0.1 | --> | 0.1 | 0 | 0 | Constrained, otherwise capacity available =99 kVA | --> | 0.095 | 0 | 0 | 0 | 0 | Constrained, otherwise capacity available =95 kW | --> | C22 ex LISMORE | Lismore [T41,T42] | DUNGARVAN |  | 52.1697 | -7.9627
MV/LV Substation GR***977 |  | 10 kV | _ | LV | 50 kVA :Pole Substation | 0.05 | --> | 0.05 | 0 | 0 | Constrained, otherwise capacity available =49 kVA | --> | 0.048 | 0 | 0 | 0 | 0 | Constrained, otherwise capacity available =48 kW | --> | C19 ex LISMORE | Lismore [T41,T42] | DUNGARVAN |  | 52.1402 | -7.9391
MV/LV Substation CO***994 |  | 10 kV | _ | LV | 100 kVA :Pole Substation | 0.1 | --> | 0.1 | 0 | 0 | Constrained, otherwise capacity available =45 kVA | --> | 0.095 | 0 | 0.013 | 0 | 0 | Constrained, otherwise capacity available =93 kW | --> | C19 ex LISMORE | Lismore [T41,T42] | DUNGARVAN |  | 52.0903 | -8.0067
MV/LV Substation WO***007X |  | 10 kV | _ | LV | 50 kVA :Pole Substation | 0.05 | --> | 0.05 | 0.05 | 1.26 |  | --> | 0.048 | 0 | 0 | 0.048 | 0 |  | --> | E16 ex BALLYCROSSAUN | Ballycrossaun [T421,T422] | SOMERSET |  | 53.1008 | -8.2846
MV/LV Substation CO***019X |  | 20 kV | _ | LV | 630 kVA :Kiosk Substation | 0.63 | --> | 0.63 | 0.5 | 1.26 |  | --> | 0.598 | 0 | 0.005 | 0.5 | 0 |  | --> | E16 ex BALLYCROSSAUN | Ballycrossaun [T421,T422] | SOMERSET |  | 53.0935 | -8.2199
MV/LV Substation ST***022X |  | 20 kV | _ | LV | 200 kVA :Pole Substation | 0.2 | --> | 0.2 | 0.171 | 1.26 |  | --> | 0.19 | 0 | 0 | 0.194 | 0 |  | --> | E16 ex BALLYCROSSAUN | Ballycrossaun [T421,T422] | SOMERSET |  | 53.0958 | -8.2239
MV/LV Substation AL***054X |  | 20 kV | _ | LV | 200 kVA :Pole Substation | 0.2 | --> | 0.2 | 0.162 | 1.26 |  | --> | 0.19 | 0 | 0 | 0.195 | 0 |  | --> | E16 ex BALLYCROSSAUN | Ballycrossaun [T421,T422] | SOMERSET |  | 53.0985 | -8.2253
MV/LV Substation CO***078X |  | 20 kV | _ | LV | 50 kVA :Pole Substation | 0.05 | --> | 0.05 | 0.05 | 1.26 |  | --> | 0.048 | 0 | 0 | 0.048 | 0 |  | --> | E13 ex BALLYCROSSAUN | Ballycrossaun [T421,T422] | SOMERSET |  | 53.1357 | -8.2078
MV/LV Substation DO***081X |  | 20 kV | _ | LV | 630 kVA :Kiosk Substation | 0.63 | --> | 0.63 | 0.5 | 1.26 |  | --> | 0.598 | 0 | 0.019 | 0.5 | 0 |  | --> | E16 ex BALLYCROSSAUN | Ballycrossaun [T421,T422] | SOMERSET |  | 53.0932 | -8.2141
MV/LV Substation PU***099X |  | 10 kV | _ | LV | 50 kVA :Pole Substation | 0.05 | --> | 0.05 | 0.049 | 1.26 |  | --> | 0.048 | 0 | 0 | 0.048 | 0 |  | --> | E16 ex BALLYCROSSAUN | Ballycrossaun [T421,T422] | SOMERSET |  | 53.1067 | -8.2357
MV/LV Substation PO***116X |  | 20 kV | _ | LV | 50 kVA :Pole Substation | 0.05 | --> | 0.05 | 0.048 | 1.26 |  | --> | 0.048 | 0 | 0 | 0.048 | 0 |  | --> | E16 ex BALLYCROSSAUN | Ballycrossaun [T421,T422] | SOMERSET |  | 53.0916 | -8.1961
MV/LV Substation CL***119X |  | 20 kV | _ | LV | 50 kVA :Pole Substation | 0.05 | --> | 0.05 | 0.048 | 1.26 |  | --> | 0.048 | 0 | 0 | 0.048 | 0 |  | --> | E16 ex BALLYCROSSAUN | Ballycrossaun [T421,T422] | SOMERSET |  | 53.0955 | -8.2132
MV/LV Substation GR***132X |  | 10 kV | _ | LV | 50 kVA :Pole Substation | 0.05 | --> | 0.05 | 0.05 | 1.26 |  | --> | 0.048 | 0 | 0 | 0.048 | 0 |  | --> | C23 ex BALLYCROSSAUN | Ballycrossaun [T421,T422] | SOMERSET |  | 53.1734 | -8.1588
MV/LV Substation PO***137X |  | 20 kV | _ | LV | 400 kVA :Kiosk Substation | 0.4 | --> | 0.4 | 0.352 | 1.26 |  | --> | 0.38 | 0 | 0 | 0.386 | 0 |  | --> | E16 ex BALLYCROSSAUN | Ballycrossaun [T421,T422] | SOMERSET |  | 53.0914 | -8.2291
MV/LV Substation WA***140X |  | 20 kV | _ | LV | 50 kVA :Pole Substation | 0.05 | --> | 0.05 | 0.034 | 1.26 |  | --> | 0.048 | 0 | 0 | 0.05 | 0 |  | --> | E16 ex BALLYCROSSAUN | Ballycrossaun [T421,T422] | SOMERSET |  | 53.0945 | -8.2271
MV/LV Substation SH***300 |  | 20 kV | _ | LV | 100 kVA :Pole Substation | 0.1 | --> | 0.1 | 0.066 | 1.26 |  | --> | 0.095 | 0 | 0.009 | 0.093 | 0 |  | --> | E16 ex BALLYCROSSAUN | Ballycrossaun [T421,T422] | SOMERSET |  | 53.0939 | -8.2114
MV/LV Substation DE***338 |  | 10 kV | _ | LV | 50 kVA :Pole Substation | 0.05 | --> | 0.05 | 0.034 | 1.26 |  | --> | 0.048 | 0 | 0 | 0.05 | 0 |  | --> | C27 ex BALLYCROSSAUN | Ballycrossaun [T421,T422] | SOMERSET |  | 53.1635 | -8.2148
MV/LV Substation PO***366 |  | 20 kV | _ | LV | 200 kVA :Kiosk Substation | 0.2 | --> | 0.2 | 0.189 | 1.26 |  | --> | 0.19 | 0 | 0 | 0.191 | 0 |  | --> | E16 ex BALLYCROSSAUN | Ballycrossaun [T421,T422] | SOMERSET |  | 53.0866 | -8.2173
MV/LV Substation SP***4003 |  | 10 kV | _ | LV | 50 kVA :Pole Substation | 0.05 | --> | 0.05 | 0.05 | 0.3 |  | --> | 0.048 | 0 | 0 | 0.048 | 0 |  | --> | C17 ex BANAGHER | Banagher [T41,T42] | DALLOW |  | 53.2002 | -8.1375
MV/LV Substation OU***4014 |  | 10 kV | _ | LV | 50 kVA :Pole Substation | 0.05 | --> | 0.05 | 0.05 | 1.26 |  | --> | 0.048 | 0 | 0 | 0.048 | 0 |  | --> | E16 ex BALLYCROSSAUN | Ballycrossaun [T421,T422] | SOMERSET |  | 53.0971 | -8.246
MV/LV Substation AN***4017 |  | 10 kV | _ | LV | 50 kVA :Pole Substation | 0.05 | --> | 0.05 | 0.05 | 1.26 |  | --> | 0.048 | 0 | 0 | 0.048 | 0 |  | --> | C27 ex BALLYCROSSAUN | Ballycrossaun [T421,T422] | SOMERSET |  | 53.1648 | -8.283
MV/LV Substation KI***4018 |  | 10 kV | _ | LV | 50 kVA :Pole Substation | 0.05 | --> | 0.05 | 0.046 | 1.26 |  | --> | 0.048 | 0 | 0.006 | 0.044 | 0 |  | --> | C27 ex BALLYCROSSAUN | Ballycrossaun [T421,T422] | SOMERSET |  | 53.1679 | -8.2971
MV/LV Substation GR***4049 |  | 10 kV | _ | LV | 50 kVA :Pole Substation | 0.05 | --> | 0.05 | 0.039 | 1.26 |  | --> | 0.048 | 0 | 0 | 0.049 | 0 |  | --> | C23 ex BALLYCROSSAUN | Ballycrossaun [T421,T422] | SOMERSET |  | 53.1703 | -8.1483
MV/LV Substation TR***4050 |  | 10 kV | _ | LV | 50 kVA :Pole Substation | 0.05 | --> | 0.05 | 0.041 | 1.26 |  | --> | 0.048 | 0 | 0 | 0.049 | 0 |  | --> | C27 ex BALLYCROSSAUN | Ballycrossaun [T421,T422] | SOMERSET |  | 53.1458 | -8.2872
MV/LV Substation DE***4055 |  | 20 kV | _ | LV | 50 kVA :Pole Substation | 0.05 | --> | 0.05 | 0.05 | 1.26 |  | --> | 0.048 | 0 | 0 | 0.048 | 0 |  | --> | E16 ex BALLYCROSSAUN | Ballycrossaun [T421,T422] | SOMERSET |  | 53.1304 | -8.1845
MV/LV Substation LO***406 |  | 10 kV | _ | LV | 50 kVA :Pole Substation | 0.05 | --> | 0.05 | 0.046 | 1.26 |  | --> | 0.048 | 0 | 0 | 0.048 | 0 |  | --> | C23 ex BALLYCROSSAUN | Ballycrossaun [T421,T422] | SOMERSET |  | 53.1621 | -8.1766
MV/LV Substation DE***4068 |  | 20 kV | _ | LV | 50 kVA :Pole Substation | 0.05 | --> | 0.05 | 0.043 | 1.26 |  | --> | 0.048 | 0 | 0 | 0.048 | 0 |  | --> | E16 ex BALLYCROSSAUN | Ballycrossaun [T421,T422] | SOMERSET |  | 53.1312 | -8.1917
MV/LV Substation ME***4073 |  | 10 kV | _ | LV | 50 kVA :Pole Substation | 0.05 | --> | 0.05 | 0.042 | 1.26 |  | --> | 0.048 | 0 | 0 | 0.049 | 0 |  | --> | C23 ex BALLYCROSSAUN | Ballycrossaun [T421,T422] | SOMERSET |  | 53.1783 | -8.1028
MV/LV Substation DE***4092 |  | 10 kV | _ | LV | 50 kVA :Pole Substation | 0.05 | --> | 0.05 | 0.042 | 1.26 |  | --> | 0.048 | 0 | 0 | 0.049 | 0 |  | --> | C27 ex BALLYCROSSAUN | Ballycrossaun [T421,T422] | SOMERSET |  | 53.1716 | -8.2762
MV/LV Substation LI***4096 |  | 10 kV | _ | LV | 50 kVA :Pole Substation | 0.05 | --> | 0.05 | 0.05 | 1.26 |  | --> | 0.048 | 0 | 0 | 0.048 | 0 |  | --> | C27 ex BALLYCROSSAUN | Ballycrossaun [T421,T422] | SOMERSET |  | 53.1544 | -8.3372
MV/LV Substation KI***4106 |  | 10 kV | _ | LV | 200 kVA :Pole Substation | 0.2 | --> | 0.2 | 0.195 | 1.26 |  | --> | 0.19 | 0 | 0.006 | 0.186 | 0 |  | --> | C27 ex BALLYCROSSAUN | Ballycrossaun [T421,T422] | SOMERSET |  | 53.1728 | -8.2897
MV/LV Substation ME***4115 |  | 10 kV | _ | LV | 50 kVA :Pole Substation | 0.05 | --> | 0.05 | 0.039 | 1.26 |  | --> | 0.048 | 0 | 0 | 0.049 | 0 |  | --> | C23 ex BALLYCROSSAUN | Ballycrossaun [T421,T422] | SOMERSET |  | 53.1771 | -8.0761
MV/LV Substation LI***4116 |  | 20 kV | _ | LV | 630 kVA :Kiosk Substation | 0.63 | --> | 0.63 | 0.5 | 1.26 |  | --> | 0.598 | 0 | 0 | 0.5 | 0 |  | --> | E16 ex BALLYCROSSAUN | Ballycrossaun [T421,T422] | SOMERSET |  | 53.0941 | -8.2096
MV/LV Substation AB***4117 |  | 10 kV | _ | LV | 50 kVA :Pole Substation | 0.05 | --> | 0.05 | 0.05 | 0.3 |  | --> | 0.048 | 0 | 0 | 0.048 | 0 |  | --> | C17 ex BANAGHER | Banagher [T41,T42] | DALLOW |  | 53.2056 | -8.1008
MV/LV Substation CA***4133 |  | 20 kV | _ | LV | 50 kVA :Pole Substation | 0.05 | --> | 0.05 | 0.048 | 1.26 |  | --> | 0.048 | 0 | 0 | 0.048 | 0 |  | --> | E15 ex BALLYCROSSAUN | Ballycrossaun [T421,T422] | SOMERSET |  | 53.1503 | -8.1877
MV/LV Substation LI***4136 |  | 10 kV | _ | LV | 200 kVA :Pole Substation | 0.2 | --> | 0.2 | 0.2 | 0.3 |  | --> | 0.19 | 0 | 0 | 0.19 | 0 |  | --> | C17 ex BANAGHER | Banagher [T41,T42] | DALLOW |  | 53.2417 | -8.105
MV/LV Substation KI***4146 |  | 10 kV | _ | LV | 100 kVA :Pole Substation | 0.1 | --> | 0.1 | 0.093 | 1.26 |  | --> | 0.095 | 0 | 0 | 0.096 | 0 |  | --> | C27 ex BALLYCROSSAUN | Ballycrossaun [T421,T422] | SOMERSET |  | 53.1604 | -8.2494
MV/LV Substation AT***4157 |  | 10 kV | _ | LV | 200 kVA :Pole Substation | 0.2 | --> | 0.2 | 0.2 | 1.26 |  | --> | 0.19 | 0 | 0 | 0.19 | 0 |  | --> | E16 ex BALLYCROSSAUN | Ballycrossaun [T421,T422] | SOMERSET |  | 53.1053 | -8.2341
MV/LV Substation SH***438 |  | 10 kV | _ | LV | 50 kVA :Pole Substation | 0.05 | --> | 0.05 | 0.043 | 0.3 |  | --> | 0.048 | 0 | 0 | 0.048 | 0 |  | --> | C17 ex BANAGHER | Banagher [T41,T42] | DALLOW |  | 53.1976 | -8.0426
MV/LV Substation GO***444 |  | 10 kV | _ | LV | 50 kVA :Pole Substation | 0.05 | --> | 0.05 | 0.044 | 0.3 |  | --> | 0.048 | 0 | 0 | 0.048 | 0 |  | --> | C17 ex BANAGHER | Banagher [T41,T42] | DALLOW |  | 53.206 | -8.0955
MV/LV Substation KI***503 |  | 10 kV | _ | LV | 100 kVA :Pole Substation | 0.1 | --> | 0.1 | 0.026 | 1.26 |  | --> | 0.095 | 0 | 0.005 | 0.101 | 0 |  | --> | C27 ex BALLYCROSSAUN | Ballycrossaun [T421,T422] | SOMERSET |  | 53.1655 | -8.2881
MV/LV Substation KI***504 |  | 10 kV | _ | LV | 30 kVA :Pole Substation | 0.03 | --> | 0.03 | 0.026 | 1.26 |  | --> | 0.028 | 0 | 0 | 0.029 | 0 |  | --> | C27 ex BALLYCROSSAUN | Ballycrossaun [T421,T422] | SOMERSET |  | 53.1675 | -8.2989
MV/LV Substation BA***505 |  | 10 kV | _ | LV | 50 kVA :Pole Substation | 0.05 | --> | 0.05 | 0.049 | 1.26 |  | --> | 0.048 | 0 | 0 | 0.048 | 0 |  | --> | C27 ex BALLYCROSSAUN | Ballycrossaun [T421,T422] | SOMERSET |  | 53.1585 | -8.3
MV/LV Substation CA***516 |  | 20 kV | _ | LV | 50 kVA :Pole Substation | 0.05 | --> | 0.05 | 0.046 | 1.26 |  | --> | 0.048 | 0 | 0.005 | 0.044 | 0 |  | --> | E13 ex BALLYCROSSAUN | Ballycrossaun [T421,T422] | SOMERSET |  | 53.1274 | -8.2282
MV/LV Substation CO***582 |  | 20 kV | _ | LV | 200 kVA :Kiosk Substation | 0.2 | --> | 0.2 | 0.139 | 1.26 |  | --> | 0.19 | 0 | 0.002 | 0.197 | 0 |  | --> | E16 ex BALLYCROSSAUN | Ballycrossaun [T421,T422] | SOMERSET |  | 53.0961 | -8.2097
MV/LV Substation ST***583 |  | 20 kV | _ | LV | 400 kVA :Kiosk Substation | 0.4 | --> | 0.4 | 0.338 | 1.26 |  | --> | 0.38 | 0 | 0.031 | 0.365 | 0 |  | --> | E16 ex BALLYCROSSAUN | Ballycrossaun [T421,T422] | SOMERSET |  | 53.0966 | -8.2216
MV/LV Substation EY***617 |  | 10 kV | _ | LV | 200 kVA :Pole Substation | 0.2 | --> | 0.2 | 0.13 | 0.3 |  | --> | 0.19 | 0 | 0.035 | 0.173 | 0 |  | --> | C17 ex BANAGHER | Banagher [T41,T42] | DALLOW |  | 53.1998 | -8.1282
MV/LV Substation EY***618 |  | 10 kV | _ | LV | 100 kVA :Pole Substation | 0.1 | --> | 0.1 | 0.068 | 0.3 |  | --> | 0.095 | 0 | 0.042 | 0.068 | 0 |  | --> | C17 ex BANAGHER | Banagher [T41,T42] | DALLOW |  | 53.2008 | -8.1348
MV/LV Substation TO***620 |  | 10 kV | _ | LV | 50 kVA :Pole Substation | 0.05 | --> | 0.05 | 0.026 | 0.3 |  | --> | 0.048 | 0 | 0.005 | 0.047 | 0 |  | --> | C17 ex BANAGHER | Banagher [T41,T42] | DALLOW |  | 53.199 | -8.1372
MV/LV Substation RE***633 |  | 10 kV | _ | LV | 50 kVA :Pole Substation | 0.05 | --> | 0.05 | 0.045 | 0.3 |  | --> | 0.048 | 0 | 0.003 | 0.046 | 0 |  | --> | C17 ex BANAGHER | Banagher [T41,T42] | DALLOW |  | 53.2211 | -8.1491
MV/LV Substation KI***640 |  | 20 kV | _ | LV | 100 kVA :Pole Substation | 0.1 | --> | 0.1 | 0.084 | 0.3 |  | --> | 0.095 | 0 | 0 | 0.097 | 0 |  | --> | C17 ex BANAGHER | Banagher [T41,T42] | DALLOW |  | 53.2375 | -8.1611
MV/LV Substation OM***665 |  | 20 kV | _ | LV | 630 kVA :Building Structure | 0.63 | --> | 0.63 | 0.436 | 1.26 |  | --> | 0.598 | 0 | 0.014 | 0.5 | 0 |  | --> | E16 ex BALLYCROSSAUN | Ballycrossaun [T421,T422] | SOMERSET |  | 53.093 | -8.2165
MV/LV Substation DR***669 |  | 10 kV | _ | LV | 50 kVA :Pole Substation | 0.05 | --> | 0.05 | 0.047 | 1.26 |  | --> | 0.048 | 0 | 0 | 0.048 | 0 |  | --> | E16 ex BALLYCROSSAUN | Ballycrossaun [T421,T422] | SOMERSET |  | 53.0888 | -8.3055
MV/LV Substation KI***670 |  | 10 kV | _ | LV | 100 kVA :Pole Substation | 0.1 | --> | 0.1 | 0.009 | 1.26 |  | --> | 0.095 | 0 | 0.028 | 0.086 | 0 |  | --> | C27 ex BALLYCROSSAUN | Ballycrossaun [T421,T422] | SOMERSET |  | 53.1669 | -8.2913
MV/LV Substation HE***672 |  | 10 kV | _ | LV | 50 kVA :Pole Substation | 0.05 | --> | 0.05 | 0.043 | 1.26 |  | --> | 0.048 | 0 | 0.01 | 0.041 | 0 |  | --> | C27 ex BALLYCROSSAUN | Ballycrossaun [T421,T422] | SOMERSET |  | 53.1676 | -8.3103
MV/LV Substation BO***673 |  | 20 kV | _ | LV | 200 kVA :Pole Substation | 0.2 | --> | 0.2 | 0.177 | 1.26 |  | --> | 0.19 | 0 | 0 | 0.193 | 0 |  | --> | E16 ex BALLYCROSSAUN | Ballycrossaun [T421,T422] | SOMERSET |  | 53.0983 | -8.1881
MV/LV Substation ME***674 |  | 10 kV | _ | LV | 200 kVA :Pole Substation | 0.2 | --> | 0.2 | 0.145 | 1.26 |  | --> | 0.19 | 0 | 0 | 0.197 | 0 |  | --> | C23 ex BALLYCROSSAUN | Ballycrossaun [T421,T422] | SOMERSET |  | 53.1705 | -8.0866
MV/LV Substation PU***675 |  | 20 kV | _ | LV | 200 kVA :Pole Substation | 0.2 | --> | 0.2 | 0.143 | 1.26 |  | --> | 0.19 | 0 | 0 | 0.198 | 0 |  | --> | E15 ex BALLYCROSSAUN | Ballycrossaun [T421,T422] | SOMERSET |  | 53.1364 | -8.1588
MV/LV Substation WA***676 |  | 20 kV | _ | LV | 50 kVA :Pole Substation | 0.05 | --> | 0.05 | 0.01 | 1.26 |  | --> | 0.048 | 0 | 0 | 0.053 | 0 |  | --> | E16 ex BALLYCROSSAUN | Ballycrossaun [T421,T422] | SOMERSET |  | 53.0843 | -8.2204
MV/LV Substation PA***678 |  | 20 kV | _ | LV | 400 kVA :Kiosk Substation | 0.4 | --> | 0.4 | 0.167 | 1.26 |  | --> | 0.38 | 0 | 0.01 | 0.403 | 0 |  | --> | E16 ex BALLYCROSSAUN | Ballycrossaun [T421,T422] | SOMERSET |  | 53.0919 | -8.2184
MV/LV Substation DE***679 |  | 10 kV | _ | LV | 30 kVA :Pole Substation | 0.03 | --> | 0.03 | 0.027 | 1.26 |  | --> | 0.028 | 0 | 0 | 0.029 | 0 |  | --> | C23 ex BALLYCROSSAUN | Ballycrossaun [T421,T422] | SOMERSET |  | 53.183 | -8.1492
MV/LV Substation RA***694 |  | 10 kV | _ | LV | 50 kVA :Pole Substation | 0.05 | --> | 0.05 | 0.043 | 1.26 |  | --> | 0.048 | 0 | 0 | 0.048 | 0 |  | --> | C27 ex BALLYCROSSAUN | Ballycrossaun [T421,T422] | SOMERSET |  | 53.1736 | -8.3321
MV/LV Substation KI***700 |  | 10 kV | _ | LV | 50 kVA :Pole Substation | 0.05 | --> | 0.05 | 0.041 | 1.26 |  | --> | 0.048 | 0 | 0 | 0.049 | 0 |  | --> | C27 ex BALLYCROSSAUN | Ballycrossaun [T421,T422] | SOMERSET |  | 53.1495 | -8.3043
MV/LV Substation KI***711 |  | 20 kV | _ | LV | 400 kVA :Kiosk Substation | 0.4 | --> | 0.4 | 0.319 | 1.26 |  | --> | 0.38 | 0 | 0.038 | 0.363 | 0 |  | --> | E16 ex BALLYCROSSAUN | Ballycrossaun [T421,T422] | SOMERSET |  | 53.0973 | -8.2257
MV/LV Substation KI***712 |  | 10 kV | _ | LV | 50 kVA :Pole Substation | 0.05 | --> | 0.05 | 0.049 | 1.26 |  | --> | 0.048 | 0 | 0 | 0.048 | 0 |  | --> | E16 ex BALLYCROSSAUN | Ballycrossaun [T421,T422] | SOMERSET |  | 53.1004 | -8.302
MV/LV Substation KI***713 |  | 10 kV | _ | LV | 50 kVA :Pole Substation | 0.05 | --> | 0.05 | 0.038 | 1.26 |  | --> | 0.048 | 0 | 0 | 0.049 | 0 |  | --> | E16 ex BALLYCROSSAUN | Ballycrossaun [T421,T422] | SOMERSET |  | 53.1047 | -8.3059
MV/LV Substation OU***719 |  | 10 kV | _ | LV | 50 kVA :Pole Substation | 0.05 | --> | 0.05 | 0.05 | 1.26 |  | --> | 0.048 | 0 | 0 | 0.048 | 0 |  | --> | E16 ex BALLYCROSSAUN | Ballycrossaun [T421,T422] | SOMERSET |  | 53.0996 | -8.2465
MV/LV Substation BA***752 |  | 10 kV | _ | LV | 100 kVA :Pole Substation | 0.1 | --> | 0.1 | 0.096 | 1.26 |  | --> | 0.095 | 0 | 0.003 | 0.093 | 0 |  | --> | C27 ex BALLYCROSSAUN | Ballycrossaun [T421,T422] | SOMERSET |  | 53.1573 | -8.2973
MV/LV Substation HE***753 |  | 10 kV | _ | LV | 50 kVA :Pole Substation | 0.05 | --> | 0.05 | 0.05 | 1.26 |  | --> | 0.048 | 0 | 0 | 0.048 | 0 |  | --> | C27 ex BALLYCROSSAUN | Ballycrossaun [T421,T422] | SOMERSET |  | 53.1656 | -8.3136
MV/LV Substation SH***775 |  | 20 kV | _ | LV | 630 kVA :Kiosk Substation | 0.63 | --> | 0.63 | 0.5 | 1.26 |  | --> | 0.598 | 0 | 0.005 | 0.5 | 0 |  | --> | E16 ex BALLYCROSSAUN | Ballycrossaun [T421,T422] | SOMERSET |  | 53.09 | -8.223
MV/LV Substation GO***782 |  | 20 kV | _ | LV | 50 kVA :Pole Substation | 0.05 | --> | 0.05 | 0.037 | 1.26 |  | --> | 0.048 | 0 | 0 | 0.049 | 0 |  | --> | E16 ex BALLYCROSSAUN | Ballycrossaun [T421,T422] | SOMERSET |  | 53.0929 | -8.2003
MV/LV Substation PO***784 |  | 20 kV | _ | LV | 200 kVA :Kiosk Substation | 0.2 | --> | 0.2 | 0.171 | 1.26 |  | --> | 0.19 | 0 | 0 | 0.194 | 0 |  | --> | E16 ex BALLYCROSSAUN | Ballycrossaun [T421,T422] | SOMERSET |  | 53.0867 | -8.2202
MV/LV Substation CA***797 |  | 20 kV | _ | LV | 200 kVA :Kiosk Substation | 0.2 | --> | 0.2 | 0.111 | 1.26 |  | --> | 0.19 | 0 | 0.003 | 0.2 | 0 |  | --> | E16 ex BALLYCROSSAUN | Ballycrossaun [T421,T422] | SOMERSET |  | 53.0896 | -8.2208
MV/LV Substation AD***798 |  | 20 kV | _ | LV | 200 kVA :Pole Substation | 0.2 | --> | 0.2 | 0.186 | 1.26 |  | --> | 0.19 | 0 | 0 | 0.192 | 0 |  | --> | E16 ex BALLYCROSSAUN | Ballycrossaun [T421,T422] | SOMERSET |  | 53.09 | -8.2303
MV/LV Substation SH***809 |  | 20 kV | _ | LV | 50 kVA :Building Structure | 0.05 | --> | 0.05 | 0.034 | 1.26 |  | --> | 0.048 | 0 | 0 | 0.05 | 0 |  | --> | E16 ex BALLYCROSSAUN | Ballycrossaun [T421,T422] | SOMERSET |  | 53.0939 | -8.202
MV/LV Substation PU***851 |  | 20 kV | _ | LV | 50 kVA :Pole Substation | 0.05 | --> | 0.05 | 0.049 | 1.26 |  | --> | 0.048 | 0 | 0 | 0.048 | 0 |  | --> | E16 ex BALLYCROSSAUN | Ballycrossaun [T421,T422] | SOMERSET |  | 53.0841 | -8.2127
MV/LV Substation GR***884 |  | 10 kV | _ | LV | 50 kVA :Pole Substation | 0.05 | --> | 0.05 | 0.029 | 1.26 |  | --> | 0.048 | 0 | 0 | 0.05 | 0 |  | --> | C23 ex BALLYCROSSAUN | Ballycrossaun [T421,T422] | SOMERSET |  | 53.1703 | -8.165
MV/LV Substation PO***908 |  | 10 kV | _ | LV | 200 kVA :Pole Substation | 0.2 | --> | 0.2 | 0.181 | 1.26 |  | --> | 0.19 | 0 | 0 | 0.192 | 0 |  | --> | E16 ex BALLYCROSSAUN | Ballycrossaun [T421,T422] | SOMERSET |  | 53.0913 | -8.2563
MV/LV Substation CR***916 |  | 10 kV | _ | LV | 50 kVA :Pole Substation | 0.05 | --> | 0.05 | 0.048 | 1.26 |  | --> | 0.048 | 0 | 0 | 0.048 | 0 |  | --> | E16 ex BALLYCROSSAUN | Ballycrossaun [T421,T422] | SOMERSET |  | 53.1083 | -8.2855
MV/LV Substation BR***921 |  | 20 kV | _ | LV | 200 kVA :Kiosk Substation | 0.2 | --> | 0.2 | 0.185 | 1.26 |  | --> | 0.19 | 0 | 0 | 0.192 | 0 |  | --> | E16 ex BALLYCROSSAUN | Ballycrossaun [T421,T422] | SOMERSET |  | 53.0951 | -8.204
MV/LV Substation SE***927 |  | 20 kV | _ | LV | 200 kVA :Kiosk Substation | 0.2 | --> | 0.2 | 0.153 | 1.26 |  | --> | 0.19 | 0 | 0 | 0.196 | 0 |  | --> | E16 ex BALLYCROSSAUN | Ballycrossaun [T421,T422] | SOMERSET |  | 53.087 | -8.2297
MV/LV Substation HO***941 |  | 20 kV | _ | LV | 100 kVA :Pole Substation | 0.1 | --> | 0.1 | 0.084 | 1.26 |  | --> | 0.095 | 0 | 0.004 | 0.094 | 0 |  | --> | E16 ex BALLYCROSSAUN | Ballycrossaun [T421,T422] | SOMERSET |  | 53.0896 | -8.227
MV/LV Substation ST***949 |  | 20 kV | _ | LV | 200 kVA :Kiosk Substation | 0.2 | --> | 0.2 | 0.167 | 1.26 |  | --> | 0.19 | 0 | 0.016 | 0.183 | 0 |  | --> | E16 ex BALLYCROSSAUN | Ballycrossaun [T421,T422] | SOMERSET |  | 53.0987 | -8.221
MV/LV Substation TH***952 |  | 20 kV | _ | LV | 200 kVA :Kiosk Substation | 0.2 | --> | 0.2 | 0.173 | 1.26 |  | --> | 0.19 | 0 | 0.003 | 0.191 | 0 |  | --> | E16 ex BALLYCROSSAUN | Ballycrossaun [T421,T422] | SOMERSET |  | 53.0939 | -8.2253
MV/LV Substation SE***956 |  | 20 kV | _ | LV | 50 kVA :Pole Substation | 0.05 | --> | 0.05 | 0.042 | 1.26 |  | --> | 0.048 | 0 | 0 | 0.048 | 0 |  | --> | E16 ex BALLYCROSSAUN | Ballycrossaun [T421,T422] | SOMERSET |  | 53.0929 | -8.2095
MV/LV Substation FO***970 |  | 10 kV | _ | LV | 400 kVA :Kiosk Substation | 0.4 | --> | 0.4 | 0.36 | 1.26 |  | --> | 0.38 | 0 | 0.025 | 0.367 | 0 |  | --> | E16 ex BALLYCROSSAUN | Ballycrossaun [T421,T422] | SOMERSET |  | 53.0899 | -8.2367
MV/LV Substation RI***979 |  | 10 kV | _ | LV | 50 kVA :Pole Substation | 0.05 | --> | 0.05 | 0.05 | 0.3 |  | --> | 0.048 | 0 | 0 | 0.048 | 0 |  | --> | C17 ex BANAGHER | Banagher [T41,T42] | DALLOW |  | 53.1995 | -8.1424
MV/LV Substation WO***992 |  | 10 kV | _ | LV | 100 kVA :Pole Substation | 0.1 | --> | 0.1 | 0.085 | 1.26 |  | --> | 0.095 | 0 | 0 | 0.097 | 0 |  | --> | E16 ex BALLYCROSSAUN | Ballycrossaun [T421,T422] | SOMERSET |  | 53.1055 | -8.2368
MV/LV Substation MA***997 |  | 10 kV | _ | LV | 100 kVA :Pole Substation | 0.1 | --> | 0.1 | 0.086 | 1.26 |  | --> | 0.095 | 0 | 0.005 | 0.093 | 0 |  | --> | C27 ex BALLYCROSSAUN | Ballycrossaun [T421,T422] | SOMERSET |  | 53.1662 | -8.2851
MV/LV Substation TE***004 |  | 10 kV | _ | LV | 50 kVA :Pole Substation | 0.05 | --> | 0.05 | 0 | 0 | Constrained, otherwise capacity available =42 kVA | --> | 0.048 | 0 | 0 | 0.049 | 0 |  | --> | C28 ex CLAREGALWAY | Claregalway [T42,T421] | GALWAY 110KV |  | 53.3265 | -8.9614
MV/LV Substation LA***006 |  | 20 kV | _ | LV | 50 kVA :Pole Substation | 0.05 | --> | 0.05 | 0 | 0 | Constrained, otherwise capacity available =49 kVA | --> | 0.048 | 0 | 0 | 0.048 | 0 |  | --> | E47 ex CLAREGALWAY | Claregalway [T42,T421] | GALWAY 110KV |  | 53.3783 | -8.8635
MV/LV Substation CR***012X |  | 10 kV | _ | LV | 400 kVA :Building Structure | 0.4 | --> | 0.4 | 0 | 0 | Constrained, otherwise capacity available =367 kVA | --> | 0.38 | 0 | 0 | 0.384 | 0 |  | --> | C18 ex PARKMORE | Parkmore [T41,T42] | GALWAY 110KV |  | 53.3011 | -8.9944
MV/LV Substation CU***017 |  | 10 kV | _ | LV | 100 kVA :Pole Substation | 0.1 | --> | 0.1 | 0 | 0 | Constrained, otherwise capacity available =89 kVA | --> | 0.095 | 0 | 0 | 0.096 | 0 |  | --> | C30 ex CLAREGALWAY | Claregalway [T42,T421] | GALWAY 110KV |  | 53.4023 | -9.0127
MV/LV Substation CA***018 |  | 10 kV | _ | LV | 100 kVA :Pole Substation | 0.1 | --> | 0.1 | 0 | 0 | Constrained, otherwise capacity available =82 kVA | --> | 0.095 | 0 | 0.055 | 0.057 | 0 |  | --> | C28 ex CLAREGALWAY | Claregalway [T42,T421] | GALWAY 110KV |  | 53.3384 | -8.954
MV/LV Substation BR***023 |  | 10 kV | _ | LV | 50 kVA :Pole Substation | 0.05 | --> | 0.05 | 0 | 0 | Constrained, otherwise capacity available =34 kVA | --> | 0.048 | 0 | 0.005 | 0.046 | 0 |  | --> | C19 ex PARKMORE | Parkmore [T41,T42] | GALWAY 110KV |  | 53.2955 | -8.9794
MV/LV Substation BA***023X |  | 10 kV | _ | LV | 1000 kVA :Building Structure | 1 | --> | 1 | 0 | 0 | Constrained, otherwise capacity available =861 kVA | --> | 0.95 | 0 | 0 | 0.5 | 0 |  | --> | C19 ex PARKMORE | Parkmore [T41,T42] | GALWAY 110KV |  | 53.2992 | -8.988
MV/LV Substation BY***024X |  | 10 kV | _ | LV | 1000 kVA :Building Structure | 1 | --> | 1 | 0 | 0 | Constrained, otherwise capacity available =884 kVA | --> | 0.95 | 0 | 0 | 0.5 | 0 |  | --> | C19 ex PARKMORE | Parkmore [T41,T42] | GALWAY 110KV |  | 53.2989 | -8.9891
MV/LV Substation GA***025X |  | 10 kV | _ | LV | 1000 kVA :Building Structure | 1 | --> | 1 | 0 | 0 | Constrained, otherwise capacity available =913 kVA | --> | 0.95 | 0 | 0 | 0.5 | 0 |  | --> | C19 ex PARKMORE | Parkmore [T41,T42] | GALWAY 110KV |  | 53.298 | -8.9899
MV/LV Substation PA***031 |  | 10 kV | _ | LV | 400 kVA :Kiosk Substation | 0.4 | --> | 0.4 | 0 | 0 | Constrained, otherwise capacity available =388 kVA | --> | 0.38 | 0 | 0.006 | 0.377 | 0 |  | --> | C16 ex PARKMORE | Parkmore [T41,T42] | GALWAY 110KV |  | 53.3032 | -8.9901
MV/LV Substation TW***033 |  | 10 kV | _ | LV | 50 kVA :Pole Substation | 0.05 | --> | 0.05 | 0 | 0 | Constrained, otherwise capacity available =46 kVA | --> | 0.048 | 0 | 0 | 0.048 | 0 |  | --> | C12 ex PARKMORE | Parkmore [T41,T42] | GALWAY 110KV |  | 53.3051 | -9.0021
MV/LV Substation TW***034 |  | 10 kV | _ | LV | 100 kVA :Pole Substation | 0.1 | --> | 0.1 | 0 | 0 | Constrained, otherwise capacity available =95 kVA | --> | 0.095 | 0 | 0 | 0.096 | 0 |  | --> | C12 ex PARKMORE | Parkmore [T41,T42] | GALWAY 110KV |  | 53.3059 | -8.9994
MV/LV Substation LY***035 |  | 10 kV | _ | LV | 50 kVA :Pole Substation | 0.05 | --> | 0.05 | 0 | 0 | Constrained, otherwise capacity available =42 kVA | --> | 0.048 | 0 | 0 | 0.049 | 0 |  | --> | C12 ex PARKMORE | Parkmore [T41,T42] | GALWAY 110KV |  | 53.3071 | -8.9989
MV/LV Substation PO***036 |  | 10 kV | _ | LV | 100 kVA :Pole Substation | 0.1 | --> | 0.1 | 0 | 0 | Constrained, otherwise capacity available =86 kVA | --> | 0.095 | 0 | 0 | 0.097 | 0 |  | --> | C12 ex PARKMORE | Parkmore [T41,T42] | GALWAY 110KV |  | 53.3093 | -8.9936
MV/LV Substation PO***044 |  | 10 kV | _ | LV | 200 kVA :Kiosk Substation | 0.2 | --> | 0.2 | 0 | 0 | Constrained, otherwise capacity available =192 kVA | --> | 0.19 | 0 | 0 | 0.191 | 0 |  | --> | C12 ex PARKMORE | Parkmore [T41,T42] | GALWAY 110KV |  | 53.3085 | -8.9977
MV/LV Substation KI***049 |  | 10 kV | _ | LV | 100 kVA :Pole Substation | 0.1 | --> | 0.1 | 0 | 0 | Constrained, otherwise capacity available =82 kVA | --> | 0.095 | 0 | 0.005 | 0.094 | 0 |  | --> | C19 ex PARKMORE | Parkmore [T41,T42] | GALWAY 110KV |  | 53.3178 | -8.9664
MV/LV Substation PA***052X |  | 10 kV | _ | LV | 630 kVA :Building Structure | 0.63 | --> | 0.63 | 0 | 0 | Constrained, otherwise capacity available =438 kVA | --> | 0.598 | 0 | 0 | 0.5 | 0 |  | --> | C17 ex PARKMORE | Parkmore [T41,T42] | GALWAY 110KV |  | 53.3035 | -8.9851
MV/LV Substation PA***053X |  | 10 kV | _ | LV | 1000 kVA :Building Structure | 1 | --> | 1 | 0 | 0 | Constrained, otherwise capacity available =856 kVA | --> | 0.95 | 0 | 0 | 0.5 | 0 |  | --> | C17 ex PARKMORE | Parkmore [T41,T42] | GALWAY 110KV |  | 53.3029 | -8.9872
MV/LV Substation PA***056 |  | 10 kV | _ | LV | 400 kVA :Building Structure | 0.4 | --> | 0.4 | 0 | 0 | Constrained, otherwise capacity available =381 kVA | --> | 0.38 | 0 | 0 | 0.383 | 0 |  | --> | C18 ex PARKMORE | Parkmore [T41,T42] | GALWAY 110KV |  | 53.3018 | -8.9939
MV/LV Substation PA***060 |  | 10 kV | _ | LV | 630 kVA :Building Structure | 0.63 | --> | 0.63 | 0 | 0 | Constrained, otherwise capacity available =560 kVA | --> | 0.598 | 0 | 0 | 0.5 | 0 |  | --> | C15 ex PARKMORE | Parkmore [T41,T42] | GALWAY 110KV |  | 53.3024 | -8.9942
MV/LV Substation LA***060X |  | 10 kV | _ | LV | 200 kVA :Pole Substation | 0.2 | --> | 0.2 | 0 | 0 | Constrained, otherwise capacity available =200 kVA | --> | 0.19 | 0 | 0 | 0.19 | 0 |  | --> | C28 ex CLAREGALWAY | Claregalway [T42,T421] | GALWAY 110KV |  | 53.3561 | -8.9306
MV/LV Substation CA***062X |  | 20 kV | _ | LV | 100 kVA :Pole Substation | 0.1 | --> | 0.1 | 0 | 0 | Constrained, otherwise capacity available =93 kVA | --> | 0.095 | 0 | 0.006 | 0.092 | 0 |  | --> | E45 ex CLAREGALWAY | Claregalway [T42,T421] | GALWAY 110KV |  | 53.4024 | -8.9411
MV/LV Substation M ***063 |  | 10 kV | _ | LV | 50 kVA :Pole Substation | 0.05 | --> | 0.05 | 0 | 0 | Constrained, otherwise capacity available =41 kVA | --> | 0.048 | 0 | 0 | 0.049 | 0 |  | --> | C17 ex GALWAY 110KV | Galway 110kv [T102,T103] | GALWAY 110KV |  | 53.301 | -9.0081
MV/LV Substation TO***063X |  | 10 kV | _ | LV | 200 kVA :Pole Substation | 0.2 | --> | 0.2 | 0 | 0 | Constrained, otherwise capacity available =197 kVA | --> | 0.19 | 0 | 0 | 0.19 | 0 |  | --> | C30 ex CLAREGALWAY | Claregalway [T42,T421] | GALWAY 110KV |  | 53.3952 | -9.0338
MV/LV Substation BR***065 |  | 10 kV | _ | LV | 100 kVA :Pole Substation | 0.1 | --> | 0.1 | 0 | 0 | Constrained, otherwise capacity available =89 kVA | --> | 0.095 | 0 | 0.018 | 0.083 | 0 |  | --> | C19 ex PARKMORE | Parkmore [T41,T42] | GALWAY 110KV |  | 53.2967 | -8.9746
MV/LV Substation HU***066X |  | 10 kV | _ | LV | 630 kVA :Building Structure | 0.63 | --> | 0.63 | 0 | 0 | Constrained, otherwise capacity available =455 kVA | --> | 0.598 | 0 | 0 | 0.5 | 0 |  | --> | C28 ex CLAREGALWAY | Claregalway [T42,T421] | GALWAY 110KV |  | 53.341 | -8.9474
MV/LV Substation WO***067X |  | 20 kV | _ | LV | 200 kVA :Kiosk Substation | 0.2 | --> | 0.2 | 0 | 0 | Constrained, otherwise capacity available =146 kVA | --> | 0.19 | 0 | 0.022 | 0.181 | 0 |  | --> | E47 ex CLAREGALWAY | Claregalway [T42,T421] | GALWAY 110KV |  | 53.3669 | -8.8892
MV/LV Substation BA***073 |  | 10 kV | _ | LV | 400 kVA :Kiosk Substation | 0.4 | --> | 0.4 | 0 | 0 | Constrained, otherwise capacity available =361 kVA | --> | 0.38 | 0 | 0 | 0.385 | 0 |  | --> | C19 ex PARKMORE | Parkmore [T41,T42] | GALWAY 110KV |  | 53.2969 | -8.9861
MV/LV Substation ME***097X |  | 10 kV | _ | LV | 400 kVA :Building Structure | 0.4 | --> | 0.4 | 0 | 0 |  | --> | 0.38 | 0 | 0 | 0.44 | 0 |  | --> | C19 ex PARKMORE | Parkmore [T41,T42] | GALWAY 110KV |  | 53.2999 | -8.9901
MV/LV Substation BR***103X |  | 10 kV | _ | LV | 200 kVA :Kiosk Substation | 0.2 | --> | 0.2 | 0 | 0 | Constrained, otherwise capacity available =174 kVA | --> | 0.19 | 0 | 0 | 0.194 | 0 |  | --> | C19 ex PARKMORE | Parkmore [T41,T42] | GALWAY 110KV |  | 53.2982 | -8.992
MV/LV Substation AN***104X |  | 10 kV | _ | LV | 100 kVA :Pole Substation | 0.1 | --> | 0.1 | 0 | 0 | Constrained, otherwise capacity available =99 kVA | --> | 0.095 | 0 | 0 | 0.095 | 0 |  | --> | C30 ex CLAREGALWAY | Claregalway [T42,T421] | GALWAY 110KV |  | 53.3839 | -9.0704
MV/LV Substation PO***106X |  | 20 kV | _ | LV | 50 kVA :Pole Substation | 0.05 | --> | 0.05 | 0 | 0 | Constrained, otherwise capacity available =23 kVA | --> | 0.048 | 0 | 0 | 0.051 | 0 |  | --> | E43 ex CLAREGALWAY | Claregalway [T42,T421] | GALWAY 110KV |  | 53.3158 | -8.8165
MV/LV Substation GA***107X |  | 20 kV | _ | LV | 100 kVA :Pole Substation | 0.1 | --> | 0.1 | 0 | 0 | Constrained, otherwise capacity available =89 kVA | --> | 0.095 | 0 | 0 | 0.096 | 0 |  | --> | E43 ex CLAREGALWAY | Claregalway [T42,T421] | GALWAY 110KV |  | 53.3281 | -8.8622
MV/LV Substation TO***108X |  | 20 kV | _ | LV | 200 kVA :Kiosk Substation | 0.2 | --> | 0.2 | 0 | 0 | Constrained, otherwise capacity available =180 kVA | --> | 0.19 | 0 | 0 | 0.193 | 0 |  | --> | E47 ex CLAREGALWAY | Claregalway [T42,T421] | GALWAY 110KV |  | 53.3616 | -8.9237
MV/LV Substation LO***112 |  | 20 kV | _ | LV | 50 kVA :Pole Substation | 0.05 | --> | 0.05 | 0 | 0 | Constrained, otherwise capacity available =41 kVA | --> | 0.048 | 0 | 0 | 0.049 | 0 |  | --> | E47 ex CLAREGALWAY | Claregalway [T42,T421] | GALWAY 110KV |  | 53.3878 | -8.8457
MV/LV Substation PA***113 |  | 10 kV | _ | LV | 400 kVA :Building Structure | 0.4 | --> | 0.4 | 0 | 0 | Constrained, otherwise capacity available =293 kVA | --> | 0.38 | 0 | 0 | 0.394 | 0 |  | --> | C19 ex PARKMORE | Parkmore [T41,T42] | GALWAY 110KV |  | 53.2999 | -8.9893
MV/LV Substation GO***126X |  | 10 kV | _ | LV | 400 kVA :Kiosk Substation | 0.4 | --> | 0.4 | 0 | 0 | Constrained, otherwise capacity available =317 kVA | --> | 0.38 | 0 | 0.037 | 0.364 | 0 |  | --> | C30 ex CLAREGALWAY | Claregalway [T42,T421] | GALWAY 110KV |  | 53.3983 | -8.9902
MV/LV Substation GA***131X |  | 10 kV | _ | LV | 630 kVA :Kiosk Substation | 0.63 | --> | 0.63 | 0 | 0 | Constrained, otherwise capacity available =578 kVA | --> | 0.598 | 0 | 0 | 0.5 | 0 |  | --> | C19 ex PARKMORE | Parkmore [T41,T42] | GALWAY 110KV |  | 53.2979 | -8.9879
MV/LV Substation PA***152X |  | 10 kV | _ | LV | 400 kVA :Building Structure | 0.4 | --> | 0.4 | 0 | 0 | Constrained, otherwise capacity available =400 kVA | --> | 0.38 | 0 | 0 | 0.38 | 0 |  | --> | C18 ex PARKMORE | Parkmore [T41,T42] | GALWAY 110KV |  | 53.302 | -8.9976
MV/LV Substation CL***167X |  | 10 kV | _ | LV | 50 kVA :Pole Substation | 0.05 | --> | 0.05 | 0 | 0 | Constrained, otherwise capacity available =34 kVA | --> | 0.048 | 0 | 0 | 0.05 | 0 |  | --> | C28 ex CLAREGALWAY | Claregalway [T42,T421] | GALWAY 110KV |  | 53.3472 | -8.9428
MV/LV Substation RI***172X |  | 10 kV | _ | LV | 200 kVA :Kiosk Substation | 0.2 | --> | 0.2 | 0 | 0 | Constrained, otherwise capacity available =98 kVA | --> | 0.19 | 0 | 0 | 0.203 | 0 |  | --> | C22 ex GALWAY 110KV | Galway 110kv [T102,T103] | GALWAY 110KV |  | 53.2907 | -8.9891
MV/LV Substation PA***181X |  | 10 kV | _ | LV | 1000 kVA :Building Structure | 1 | --> | 1 | 0 | 0 | Constrained, otherwise capacity available =935 kVA | --> | 0.95 | 0 | 0 | 0.5 | 0 |  | --> | C17 ex PARKMORE | Parkmore [T41,T42] | GALWAY 110KV |  | 53.3031 | -8.9873
MV/LV Substation KI***193X |  | 20 kV | _ | LV | 50 kVA :Pole Substation | 0.05 | --> | 0.05 | 0 | 0 | Constrained, otherwise capacity available =45 kVA | --> | 0.048 | 0 | 0 | 0.048 | 0 |  | --> | E43 ex CLAREGALWAY | Claregalway [T42,T421] | GALWAY 110KV |  | 53.3509 | -8.9254
MV/LV Substation KI***195X |  | 20 kV | _ | LV | 50 kVA :Pole Substation | 0.05 | --> | 0.05 | 0 | 0 | Constrained, otherwise capacity available =49 kVA | --> | 0.048 | 0 | 0 | 0.048 | 0 |  | --> | E43 ex CLAREGALWAY | Claregalway [T42,T421] | GALWAY 110KV |  | 53.3493 | -8.9125
MV/LV Substation CO***207X |  | 10 kV | _ | LV | 1000 kVA :Building Structure | 1 | --> | 1 | 0 | 0 | Constrained, otherwise capacity available =860 kVA | --> | 0.95 | 0 | 0 | 0.5 | 0 |  | --> | C28 ex CLAREGALWAY | Claregalway [T42,T421] | GALWAY 110KV |  | 53.3451 | -8.9438
MV/LV Substation KI***209X |  | 10 kV | _ | LV | 50 kVA :Pole Substation | 0.05 | --> | 0.05 | 0 | 0 | Constrained, otherwise capacity available =50 kVA | --> | 0.048 | 0 | 0 | 0.048 | 0 |  | --> | C12 ex PARKMORE | Parkmore [T41,T42] | GALWAY 110KV |  | 53.3165 | -8.9847
MV/LV Substation WO***228X |  | 20 kV | _ | LV | 200 kVA :Kiosk Substation | 0.2 | --> | 0.2 | 0 | 0 | Constrained, otherwise capacity available =166 kVA | --> | 0.19 | 0 | 0.01 | 0.187 | 0 |  | --> | E47 ex CLAREGALWAY | Claregalway [T42,T421] | GALWAY 110KV |  | 53.3665 | -8.8907
MV/LV Substation LY***230X |  | 10 kV | _ | LV | 50 kVA :Pole Substation | 0.05 | --> | 0.05 | 0 | 0 | Constrained, otherwise capacity available =49 kVA | --> | 0.048 | 0 | 0 | 0.048 | 0 |  | --> | C20 ex ORANMORE | Oranmore [T41,T44] | GALWAY 110KV |  | 53.3179 | -8.9221
MV/LV Substation CL***235X |  | 10 kV | _ | LV | 400 kVA :Building Structure | 0.4 | --> | 0.4 | 0 | 0 | Constrained, otherwise capacity available =337 kVA | --> | 0.38 | 0 | 0 | 0.384 | 0 |  | --> | C28 ex CLAREGALWAY | Claregalway [T42,T421] | GALWAY 110KV |  | 53.3438 | -8.9437
MV/LV Substation CA***236X |  | 10 kV | _ | LV | 50 kVA :Pole Substation | 0.05 | --> | 0.05 | 0 | 0 | Constrained, otherwise capacity available =35 kVA | --> | 0.048 | 0 | 0 | 0.05 | 0 |  | --> | C20 ex ORANMORE | Oranmore [T41,T44] | GALWAY 110KV |  | 53.3096 | -8.8541
MV/LV Substation BO***244X |  | 20 kV | _ | LV | 100 kVA :Pole Substation | 0.1 | --> | 0.1 | 0 | 0 | Constrained, otherwise capacity available =88 kVA | --> | 0.095 | 0 | 0 | 0.097 | 0 |  | --> | E43 ex CLAREGALWAY | Claregalway [T42,T421] | GALWAY 110KV |  | 53.3422 | -8.8614
MV/LV Substation MU***250X |  | 10 kV | _ | LV | 50 kVA :Pole Substation | 0.05 | --> | 0.05 | 0 | 0 | Constrained, otherwise capacity available =33 kVA | --> | 0.048 | 0 | 0 | 0.05 | 0 |  | --> | C30 ex CLAREGALWAY | Claregalway [T42,T421] | GALWAY 110KV |  | 53.3792 | -8.9429
MV/LV Substation MU***284X |  | 10 kV | _ | LV | 400 kVA :Building Structure | 0.4 | --> | 0.4 | 0 | 0 | Constrained, otherwise capacity available =306 kVA | --> | 0.38 | 0 | 0 | 0.393 | 0 |  | --> | C16 ex PARKMORE | Parkmore [T41,T42] | GALWAY 110KV |  | 53.3041 | -8.9911
MV/LV Substation MU***285X |  | 10 kV | _ | LV | 50 kVA :Pole Substation | 0.05 | --> | 0.05 | 0 | 0 | Constrained, otherwise capacity available =43 kVA | --> | 0.048 | 0 | 0 | 0.048 | 0 |  | --> | C30 ex CLAREGALWAY | Claregalway [T42,T421] | GALWAY 110KV |  | 53.3715 | -8.9356
MV/LV Substation RA***290X |  | 10 kV | _ | LV | 1000 kVA :Building Structure | 1 | --> | 1 | 0 | 0 | Constrained, otherwise capacity available =816 kVA | --> | 0.95 | 0 | 0 | 0.5 | 0 |  | --> | C19 ex PARKMORE | Parkmore [T41,T42] | GALWAY 110KV |  | 53.2995 | -8.9908
MV/LV Substation RA***291X |  | 10 kV | _ | LV | 1000 kVA :Building Structure | 1 | --> | 1 | 0 | 0 | Constrained, otherwise capacity available =952 kVA | --> | 0.95 | 0 | 0 | 0.5 | 0 |  | --> | C19 ex PARKMORE | Parkmore [T41,T42] | GALWAY 110KV |  | 53.2997 | -8.9941
MV/LV Substation BR***302X |  | 10 kV | _ | LV | 1000 kVA :Building Structure | 1 | --> | 1 | 0 | 0 | Constrained, otherwise capacity available =828 kVA | --> | 0.95 | 0 | 0.05 | 0.5 | 0 |  | --> | C19 ex PARKMORE | Parkmore [T41,T42] | GALWAY 110KV |  | 53.2939 | -8.9898
MV/LV Substation RI***308X |  | 10 kV | _ | LV | 400 kVA :Kiosk Substation | 0.4 | --> | 0.4 | 0 | 0 | Constrained, otherwise capacity available =353 kVA | --> | 0.38 | 0 | 0.018 | 0.373 | 0 |  | --> | C28 ex CLAREGALWAY | Claregalway [T42,T421] | GALWAY 110KV |  | 53.3448 | -8.941
MV/LV Substation GL***309X |  | 10 kV | _ | LV | 200 kVA :Kiosk Substation | 0.2 | --> | 0.2 | 0 | 0 | Constrained, otherwise capacity available =171 kVA | --> | 0.19 | 0 | 0.016 | 0.182 | 0 |  | --> | C28 ex CLAREGALWAY | Claregalway [T42,T421] | GALWAY 110KV |  | 53.3349 | -8.9433
MV/LV Substation CL***312X |  | 10 kV | _ | LV | 50 kVA :Pole Substation | 0.05 | --> | 0.05 | 0 | 0 | Constrained, otherwise capacity available =50 kVA | --> | 0.048 | 0 | 0 | 0.048 | 0 |  | --> | C28 ex CLAREGALWAY | Claregalway [T42,T421] | GALWAY 110KV |  | 53.3234 | -8.9748
MV/LV Substation CO***333X |  | 20 kV | _ | LV | 50 kVA :Pole Substation | 0.05 | --> | 0.05 | 0 | 0 | Constrained, otherwise capacity available =36 kVA | --> | 0.048 | 0 | 0 | 0.049 | 0 |  | --> | E45 ex CLAREGALWAY | Claregalway [T42,T421] | GALWAY 110KV |  | 53.4062 | -9.0123
MV/LV Substation TI***340X |  | 10 kV | _ | LV | 630 kVA :Kiosk Substation | 0.63 | --> | 0.63 | 0 | 0 | Constrained, otherwise capacity available =583 kVA | --> | 0.598 | 0 | 0 | 0.5 | 0 |  | --> | C19 ex PARKMORE | Parkmore [T41,T42] | GALWAY 110KV |  | 53.2915 | -8.9921
MV/LV Substation PA***362X |  | 10 kV | _ | LV | 630 kVA :Building Structure | 0.63 | --> | 0.63 | 0 | 0 | Constrained, otherwise capacity available =617 kVA | --> | 0.598 | 0 | 0 | 0.5 | 0 |  | --> | C18 ex PARKMORE | Parkmore [T41,T42] | GALWAY 110KV |  | 53.3009 | -8.9964
MV/LV Substation CU***373X |  | 10 kV | _ | LV | 200 kVA :Kiosk Substation | 0.2 | --> | 0.2 | 0 | 0 | Constrained, otherwise capacity available =147 kVA | --> | 0.19 | 0 | 0.017 | 0.184 | 0 |  | --> | C28 ex CLAREGALWAY | Claregalway [T42,T421] | GALWAY 110KV |  | 53.3383 | -8.942
MV/LV Substation CU***374X |  | 10 kV | _ | LV | 200 kVA :Kiosk Substation | 0.2 | --> | 0.2 | 0 | 0 | Constrained, otherwise capacity available =164 kVA | --> | 0.19 | 0 | 0.004 | 0.192 | 0 |  | --> | C28 ex CLAREGALWAY | Claregalway [T42,T421] | GALWAY 110KV |  | 53.3391 | -8.9402
MV/LV Substation MC***4037 |  | 10 kV | _ | LV | 50 kVA :Pole Substation | 0.05 | --> | 0.05 | 0 | 0 | Constrained, otherwise capacity available =6 kVA | --> | 0.048 | 0 | 0 | 0.053 | 0 |  | --> | C12 ex PARKMORE | Parkmore [T41,T42] | GALWAY 110KV |  | 53.3138 | -8.9867
MV/LV Substation KI***404 |  | 20 kV | _ | LV | 100 kVA :Pole Substation | 0.1 | --> | 0.1 | 0 | 0 | Constrained, otherwise capacity available =93 kVA | --> | 0.095 | 0 | 0.005 | 0.092 | 0 |  | --> | E43 ex CLAREGALWAY | Claregalway [T42,T421] | GALWAY 110KV |  | 53.3513 | -8.9117
MV/LV Substation CL***404X |  | 10 kV | _ | LV | 1000 kVA :Building Structure | 1 | --> | 1 | 0 | 0 | Constrained, otherwise capacity available =896 kVA | --> | 0.95 | 0 | 0.01 | 0.5 | 0 |  | --> | C28 ex CLAREGALWAY | Claregalway [T42,T421] | GALWAY 110KV |  | 53.3354 | -8.9376
MV/LV Substation KI***405 |  | 20 kV | _ | LV | 50 kVA :Pole Substation | 0.05 | --> | 0.05 | 0 | 0 | Constrained, otherwise capacity available =41 kVA | --> | 0.048 | 0 | 0.005 | 0.045 | 0 |  | --> | E43 ex CLAREGALWAY | Claregalway [T42,T421] | GALWAY 110KV |  | 53.3476 | -8.9191
MV/LV Substation CL***405X |  | 10 kV | _ | LV | 1000 kVA :Building Structure | 1 | --> | 1 | 0 | 0 | Constrained, otherwise capacity available =840 kVA | --> | 0.95 | 0 | 0.01 | 0.5 | 0 |  | --> | C28 ex CLAREGALWAY | Claregalway [T42,T421] | GALWAY 110KV |  | 53.3339 | -8.9405
MV/LV Substation CL***4071 |  | 10 kV | _ | LV | 50 kVA :Pole Substation | 0.05 | --> | 0.05 | 0 | 0 | Constrained, otherwise capacity available =45 kVA | --> | 0.048 | 0 | 0.025 | 0.03 | 0 |  | --> | C16 ex CLAREGALWAY | Claregalway [T42,T421] | GALWAY 110KV |  | 53.3673 | -8.9144
MV/LV Substation CL***4082 |  | 10 kV | _ | LV | 100 kVA :Pole Substation | 0.1 | --> | 0.1 | 0 | 0 | Constrained, otherwise capacity available =76 kVA | --> | 0.095 | 0 | 0 | 0.098 | 0 |  | --> | C28 ex CLAREGALWAY | Claregalway [T42,T421] | GALWAY 110KV |  | 53.348 | -8.9567
MV/LV Substation CL***4083 |  | 10 kV | _ | LV | 50 kVA :Pole Substation | 0.05 | --> | 0.05 | 0 | 0 | Constrained, otherwise capacity available =47 kVA | --> | 0.048 | 0 | 0 | 0.048 | 0 |  | --> | C28 ex CLAREGALWAY | Claregalway [T42,T421] | GALWAY 110KV |  | 53.346 | -8.9476
MV/LV Substation CA***4108 |  | 10 kV | _ | LV | 50 kVA :Pole Substation | 0.05 | --> | 0.05 | 0 | 0 | Constrained, otherwise capacity available =31 kVA | --> | 0.048 | 0 | 0.034 | 0.025 | 0 |  | --> | C30 ex CLAREGALWAY | Claregalway [T42,T421] | GALWAY 110KV |  | 53.3896 | -8.9744
MV/LV Substation PA***4109 |  | 10 kV | _ | LV | 630 kVA :Building Structure | 0.63 | --> | 0.63 | 0 | 0 | Constrained, otherwise capacity available =482 kVA | --> | 0.598 | 0 | 0 | 0.5 | 0 |  | --> | C17 ex PARKMORE | Parkmore [T41,T42] | GALWAY 110KV |  | 53.3011 | -8.9844
MV/LV Substation PA***4123 |  | 10 kV | _ | LV | 1000 kVA :Building Structure | 1 | --> | 1 | 0 | 0 | Constrained, otherwise capacity available =511 kVA | --> | 0.95 | 0 | 0.03 | 0.5 | 0 |  | --> | C17 ex PARKMORE | Parkmore [T41,T42] | GALWAY 110KV |  | 53.3014 | -8.9826
MV/LV Substation ST***413X |  | 20 kV | _ | LV | 50 kVA :Pole Substation | 0.05 | --> | 0.05 | 0 | 0 | Constrained, otherwise capacity available =48 kVA | --> | 0.048 | 0 | 0 | 0.048 | 0 |  | --> | E47 ex CLAREGALWAY | Claregalway [T42,T421] | GALWAY 110KV |  | 53.3795 | -8.8582
MV/LV Substation GO***4151 |  | 10 kV | _ | LV | 400 kVA :Kiosk Substation | 0.4 | --> | 0.4 | 0 | 0 | Constrained, otherwise capacity available =360 kVA | --> | 0.38 | 0 | 0 | 0.385 | 0 |  | --> | C28 ex CLAREGALWAY | Claregalway [T42,T421] | GALWAY 110KV |  | 53.3458 | -8.9476
MV/LV Substation MO***4160 |  | 10 kV | _ | LV | 50 kVA :Pole Substation | 0.05 | --> | 0.05 | 0 | 0 | Constrained, otherwise capacity available =50 kVA | --> | 0.048 | 0 | 0 | 0.048 | 0 |  | --> | E43 ex CLAREGALWAY | Claregalway [T42,T421] | GALWAY 110KV |  | 53.3135 | -8.838
MV/LV Substation SU***4162 |  | 10 kV | _ | LV | 100 kVA :Pole Substation | 0.1 | --> | 0.1 | 0 | 0 | Constrained, otherwise capacity available =85 kVA | --> | 0.095 | 0 | 0 | 0.097 | 0 |  | --> | C28 ex CLAREGALWAY | Claregalway [T42,T421] | GALWAY 110KV |  | 53.3426 | -8.9503
MV/LV Substation KN***4184 |  | 10 kV | _ | LV | 50 kVA :Pole Substation | 0.05 | --> | 0.05 | 0 | 0 | Constrained, otherwise capacity available =50 kVA | --> | 0.048 | 0 | 0 | 0.048 | 0 |  | --> | C30 ex CLAREGALWAY | Claregalway [T42,T421] | GALWAY 110KV |  | 53.3638 | -8.9207
MV/LV Substation KI***4185 |  | 10 kV | _ | LV | 50 kVA :Pole Substation | 0.05 | --> | 0.05 | 0 | 0 | Constrained, otherwise capacity available =44 kVA | --> | 0.048 | 0 | 0 | 0.048 | 0 |  | --> | C19 ex PARKMORE | Parkmore [T41,T42] | GALWAY 110KV |  | 53.3052 | -8.9551
MV/LV Substation SS***4187 |  | 10 kV | _ | LV | 400 kVA :Building Structure | 0.4 | --> | 0.4 | 0 | 0 | Constrained, otherwise capacity available =350 kVA | --> | 0.38 | 0 | 0 | 0.387 | 0 |  | --> | C15 ex PARKMORE | Parkmore [T41,T42] | GALWAY 110KV |  | 53.3051 | -8.9954
MV/LV Substation LK***4189 |  | 10 kV | _ | LV | 50 kVA :Pole Substation | 0.05 | --> | 0.05 | 0 | 0 | Constrained, otherwise capacity available =44 kVA | --> | 0.048 | 0 | 0.01 | 0.041 | 0 |  | --> | C20 ex ORANMORE | Oranmore [T41,T44] | GALWAY 110KV |  | 53.337 | -8.9338
MV/LV Substation CL***418X |  | 10 kV | _ | LV | 50 kVA :Pole Substation | 0.05 | --> | 0.05 | 0 | 0 | Constrained, otherwise capacity available =49 kVA | --> | 0.048 | 0 | 0 | 0.048 | 0 |  | --> | C28 ex CLAREGALWAY | Claregalway [T42,T421] | GALWAY 110KV |  | 53.325 | -8.973
MV/LV Substation GR***4211 |  | 10 kV | _ | LV | 630 kVA :Building Structure | 0.63 | --> | 0.63 | 0 | 0 | Constrained, otherwise capacity available =539 kVA | --> | 0.598 | 0 | 0.01 | 0.5 | 0 |  | --> | C17 ex PARKMORE | Parkmore [T41,T42] | GALWAY 110KV |  | 53.3018 | -8.982
MV/LV Substation CL***4219 |  | 10 kV | _ | LV | 630 kVA :Kiosk Substation | 0.63 | --> | 0.63 | 0 | 0 | Constrained, otherwise capacity available =619 kVA | --> | 0.598 | 0 | 0 | 0.5 | 0 |  | --> | C28 ex CLAREGALWAY | Claregalway [T42,T421] | GALWAY 110KV |  | 53.3387 | -8.9356
MV/LV Substation KI***4226 |  | 10 kV | _ | LV | 100 kVA :Pole Substation | 0.1 | --> | 0.1 | 0 | 0 | Constrained, otherwise capacity available =98 kVA | --> | 0.095 | 0 | 0 | 0.095 | 0 |  | --> | C19 ex PARKMORE | Parkmore [T41,T42] | GALWAY 110KV |  | 53.3087 | -8.9527
MV/LV Substation CA***422X |  | 10 kV | _ | LV | 630 kVA :Building Structure | 0.63 | --> | 0.63 | 0 | 0 | Constrained, otherwise capacity available =511 kVA | --> | 0.598 | 0 | 0 | 0.5 | 0 |  | --> | C20 ex ORANMORE | Oranmore [T41,T44] | GALWAY 110KV |  | 53.3057 | -8.8606
MV/LV Substation LO***4230 |  | 10 kV | _ | LV | 630 kVA :Building Structure | 0.63 | --> | 0.63 | 0 | 0 | Constrained, otherwise capacity available =630 kVA | --> | 0.598 | 0 | 0 | 0.5 | 0 |  | --> | C28 ex CLAREGALWAY | Claregalway [T42,T421] | GALWAY 110KV |  | 53.3507 | -8.9411
MV/LV Substation LI***4235 |  | 10 kV | _ | LV | 630 kVA :Building Structure | 0.63 | --> | 0.63 | 0 | 0 | Constrained, otherwise capacity available =630 kVA | --> | 0.598 | 0 | 0 | 0.5 | 0 |  | --> | C28 ex CLAREGALWAY | Claregalway [T42,T421] | GALWAY 110KV |  | 53.3415 | -8.9436
MV/LV Substation FL***440 |  | 20 kV | _ | LV | 630 kVA :Building Structure | 0.63 | --> | 0.63 | 0 | 0 | Constrained, otherwise capacity available =468 kVA | --> | 0.598 | 0 | 0.02 | 0.5 | 0 |  | --> | E47 ex CLAREGALWAY | Claregalway [T42,T421] | GALWAY 110KV |  | 53.3692 | -8.8917
MV/LV Substation LA***441 |  | 20 kV | _ | LV | 200 kVA :Kiosk Substation | 0.2 | --> | 0.2 | 0 | 0 | Constrained, otherwise capacity available =183 kVA | --> | 0.19 | 0 | 0.01 | 0.185 | 0 |  | --> | E47 ex CLAREGALWAY | Claregalway [T42,T421] | GALWAY 110KV |  | 53.3692 | -8.888
MV/LV Substation CA***446 |  | 20 kV | _ | LV | 100 kVA :Pole Substation | 0.1 | --> | 0.1 | 0 | 0 | Constrained, otherwise capacity available =87 kVA | --> | 0.095 | 0 | 0.017 | 0.084 | 0 |  | --> | E47 ex CLAREGALWAY | Claregalway [T42,T421] | GALWAY 110KV |  | 53.373 | -8.8459
MV/LV Substation CO***448 |  | 20 kV | _ | LV | 100 kVA :Pole Substation | 0.1 | --> | 0.1 | 0 | 0 | Constrained, otherwise capacity available =22 kVA | --> | 0.095 | 0 | 0.005 | 0.101 | 0 |  | --> | E47 ex CLAREGALWAY | Claregalway [T42,T421] | GALWAY 110KV |  | 53.367 | -8.8391
MV/LV Substation RO***450X |  | 10 kV | _ | LV | 50 kVA :Pole Substation | 0.05 | --> | 0.05 | 0 | 0 | Constrained, otherwise capacity available =49 kVA | --> | 0.048 | 0 | 0 | 0.048 | 0 |  | --> | C28 ex CLAREGALWAY | Claregalway [T42,T421] | GALWAY 110KV |  | 53.3263 | -8.9633
MV/LV Substation AU***488 |  | 10 kV | _ | LV | 50 kVA :Pole Substation | 0.05 | --> | 0.05 | 0 | 0 | Constrained, otherwise capacity available =23 kVA | --> | 0.048 | 0 | 0 | 0.051 | 0 |  | --> | C30 ex CLAREGALWAY | Claregalway [T42,T421] | GALWAY 110KV |  | 53.3934 | -8.9604
MV/LV Substation CU***507 |  | 10 kV | _ | LV | 100 kVA :Pole Substation | 0.1 | --> | 0.1 | 0 | 0 | Constrained, otherwise capacity available =50 kVA | --> | 0.095 | 0 | 0.041 | 0.071 | 0 |  | --> | C30 ex CLAREGALWAY | Claregalway [T42,T421] | GALWAY 110KV |  | 53.3992 | -8.9948
MV/LV Substation TO***530 |  | 10 kV | _ | LV | 100 kVA :Pole Substation | 0.1 | --> | 0.1 | 0 | 0 | Constrained, otherwise capacity available =85 kVA | --> | 0.095 | 0 | 0.006 | 0.093 | 0 |  | --> | C30 ex CLAREGALWAY | Claregalway [T42,T421] | GALWAY 110KV |  | 53.3859 | -9.0675
MV/LV Substation LA***536 |  | 10 kV | _ | LV | 200 kVA :Pole Substation | 0.2 | --> | 0.2 | 0 | 0 | Constrained, otherwise capacity available =163 kVA | --> | 0.19 | 0 | 0.01 | 0.188 | 0 |  | --> | C28 ex CLAREGALWAY | Claregalway [T42,T421] | GALWAY 110KV |  | 53.3562 | -8.9312
MV/LV Substation HA***543 |  | 10 kV | _ | LV | 400 kVA :Kiosk Substation | 0.4 | --> | 0.4 | 0 | 0 | Constrained, otherwise capacity available =388 kVA | --> | 0.38 | 0 | 0.01 | 0.374 | 0 |  | --> | C28 ex CLAREGALWAY | Claregalway [T42,T421] | GALWAY 110KV |  | 53.3499 | -8.9409
MV/LV Substation LA***544 |  | 10 kV | _ | LV | 50 kVA :Pole Substation | 0.05 | --> | 0.05 | 0 | 0 |  | --> | 0.048 | 0 | 0.02 | 0.041 | 0 |  | --> | C28 ex CLAREGALWAY | Claregalway [T42,T421] | GALWAY 110KV |  | 53.342 | -8.9426
MV/LV Substation SU***545 |  | 10 kV | _ | LV | 630 kVA :Kiosk Substation | 0.63 | --> | 0.63 | 0 | 0 | Constrained, otherwise capacity available =525 kVA | --> | 0.598 | 0 | 0.044 | 0.5 | 0 |  | --> | C28 ex CLAREGALWAY | Claregalway [T42,T421] | GALWAY 110KV |  | 53.3414 | -8.9465
MV/LV Substation LY***552 |  | 10 kV | _ | LV | 100 kVA :Pole Substation | 0.1 | --> | 0.1 | 0 | 0 | Constrained, otherwise capacity available =90 kVA | --> | 0.095 | 0 | 0.011 | 0.088 | 0 |  | --> | C20 ex ORANMORE | Oranmore [T41,T44] | GALWAY 110KV |  | 53.3174 | -8.9234
MV/LV Substation CL***565 |  | 10 kV | _ | LV | 100 kVA :Pole Substation | 0.1 | --> | 0.1 | 0 | 0 | Constrained, otherwise capacity available =83 kVA | --> | 0.095 | 0 | 0.006 | 0.093 | 0 |  | --> | C12 ex PARKMORE | Parkmore [T41,T42] | GALWAY 110KV |  | 53.3194 | -8.9943
MV/LV Substation JO***572 |  | 10 kV | _ | LV | 100 kVA :Pole Substation | 0.1 | --> | 0.1 | 0 | 0 | Constrained, otherwise capacity available =97 kVA | --> | 0.095 | 0 | 0.003 | 0.093 | 0 |  | --> | C28 ex CLAREGALWAY | Claregalway [T42,T421] | GALWAY 110KV |  | 53.3584 | -8.9327
MV/LV Substation CO***578 |  | 10 kV | _ | LV | 200 kVA :Kiosk Substation | 0.2 | --> | 0.2 | 0 | 0 | Constrained, otherwise capacity available =174 kVA | --> | 0.19 | 0 | 0.028 | 0.173 | 0 |  | --> | C28 ex CLAREGALWAY | Claregalway [T42,T421] | GALWAY 110KV |  | 53.3379 | -8.9382
MV/LV Substation LA***593 |  | 20 kV | _ | LV | 50 kVA :Pole Substation | 0.05 | --> | 0.05 | 0 | 0 | Constrained, otherwise capacity available =49 kVA | --> | 0.048 | 0 | 0 | 0.048 | 0 |  | --> | E47 ex CLAREGALWAY | Claregalway [T42,T421] | GALWAY 110KV |  | 53.3718 | -8.885
MV/LV Substation CA***638 |  | 10 kV | _ | LV | 100 kVA :Pole Substation | 0.1 | --> | 0.1 | 0 | 0 | Constrained, otherwise capacity available =67 kVA | --> | 0.095 | 0 | 0.006 | 0.095 | 0 |  | --> | C30 ex CLAREGALWAY | Claregalway [T42,T421] | GALWAY 110KV |  | 53.3953 | -9.0074
MV/LV Substation C ***643 |  | 10 kV | _ | LV | 1000 kVA :Building Structure | 1 | --> | 1 | 0 | 0 | Constrained, otherwise capacity available =1000 kVA | --> | 0.95 | 0 | 0 | 0.5 | 0 |  | --> | E43 ex CLAREGALWAY | Claregalway [T42,T421] | GALWAY 110KV |  | 53.3104 | -8.8515
MV/LV Substation BA***649 |  | 10 kV | _ | LV | 100 kVA :Pole Substation | 0.1 | --> | 0.1 | 0 | 0 | Constrained, otherwise capacity available =83 kVA | --> | 0.095 | 0 | 0.03 | 0.075 | 0 |  | --> | C20 ex ORANMORE | Oranmore [T41,T44] | GALWAY 110KV |  | 53.3186 | -8.9176
MV/LV Substation CL***652 |  | 10 kV | _ | LV | 100 kVA :Pole Substation | 0.1 | --> | 0.1 | 0 | 0 | Constrained, otherwise capacity available =77 kVA | --> | 0.095 | 0 | 0.005 | 0.094 | 0 |  | --> | C12 ex PARKMORE | Parkmore [T41,T42] | GALWAY 110KV |  | 53.3224 | -8.9891
MV/LV Substation AN***666 |  | 10 kV | _ | LV | 100 kVA :Pole Substation | 0.1 | --> | 0.1 | 0 | 0 | Constrained, otherwise capacity available =100 kVA | --> | 0.095 | 0 | 0 | 0.095 | 0 |  | --> | C30 ex CLAREGALWAY | Claregalway [T42,T421] | GALWAY 110KV |  | 53.3825 | -9.0733
MV/LV Substation AU***689 |  | 10 kV | _ | LV | 50 kVA :Pole Substation | 0.05 | --> | 0.05 | 0 | 0 | Constrained, otherwise capacity available =49 kVA | --> | 0.048 | 0 | 0 | 0.048 | 0 |  | --> | C30 ex CLAREGALWAY | Claregalway [T42,T421] | GALWAY 110KV |  | 53.3936 | -8.963
MV/LV Substation KN***766 |  | 10 kV | _ | LV | 50 kVA :Pole Substation | 0.05 | --> | 0.05 | 0 | 0 | Constrained, otherwise capacity available =35 kVA | --> | 0.048 | 0 | 0 | 0.049 | 0 |  | --> | C30 ex CLAREGALWAY | Claregalway [T42,T421] | GALWAY 110KV |  | 53.3651 | -8.9239
MV/LV Substation CL***769 |  | 10 kV | _ | LV | 50 kVA :Pole Substation | 0.05 | --> | 0.05 | 0 | 0 | Constrained, otherwise capacity available =41 kVA | --> | 0.048 | 0 | 0 | 0.049 | 0 |  | --> | C30 ex CLAREGALWAY | Claregalway [T42,T421] | GALWAY 110KV |  | 53.3737 | -9.0328
MV/LV Substation KI***783 |  | 20 kV | _ | LV | 50 kVA :Pole Substation | 0.05 | --> | 0.05 | 0 | 0 | Constrained, otherwise capacity available =46 kVA | --> | 0.048 | 0 | 0 | 0.048 | 0 |  | --> | E43 ex CLAREGALWAY | Claregalway [T42,T421] | GALWAY 110KV |  | 53.3529 | -8.9182
MV/LV Substation CL***805 |  | 10 kV | _ | LV | 50 kVA :Pole Substation | 0.05 | --> | 0.05 | 0 | 0 | Constrained, otherwise capacity available =48 kVA | --> | 0.048 | 0 | 0 | 0.048 | 0 |  | --> | C30 ex CLAREGALWAY | Claregalway [T42,T421] | GALWAY 110KV |  | 53.3754 | -9.026
MV/LV Substation TU***809 |  | 20 kV | _ | LV | 50 kVA :Pole Substation | 0.05 | --> | 0.05 | 0 | 0 | Constrained, otherwise capacity available =12 kVA | --> | 0.048 | 0 | 0 | 0.052 | 0 |  | --> | E47 ex CLAREGALWAY | Claregalway [T42,T421] | GALWAY 110KV |  | 53.381 | -8.8542
MV/LV Substation CO***817 |  | 10 kV | _ | LV | 200 kVA :Kiosk Substation | 0.2 | --> | 0.2 | 0 | 0 | Constrained, otherwise capacity available =180 kVA | --> | 0.19 | 0 | 0 | 0.193 | 0 |  | --> | C28 ex CLAREGALWAY | Claregalway [T42,T421] | GALWAY 110KV |  | 53.3173 | -8.9814
MV/LV Substation FA***824 |  | 20 kV | _ | LV | 200 kVA :Pole Substation | 0.2 | --> | 0.2 | 0 | 0 | Constrained, otherwise capacity available =185 kVA | --> | 0.19 | 0 | 0 | 0.192 | 0 |  | --> | E47 ex CLAREGALWAY | Claregalway [T42,T421] | GALWAY 110KV |  | 53.3905 | -8.8328
MV/LV Substation CA***839 |  | 20 kV | _ | LV | 50 kVA :Pole Substation | 0.05 | --> | 0.05 | 0 | 0 | Constrained, otherwise capacity available =38 kVA | --> | 0.048 | 0 | 0.01 | 0.042 | 0 |  | --> | E43 ex CLAREGALWAY | Claregalway [T42,T421] | GALWAY 110KV |  | 53.3607 | -8.9059
MV/LV Substation CL***840 |  | 10 kV | _ | LV | 200 kVA :Pole Substation | 0.2 | --> | 0.2 | 0 | 0 | Constrained, otherwise capacity available =163 kVA | --> | 0.19 | 0 | 0.01 | 0.188 | 0 |  | --> | C30 ex CLAREGALWAY | Claregalway [T42,T421] | GALWAY 110KV |  | 53.3755 | -9.0159
MV/LV Substation CR***856 |  | 20 kV | _ | LV | 50 kVA :Pole Substation | 0.05 | --> | 0.05 | 0 | 0 | Constrained, otherwise capacity available =50 kVA | --> | 0.048 | 0 | 0 | 0.048 | 0 |  | --> | E43 ex CLAREGALWAY | Claregalway [T42,T421] | GALWAY 110KV |  | 53.3401 | -8.8665
MV/LV Substation BA***858 |  | 10 kV | _ | LV | 50 kVA :Pole Substation | 0.05 | --> | 0.05 | 0 | 0 | Constrained, otherwise capacity available =48 kVA | --> | 0.048 | 0 | 0 | 0.048 | 0 |  | --> | C30 ex CLAREGALWAY | Claregalway [T42,T421] | GALWAY 110KV |  | 53.3671 | -9.0541
MV/LV Substation K ***868 |  | 10 kV | _ | LV | 50 kVA :Pole Substation | 0.05 | --> | 0.05 | 0 | 0 | Constrained, otherwise capacity available =45 kVA | --> | 0.048 | 0 | 0 | 0.048 | 0 |  | --> | C28 ex CLAREGALWAY | Claregalway [T42,T421] | GALWAY 110KV |  | 53.3319 | -8.9636
MV/LV Substation TU***872 |  | 20 kV | _ | LV | 50 kVA :Pole Substation | 0.05 | --> | 0.05 | 0 | 0 | Constrained, otherwise capacity available =42 kVA | --> | 0.048 | 0 | 0 | 0.049 | 0 |  | --> | E47 ex CLAREGALWAY | Claregalway [T42,T421] | GALWAY 110KV |  | 53.3663 | -8.9061
MV/LV Substation KI***873 |  | 20 kV | _ | LV | 50 kVA :Pole Substation | 0.05 | --> | 0.05 | 0 | 0 | Constrained, otherwise capacity available =40 kVA | --> | 0.048 | 0 | 0 | 0.049 | 0 |  | --> | E43 ex CLAREGALWAY | Claregalway [T42,T421] | GALWAY 110KV |  | 53.353 | -8.9132
MV/LV Substation WH***883 |  | 10 kV | _ | LV | 100 kVA :Pole Substation | 0.1 | --> | 0.1 | 0 | 0 | Constrained, otherwise capacity available =77 kVA | --> | 0.095 | 0 | 0.021 | 0.083 | 0 |  | --> | C28 ex CLAREGALWAY | Claregalway [T42,T421] | GALWAY 110KV |  | 53.3255 | -8.9674
MV/LV Substation SU***884 |  | 10 kV | _ | LV | 50 kVA :Pole Substation | 0.05 | --> | 0.05 | 0 | 0 | Constrained, otherwise capacity available =28 kVA | --> | 0.048 | 0 | 0.006 | 0.046 | 0 |  | --> | C28 ex CLAREGALWAY | Claregalway [T42,T421] | GALWAY 110KV |  | 53.3482 | -8.9427
MV/LV Substation KN***891 |  | 10 kV | _ | LV | 100 kVA :Pole Substation | 0.1 | --> | 0.1 | 0 | 0 | Constrained, otherwise capacity available =77 kVA | --> | 0.095 | 0 | 0.005 | 0.094 | 0 |  | --> | C30 ex CLAREGALWAY | Claregalway [T42,T421] | GALWAY 110KV |  | 53.3706 | -8.9212
MV/LV Substation CO***911 |  | 10 kV | _ | LV | 50 kVA :Pole Substation | 0.05 | --> | 0.05 | 0 | 0 | Constrained, otherwise capacity available =48 kVA | --> | 0.048 | 0 | 0 | 0.048 | 0 |  | --> | C30 ex CLAREGALWAY | Claregalway [T42,T421] | GALWAY 110KV |  | 53.3907 | -9.0529
MV/LV Substation HA***917 |  | 20 kV | _ | LV | 1000 kVA :Building Structure | 1 | --> | 1 | 0 | 0 | Constrained, otherwise capacity available =897 kVA | --> | 0.95 | 0 | 0 | 0.5 | 0 |  | --> | E45 ex CLAREGALWAY | Claregalway [T42,T421] | GALWAY 110KV |  | 53.4099 | -8.9318
MV/LV Substation RI***923 |  | 10 kV | _ | LV | 200 kVA :Kiosk Substation | 0.2 | --> | 0.2 | 0 | 0 | Constrained, otherwise capacity available =109 kVA | --> | 0.19 | 0 | 0.014 | 0.192 | 0 |  | --> | C28 ex CLAREGALWAY | Claregalway [T42,T421] | GALWAY 110KV |  | 53.3435 | -8.9457
MV/LV Substation PA***938 |  | 10 kV | _ | LV | 400 kVA :Building Structure | 0.4 | --> | 0.4 | 0 | 0 | Constrained, otherwise capacity available =284 kVA | --> | 0.38 | 0 | 0.006 | 0.391 | 0 |  | --> | C15 ex PARKMORE | Parkmore [T41,T42] | GALWAY 110KV |  | 53.3038 | -8.9979
MV/LV Substation LA***953 |  | 20 kV | _ | LV | 200 kVA :Kiosk Substation | 0.2 | --> | 0.2 | 0 | 0 | Constrained, otherwise capacity available =151 kVA | --> | 0.19 | 0 | 0.022 | 0.18 | 0 |  | --> | E47 ex CLAREGALWAY | Claregalway [T42,T421] | GALWAY 110KV |  | 53.3698 | -8.886
MV/LV Substation BR***954 |  | 10 kV | _ | LV | 1000 kVA :Building Structure | 1 | --> | 1 | 0 | 0 | Constrained, otherwise capacity available =714 kVA | --> | 0.95 | 0 | 0.04 | 0.5 | 0 |  | --> | C19 ex PARKMORE | Parkmore [T41,T42] | GALWAY 110KV |  | 53.2932 | -8.9866
MV/LV Substation BR***955 |  | 10 kV | _ | LV | 1000 kVA :Building Structure | 1 | --> | 1 | 0 | 0 | Constrained, otherwise capacity available =804 kVA | --> | 0.95 | 0 | 0.035 | 0.5 | 0 |  | --> | C19 ex PARKMORE | Parkmore [T41,T42] | GALWAY 110KV |  | 53.2939 | -8.9897
MV/LV Substation RI***968 |  | 10 kV | _ | LV | 200 kVA :Kiosk Substation | 0.2 | --> | 0.2 | 0 | 0 | Constrained, otherwise capacity available =112 kVA | --> | 0.19 | 0 | 0.025 | 0.183 | 0 |  | --> | C28 ex CLAREGALWAY | Claregalway [T42,T421] | GALWAY 110KV |  | 53.3442 | -8.9468
MV/LV Substation PA***972 |  | 10 kV | _ | LV | 400 kVA :Building Structure | 0.4 | --> | 0.4 | 0 | 0 | Constrained, otherwise capacity available =285 kVA | --> | 0.38 | 0 | 0 | 0.395 | 0 |  | --> | C18 ex PARKMORE | Parkmore [T41,T42] | GALWAY 110KV |  | 53.3013 | -8.996
MV/LV Substation AB***977 |  | 10 kV | _ | LV | 100 kVA :Pole Substation | 0.1 | --> | 0.1 | 0 | 0 | Constrained, otherwise capacity available =91 kVA | --> | 0.095 | 0 | 0.036 | 0.07 | 0 |  | --> | C30 ex CLAREGALWAY | Claregalway [T42,T421] | GALWAY 110KV |  | 53.3797 | -9.0105
MV/LV Substation SL***986 |  | 10 kV | _ | LV | 200 kVA :Kiosk Substation | 0.2 | --> | 0.2 | 0 | 0 | Constrained, otherwise capacity available =124 kVA | --> | 0.19 | 0 | 0.057 | 0.158 | 0 |  | --> | C28 ex CLAREGALWAY | Claregalway [T42,T421] | GALWAY 110KV |  | 53.3378 | -8.9466
MV/LV Substation CO***004 |  | 10 kV | _ | LV | 50 kVA :Pole Substation | 0.05 | --> | 0.05 | 0.014 | 1.32 |  | --> | 0.048 | 0 | 0.005 | 0.048 | 0 |  | --> | C15 ex CLIFDEN | Clifden [T41,T42] | SCREEB |  | 53.4788 | -10.022
MV/LV Substation MA***008 |  | 20 kV | _ | LV | 50 kVA :Pole Substation | 0.05 | --> | 0.05 | 0.049 | 1.32 |  | --> | 0.048 | 0 | 0 | 0.048 | 0 |  | --> | C24 ex CLIFDEN | Clifden [T41,T42] | SCREEB |  | 53.542 | -10.0061
MV/LV Substation CL***026 |  | 10 kV | _ | LV | 400 kVA :Kiosk Substation | 0.4 | --> | 0.4 | 0.322 | 1.32 |  | --> | 0.38 | 0 | 0.013 | 0.381 | 0 |  | --> | C29 ex CLIFDEN | Clifden [T41,T42] | SCREEB |  | 53.4874 | -9.9842
MV/LV Substation KE***032 |  | 10 kV | _ | LV | 50 kVA :Pole Substation | 0.05 | --> | 0.05 | 0.016 | 1.32 |  | --> | 0.048 | 0 | 0 | 0.052 | 0 |  | --> | C15 ex CLIFDEN | Clifden [T41,T42] | SCREEB |  | 53.4314 | -10.0764
MV/LV Substation BA***057 |  | 10 kV | _ | LV | 100 kVA :Pole Substation | 0.1 | --> | 0.1 | 0.068 | 2.76 |  | --> | 0.095 | 0 | 0 | 0.099 | 0 |  | --> | C19 ex RECESS | Recess [T41] | SCREEB |  | 53.4668 | -9.8702
MV/LV Substation DE***062 |  | 20 kV | _ | LV | 50 kVA :Pole Substation | 0.05 | --> | 0.05 | 0.041 | 1.32 |  | --> | 0.048 | 0 | 0 | 0.049 | 0 |  | --> | C24 ex CLIFDEN | Clifden [T41,T42] | SCREEB |  | 53.5842 | -9.9631
MV/LV Substation RO***073 |  | 10 kV | _ | LV | 400 kVA :Kiosk Substation | 0.4 | --> | 0.4 | 0.355 | 2.76 |  | --> | 0.38 | 0 | 0 | 0.386 | 0 |  | --> | C19 ex RECESS | Recess [T41] | SCREEB |  | 53.3955 | -9.9184
MV/LV Substation TR***074 |  | 10 kV | _ | LV | 100 kVA :Pole Substation | 0.1 | --> | 0.1 | 0.092 | 1.32 |  | --> | 0.095 | 0 | 0 | 0.096 | 0 |  | --> | C15 ex CLIFDEN | Clifden [T41,T42] | SCREEB |  | 53.4156 | -10.1198
MV/LV Substation SW***081 |  | 10 kV | _ | LV | 100 kVA :Pole Substation | 0.1 | --> | 0.1 | 0.087 | 1.32 |  | --> | 0.095 | 0 | 0.009 | 0.09 | 0 |  | --> | C15 ex CLIFDEN | Clifden [T41,T42] | SCREEB |  | 53.4283 | -10.0541
MV/LV Substation TU***082 |  | 20 kV | _ | LV | 50 kVA :Pole Substation | 0.05 | --> | 0.05 | 0.041 | 1.32 |  | --> | 0.048 | 0 | 0 | 0.049 | 0 |  | --> | C24 ex CLIFDEN | Clifden [T41,T42] | SCREEB |  | 53.5926 | -9.9825
MV/LV Substation AI***092 |  | 10 kV | _ | LV | 50 kVA :Pole Substation | 0.05 | --> | 0.05 | 0.042 | 1.32 |  | --> | 0.048 | 0 | 0 | 0.049 | 0 |  | --> | C15 ex CLIFDEN | Clifden [T41,T42] | SCREEB |  | 53.4049 | -10.1198
MV/LV Substation MU***093 |  | 10 kV | _ | LV | 200 kVA :Pole Substation | 0.2 | --> | 0.2 | 0.186 | 1.32 |  | --> | 0.19 | 0 | 0.005 | 0.188 | 0 |  | --> | C15 ex CLIFDEN | Clifden [T41,T42] | SCREEB |  | 53.4263 | -10.0721
MV/LV Substation AI***200 |  | 10 kV | _ | LV | 100 kVA :Pole Substation | 0.1 | --> | 0.1 | 0.086 | 1.32 |  | --> | 0.095 | 0 | 0.006 | 0.092 | 0 |  | --> | C15 ex CLIFDEN | Clifden [T41,T42] | SCREEB |  | 53.4039 | -10.1179
MV/LV Substation TU***219 |  | 20 kV | _ | LV | 50 kVA :Pole Substation | 0.05 | --> | 0.05 | 0.035 | 1.32 |  | --> | 0.048 | 0 | 0.005 | 0.046 | 0 |  | --> | C24 ex CLIFDEN | Clifden [T41,T42] | SCREEB |  | 53.5861 | -9.9633
MV/LV Substation LI***277 |  | 10 kV | _ | LV | 50 kVA :Pole Substation | 0.05 | --> | 0.05 | 0.026 | 2.76 |  | --> | 0.048 | 0 | 0 | 0.051 | 0 |  | --> | C13 ex RECESS | Recess [T41] | SCREEB |  | 53.4674 | -9.7395
MV/LV Substation RE***278 |  | 10 kV | _ | LV | 630 kVA :Kiosk Substation | 0.63 | --> | 0.63 | 0.5 | 2.76 |  | --> | 0.598 | 0 | 0 | 0.5 | 0 |  | --> | C13 ex RECESS | Recess [T41] | SCREEB |  | 53.4671 | -9.7309
MV/LV Substation MA***279 |  | 10 kV | _ | LV | 400 kVA :Building Structure | 0.4 | --> | 0.4 | 0.388 | 2.76 |  | --> | 0.38 | 0 | 0 | 0.382 | 0 |  | --> | C13 ex RECESS | Recess [T41] | SCREEB |  | 53.4667 | -9.7241
MV/LV Substation AB***335 |  | 10 kV | _ | LV | 100 kVA :Pole Substation | 0.1 | --> | 0.1 | 0.078 | 1.32 |  | --> | 0.095 | 0 | 0.005 | 0.094 | 0 |  | --> | C26 ex CLIFDEN | Clifden [T41,T42] | SCREEB |  | 53.489 | -10.0311
MV/LV Substation CL***337 |  | 10 kV | _ | LV | 200 kVA :Pole Substation | 0.2 | --> | 0.2 | 0.15 | 1.32 |  | --> | 0.19 | 0 | 0.005 | 0.193 | 0 |  | --> | C26 ex CLIFDEN | Clifden [T41,T42] | SCREEB |  | 53.4931 | -10.0213
MV/LV Substation RE***353 |  | 20 kV | _ | LV | 100 kVA :Pole Substation | 0.1 | --> | 0.1 | 0.09 | 1.32 |  | --> | 0.095 | 0 | 0 | 0.096 | 0 |  | --> | C24 ex CLIFDEN | Clifden [T41,T42] | SCREEB |  | 53.6049 | -10.0004
MV/LV Substation GU***363 |  | 10 kV | _ | LV | 100 kVA :Pole Substation | 0.1 | --> | 0.1 | 0.078 | 1.32 |  | --> | 0.095 | 0 | 0.03 | 0.076 | 0 |  | --> | C15 ex CLIFDEN | Clifden [T41,T42] | SCREEB |  | 53.3825 | -9.9532
MV/LV Substation CN***378 |  | 20 kV | _ | LV | 50 kVA :Pole Substation | 0.05 | --> | 0.05 | 0.043 | 1.32 |  | --> | 0.048 | 0 | 0.01 | 0.041 | 0 |  | --> | C24 ex CLIFDEN | Clifden [T41,T42] | SCREEB |  | 53.5409 | -10.0114
MV/LV Substation KI***379 |  | 20 kV | _ | LV | 200 kVA :Pole Substation | 0.2 | --> | 0.2 | 0.185 | 1.32 |  | --> | 0.19 | 0 | 0 | 0.192 | 0 |  | --> | C24 ex CLIFDEN | Clifden [T41,T42] | SCREEB |  | 53.6212 | -9.8634
MV/LV Substation CA***387 |  | 10 kV | _ | LV | 100 kVA :Pole Substation | 0.1 | --> | 0.1 | 0.077 | 2.76 |  | --> | 0.095 | 0 | 0 | 0.098 | 0 |  | --> | C19 ex RECESS | Recess [T41] | SCREEB |  | 53.4199 | -9.8083
MV/LV Substation BR***393 |  | 10 kV | _ | LV | 400 kVA :Building Structure | 0.4 | --> | 0.4 | 0.37 | 2.76 |  | --> | 0.38 | 0 | 0.01 | 0.377 | 0 |  | --> | C13 ex RECESS | Recess [T41] | SCREEB |  | 53.4711 | -9.7631
MV/LV Substation PA***397 |  | 20 kV | _ | LV | 50 kVA :Pole Substation | 0.05 | --> | 0.05 | 0.027 | 1.32 |  | --> | 0.048 | 0 | 0 | 0.05 | 0 |  | --> | C24 ex CLIFDEN | Clifden [T41,T42] | SCREEB |  | 53.5454 | -10.1451
MV/LV Substation AL***4008 |  | 10 kV | _ | LV | 400 kVA :Kiosk Substation | 0.4 | --> | 0.4 | 0.316 | 1.32 |  | --> | 0.38 | 0 | 0 | 0.386 | 0 |  | --> | C26 ex CLIFDEN | Clifden [T41,T42] | SCREEB |  | 53.4885 | -10.0105
MV/LV Substation DR***402 |  | 10 kV | _ | LV | 200 kVA :Pole Substation | 0.2 | --> | 0.2 | 0.166 | 1.32 |  | --> | 0.19 | 0 | 0 | 0.195 | 0 |  | --> | C29 ex CLIFDEN | Clifden [T41,T42] | SCREEB |  | 53.4877 | -9.9882
MV/LV Substation LE***4033 |  | 20 kV | _ | LV | 50 kVA :Pole Substation | 0.05 | --> | 0.05 | 0.026 | 1.32 |  | --> | 0.048 | 0 | 0.006 | 0.046 | 0 |  | --> | C24 ex CLIFDEN | Clifden [T41,T42] | SCREEB |  | 53.5541 | -9.9437
MV/LV Substation TO***4036 |  | 20 kV | _ | LV | 100 kVA :Pole Substation | 0.1 | --> | 0.1 | 0.1 | 1.32 |  | --> | 0.095 | 0 | 0 | 0.095 | 0 |  | --> | C24 ex CLIFDEN | Clifden [T41,T42] | SCREEB |  | 53.5535 | -10.0353
MV/LV Substation LE***405 |  | 10 kV | _ | LV | 50 kVA :Pole Substation | 0.05 | --> | 0.05 | 0.041 | 1.32 |  | --> | 0.048 | 0 | 0 | 0.049 | 0 |  | --> | C29 ex CLIFDEN | Clifden [T41,T42] | SCREEB |  | 53.4789 | -9.9114
MV/LV Substation BA***408 |  | 10 kV | _ | LV | 200 kVA :Pole Substation | 0.2 | --> | 0.2 | 0.163 | 2.76 |  | --> | 0.19 | 0 | 0.15 | 0.084 | 0 |  | --> | C19 ex RECESS | Recess [T41] | SCREEB |  | 53.4606 | -9.8632
MV/LV Substation KY***4096 |  | 20 kV | _ | LV | 200 kVA :Kiosk Substation | 0.2 | --> | 0.2 | 0.138 | 2.76 |  | --> | 0.19 | 0 | 0 | 0.198 | 0 |  | --> | C13 ex RECESS | Recess [T41] | SCREEB |  | 53.5615 | -9.8904
MV/LV Substation GA***410 |  | 10 kV | _ | LV | 50 kVA :Pole Substation | 0.05 | --> | 0.05 | 0.048 | 2.76 |  | --> | 0.048 | 0 | 0 | 0.048 | 0 |  | --> | C19 ex RECESS | Recess [T41] | SCREEB |  | 53.4356 | -9.8773
MV/LV Substation KY***4110 |  | 20 kV | _ | LV | 50 kVA :Pole Substation | 0.05 | --> | 0.05 | 0.047 | 2.76 |  | --> | 0.048 | 0 | 0 | 0.048 | 0 |  | --> | C13 ex RECESS | Recess [T41] | SCREEB |  | 53.5617 | -9.8999
MV/LV Substation CN***4112 |  | 10 kV | _ | LV | 200 kVA :Kiosk Substation | 0.2 | --> | 0.2 | 0.19 | 2.76 |  | --> | 0.19 | 0 | 0 | 0.191 | 0 |  | --> | C19 ex RECESS | Recess [T41] | SCREEB |  | 53.3952 | -9.9227
MV/LV Substation KY***414X |  | 20 kV | _ | LV | 50 kVA :Pole Substation | 0.05 | --> | 0.05 | 0.05 | 2.76 |  | --> | 0.048 | 0 | 0 | 0.048 | 0 |  | --> | C13 ex RECESS | Recess [T41] | SCREEB |  | 53.5606 | -9.9237
MV/LV Substation LE***415 |  | 10 kV | _ | LV | 50 kVA :Pole Substation | 0.05 | --> | 0.05 | 0.047 | 2.76 |  | --> | 0.048 | 0 | 0 | 0.048 | 0 |  | --> | C19 ex RECESS | Recess [T41] | SCREEB |  | 53.4128 | -9.9192
MV/LV Substation TH***4152 |  | 10 kV | _ | LV | 200 kVA :Pole Substation | 0.2 | --> | 0.2 | 0.2 | 1.32 |  | --> | 0.19 | 0 | 0 | 0.19 | 0 |  | --> | C15 ex CLIFDEN | Clifden [T41,T42] | SCREEB |  | 53.4379 | -10.0764
MV/LV Substation DO***4159 |  | 20 kV | _ | LV | 50 kVA :Pole Substation | 0.05 | --> | 0.05 | 0.05 | 1.32 |  | --> | 0.048 | 0 | 0 | 0.048 | 0 |  | --> | C24 ex CLIFDEN | Clifden [T41,T42] | SCREEB |  | 53.5171 | -10.0842
MV/LV Substation MO***4169 |  | 20 kV | _ | LV | 630 kVA :Building Structure | 0.63 | --> | 0.63 | 0.5 | 2.76 |  | --> | 0.598 | 0 | 0 | 0.5 | 0 |  | --> | C13 ex RECESS | Recess [T41] | SCREEB |  | 53.5605 | -9.8926
MV/LV Substation AN***4175 |  | 10 kV | _ | LV | 400 kVA :Kiosk Substation | 0.4 | --> | 0.4 | 0.4 | 1.32 |  | --> | 0.38 | 0 | 0 | 0.38 | 0 |  | --> | C26 ex CLIFDEN | Clifden [T41,T42] | SCREEB |  | 53.4926 | -10.0232
MV/LV Substation DE***4176 |  | 10 kV | _ | LV | 50 kVA :Pole Substation | 0.05 | --> | 0.05 | 0.05 | 1.32 |  | --> | 0.048 | 0 | 0 | 0.048 | 0 |  | --> | C15 ex CLIFDEN | Clifden [T41,T42] | SCREEB |  | 53.4531 | -10.0555
MV/LV Substation WA***4177 |  | 10 kV | _ | LV | 100 kVA :Pole Substation | 0.1 | --> | 0.1 | 0.1 | 1.32 |  | --> | 0.095 | 0 | 0 | 0.095 | 0 |  | --> | C15 ex CLIFDEN | Clifden [T41,T42] | SCREEB |  | 53.4881 | -9.9967
MV/LV Substation CL***418 |  | 10 kV | _ | LV | 50 kVA :Pole Substation | 0.05 | --> | 0.05 | 0.04 | 2.76 |  | --> | 0.048 | 0 | 0 | 0.049 | 0 |  | --> | C19 ex RECESS | Recess [T41] | SCREEB |  | 53.401 | -9.9192
MV/LV Substation OD***423 |  | 10 kV | _ | LV | 200 kVA :Pole Substation | 0.2 | --> | 0.2 | 0.13 | 2.76 |  | --> | 0.19 | 0 | 0.043 | 0.168 | 0 |  | --> | C19 ex RECESS | Recess [T41] | SCREEB |  | 53.3963 | -9.92
MV/LV Substation TH***424 |  | 10 kV | _ | LV | 400 kVA :Kiosk Substation | 0.4 | --> | 0.4 | 0.373 | 2.76 |  | --> | 0.38 | 0 | 0.01 | 0.376 | 0 |  | --> | C19 ex RECESS | Recess [T41] | SCREEB |  | 53.3939 | -9.9209
MV/LV Substation KE***425 |  | 10 kV | _ | LV | 100 kVA :Pole Substation | 0.1 | --> | 0.1 | 0.081 | 2.76 |  | --> | 0.095 | 0 | 0.01 | 0.09 | 0 |  | --> | C19 ex RECESS | Recess [T41] | SCREEB |  | 53.3939 | -9.9179
MV/LV Substation TU***426X |  | 20 kV | _ | LV | 50 kVA :Pole Substation | 0.05 | --> | 0.05 | 0.045 | 1.32 |  | --> | 0.048 | 0 | 0 | 0.048 | 0 |  | --> | C24 ex CLIFDEN | Clifden [T41,T42] | SCREEB |  | 53.5537 | -10.0104
MV/LV Substation ER***427 |  | 10 kV | _ | LV | 50 kVA :Pole Substation | 0.05 | --> | 0.05 | 0.05 | 2.76 |  | --> | 0.048 | 0 | 0 | 0.048 | 0 |  | --> | C19 ex RECESS | Recess [T41] | SCREEB |  | 53.3874 | -9.9279
MV/LV Substation TU***437 |  | 10 kV | _ | LV | 30 kVA :Pole Substation | 0.03 | --> | 0.03 | 0.023 | 2.76 |  | --> | 0.028 | 0 | 0.006 | 0.025 | 0 |  | --> | C19 ex RECESS | Recess [T41] | SCREEB |  | 53.4368 | -9.8689
MV/LV Substation TU***437X |  | 20 kV | _ | LV | 100 kVA :Pole Substation | 0.1 | --> | 0.1 | 0.094 | 1.32 |  | --> | 0.095 | 0 | 0 | 0.096 | 0 |  | --> | C24 ex CLIFDEN | Clifden [T41,T42] | SCREEB |  | 53.5982 | -9.9769
MV/LV Substation CL***442X |  | 10 kV | _ | LV | 100 kVA :Pole Substation | 0.1 | --> | 0.1 | 0.083 | 1.32 |  | --> | 0.095 | 0 | 0 | 0.097 | 0 |  | --> | C27 ex CLIFDEN | Clifden [T41,T42] | SCREEB |  | 53.4882 | -10.0066
MV/LV Substation ZE***462 |  | 10 kV | _ | LV | 100 kVA :Pole Substation | 0.1 | --> | 0.1 | 0.096 | 2.76 |  | --> | 0.095 | 0 | 0 | 0.096 | 0 |  | --> | C19 ex RECESS | Recess [T41] | SCREEB |  | 53.416 | -9.7948
MV/LV Substation PO***472X |  | 20 kV | _ | LV | 50 kVA :Pole Substation | 0.05 | --> | 0.05 | 0.033 | 1.32 |  | --> | 0.048 | 0 | 0 | 0.05 | 0 |  | --> | C24 ex CLIFDEN | Clifden [T41,T42] | SCREEB |  | 53.5571 | -10.1821
MV/LV Substation CO***473X |  | 10 kV | _ | LV | 50 kVA :Pole Substation | 0.05 | --> | 0.05 | 0.047 | 1.32 |  | --> | 0.048 | 0 | 0 | 0.048 | 0 |  | --> | C15 ex CLIFDEN | Clifden [T41,T42] | SCREEB |  | 53.4784 | -10.0233
MV/LV Substation OB***480 |  | 10 kV | _ | LV | 50 kVA :Pole Substation | 0.05 | --> | 0.05 | 0.021 | 1.32 |  | --> | 0.048 | 0 | 0 | 0.051 | 0 |  | --> | C26 ex CLIFDEN | Clifden [T41,T42] | SCREEB |  | 53.4885 | -9.9994
MV/LV Substation OF***482 |  | 10 kV | _ | LV | 400 kVA :Kiosk Substation | 0.4 | --> | 0.4 | 0.272 | 1.32 |  | --> | 0.38 | 0 | 0 | 0.396 | 0 |  | --> | C27 ex CLIFDEN | Clifden [T41,T42] | SCREEB |  | 53.4878 | -10.013
MV/LV Substation RI***483 |  | 10 kV | _ | LV | 200 kVA :Pole Substation | 0.2 | --> | 0.2 | 0.13 | 1.32 |  | --> | 0.19 | 0 | 0.015 | 0.188 | 0 |  | --> | C27 ex CLIFDEN | Clifden [T41,T42] | SCREEB |  | 53.4871 | -10.0195
MV/LV Substation MA***484 |  | 10 kV | _ | LV | 400 kVA :Kiosk Substation | 0.4 | --> | 0.4 | 0.171 | 1.32 |  | --> | 0.38 | 0 | 0.014 | 0.4 | 0 |  | --> | C27 ex CLIFDEN | Clifden [T41,T42] | SCREEB |  | 53.4874 | -10.0204
MV/LV Substation WE***485 |  | 10 kV | _ | LV | 200 kVA :Pole Substation | 0.2 | --> | 0.2 | 0.102 | 1.32 |  | --> | 0.19 | 0 | 0.015 | 0.192 | 0 |  | --> | C26 ex CLIFDEN | Clifden [T41,T42] | SCREEB |  | 53.4902 | -10.0192
MV/LV Substation TE***486 |  | 10 kV | _ | LV | 50 kVA :Pole Substation | 0.05 | --> | 0.05 | 0.018 | 1.32 |  | --> | 0.048 | 0 | 0 | 0.052 | 0 |  | --> | C26 ex CLIFDEN | Clifden [T41,T42] | SCREEB |  | 53.4944 | -10.0232
MV/LV Substation CH***487 |  | 10 kV | _ | LV | 200 kVA :Pole Substation | 0.2 | --> | 0.2 | 0.112 | 1.32 |  | --> | 0.19 | 0 | 0.045 | 0.168 | 0 |  | --> | C26 ex CLIFDEN | Clifden [T41,T42] | SCREEB |  | 53.4891 | -10.0256
MV/LV Substation TH***488 |  | 10 kV | _ | LV | 1000 kVA :Kiosk Substation | 1 | --> | 1 | 0.5 | 1.32 |  | --> | 0.95 | 0 | 0.035 | 0.5 | 0 |  | --> | C27 ex CLIFDEN | Clifden [T41,T42] | SCREEB |  | 53.488 | -10.0233
MV/LV Substation GL***497X |  | 10 kV | _ | LV | 50 kVA :Pole Substation | 0.05 | --> | 0.05 | 0.042 | 2.76 |  | --> | 0.048 | 0 | 0 | 0.049 | 0 |  | --> | C19 ex RECESS | Recess [T41] | SCREEB |  | 53.3704 | -9.8202
MV/LV Substation CO***500 |  | 20 kV | _ | LV | 100 kVA :Pole Substation | 0.1 | --> | 0.1 | 0.1 | 1.32 |  | --> | 0.095 | 0 | 0 | 0.095 | 0 |  | --> | C24 ex CLIFDEN | Clifden [T41,T42] | SCREEB |  | 53.5101 | -10.032
MV/LV Substation GY***506X |  | 10 kV | _ | LV | 100 kVA :Pole Substation | 0.1 | --> | 0.1 | 0.079 | 2.76 |  | --> | 0.095 | 0 | 0.002 | 0.096 | 0 |  | --> | C19 ex RECESS | Recess [T41] | SCREEB |  | 53.3717 | -9.8239
MV/LV Substation CL***513X |  | 10 kV | _ | LV | 630 kVA :Building Structure | 0.63 | --> | 0.63 | 0.432 | 1.32 |  | --> | 0.598 | 0 | 0 | 0.5 | 0 |  | --> | C27 ex CLIFDEN | Clifden [T41,T42] | SCREEB |  | 53.4885 | -10.0168
MV/LV Substation KY***514X |  | 20 kV | _ | LV | 100 kVA :Pole Substation | 0.1 | --> | 0.1 | 0.087 | 2.76 |  | --> | 0.095 | 0 | 0 | 0.097 | 0 |  | --> | C13 ex RECESS | Recess [T41] | SCREEB |  | 53.5628 | -9.9033
MV/LV Substation MO***516X |  | 20 kV | _ | LV | 50 kVA :Pole Substation | 0.05 | --> | 0.05 | 0.044 | 2.76 |  | --> | 0.048 | 0 | 0 | 0.048 | 0 |  | --> | C13 ex RECESS | Recess [T41] | SCREEB |  | 53.5597 | -9.9143
MV/LV Substation OB***541 |  | 20 kV | _ | LV | 50 kVA :Pole Substation | 0.05 | --> | 0.05 | 0.032 | 1.32 |  | --> | 0.048 | 0 | 0.005 | 0.046 | 0 |  | --> | C24 ex CLIFDEN | Clifden [T41,T42] | SCREEB |  | 53.5485 | -10.1184
MV/LV Substation SR***543 |  | 20 kV | _ | LV | 200 kVA :Pole Substation | 0.2 | --> | 0.2 | 0.118 | 1.32 |  | --> | 0.19 | 0 | 0.011 | 0.193 | 0 |  | --> | C24 ex CLIFDEN | Clifden [T41,T42] | SCREEB |  | 53.5562 | -10.1124
MV/LV Substation AR***548X |  | 10 kV | _ | LV | 50 kVA :Pole Substation | 0.05 | --> | 0.05 | 0.043 | 1.32 |  | --> | 0.048 | 0 | 0.005 | 0.045 | 0 |  | --> | C15 ex CLIFDEN | Clifden [T41,T42] | SCREEB |  | 53.4807 | -10.0203
MV/LV Substation JO***558X |  | 10 kV | _ | LV | 100 kVA :Pole Substation | 0.1 | --> | 0.1 | 0.091 | 2.76 |  | --> | 0.095 | 0 | 0 | 0.096 | 0 |  | --> | C19 ex RECESS | Recess [T41] | SCREEB |  | 53.4937 | -9.8819
MV/LV Substation CO***561X |  | 20 kV | _ | LV | 630 kVA :Building Structure | 0.63 | --> | 0.63 | 0.5 | 1.32 |  | --> | 0.598 | 0 | 0 | 0.5 | 0 |  | --> | C24 ex CLIFDEN | Clifden [T41,T42] | SCREEB |  | 53.5521 | -9.9476
MV/LV Substation ST***572 |  | 20 kV | _ | LV | 50 kVA :Pole Substation | 0.05 | --> | 0.05 | 0.008 | 1.32 |  | --> | 0.048 | 0 | 0 | 0.053 | 0 |  | --> | C24 ex CLIFDEN | Clifden [T41,T42] | SCREEB |  | 53.507 | -9.9371
MV/LV Substation TE***574 |  | 20 kV | _ | LV | 50 kVA :Pole Substation | 0.05 | --> | 0.05 | 0.029 | 1.32 |  | --> | 0.048 | 0 | 0.006 | 0.046 | 0 |  | --> | C24 ex CLIFDEN | Clifden [T41,T42] | SCREEB |  | 53.5488 | -9.9727
MV/LV Substation MA***576 |  | 20 kV | _ | LV | 200 kVA :Pole Substation | 0.2 | --> | 0.2 | 0.173 | 1.32 |  | --> | 0.19 | 0 | 0.003 | 0.191 | 0 |  | --> | C24 ex CLIFDEN | Clifden [T41,T42] | SCREEB |  | 53.5521 | -9.9467
MV/LV Substation LE***577 |  | 20 kV | _ | LV | 200 kVA :Pole Substation | 0.2 | --> | 0.2 | 0.083 | 1.32 |  | --> | 0.19 | 0 | 0.015 | 0.194 | 0 |  | --> | C24 ex CLIFDEN | Clifden [T41,T42] | SCREEB |  | 53.5527 | -9.9492
MV/LV Substation OS***590 |  | 20 kV | _ | LV | 200 kVA :Kiosk Substation | 0.2 | --> | 0.2 | 0.172 | 1.32 |  | --> | 0.19 | 0 | 0 | 0.194 | 0 |  | --> | C24 ex CLIFDEN | Clifden [T41,T42] | SCREEB |  | 53.6091 | -10.0001
MV/LV Substation MU***594X |  | 20 kV | _ | LV | 50 kVA :Pole Substation | 0.05 | --> | 0.05 | 0.034 | 1.32 |  | --> | 0.048 | 0 | 0 | 0.05 | 0 |  | --> | C24 ex CLIFDEN | Clifden [T41,T42] | SCREEB |  | 53.6147 | -10.2277
MV/LV Substation BO***599X |  | 20 kV | _ | LV | 50 kVA :Pole Substation | 0.05 | --> | 0.05 | 0.042 | 1.32 |  | --> | 0.048 | 0 | 0 | 0.048 | 0 |  | --> | C24 ex CLIFDEN | Clifden [T41,T42] | SCREEB |  | 53.6145 | -10.2124
MV/LV Substation SR***602 |  | 20 kV | _ | LV | 100 kVA :Pole Substation | 0.1 | --> | 0.1 | 0.042 | 1.32 |  | --> | 0.095 | 0 | 0.025 | 0.084 | 0 |  | --> | C24 ex CLIFDEN | Clifden [T41,T42] | SCREEB |  | 53.5962 | -9.9761
MV/LV Substation DA***604X |  | 20 kV | _ | LV | 200 kVA :Pole Substation | 0.2 | --> | 0.2 | 0.175 | 1.32 |  | --> | 0.19 | 0 | 0.006 | 0.189 | 0 |  | --> | C24 ex CLIFDEN | Clifden [T41,T42] | SCREEB |  | 53.6141 | -10.2063
MV/LV Substation MI***605X |  | 20 kV | _ | LV | 50 kVA :Pole Substation | 0.05 | --> | 0.05 | 0.016 | 1.32 |  | --> | 0.048 | 0 | 0.009 | 0.045 | 0 |  | --> | C24 ex CLIFDEN | Clifden [T41,T42] | SCREEB |  | 53.6162 | -10.1991
MV/LV Substation BO***609X |  | 20 kV | _ | LV | 50 kVA :Pole Substation | 0.05 | --> | 0.05 | 0.047 | 1.32 |  | --> | 0.048 | 0 | 0 | 0.048 | 0 |  | --> | C24 ex CLIFDEN | Clifden [T41,T42] | SCREEB |  | 53.6138 | -10.2096
MV/LV Substation GL***616 |  | 20 kV | _ | LV | 50 kVA :Pole Substation | 0.05 | --> | 0.05 | 0.045 | 1.32 |  | --> | 0.048 | 0 | 0 | 0.048 | 0 |  | --> | C24 ex CLIFDEN | Clifden [T41,T42] | SCREEB |  | 53.6143 | -9.874
MV/LV Substation BO***624X |  | 20 kV | _ | LV | 50 kVA :Pole Substation | 0.05 | --> | 0.05 | 0.036 | 1.32 |  | --> | 0.048 | 0 | 0 | 0.049 | 0 |  | --> | C24 ex CLIFDEN | Clifden [T41,T42] | SCREEB |  | 53.6219 | -10.2165
MV/LV Substation FO***625 |  | 20 kV | _ | LV | 50 kVA :Pole Substation | 0.05 | --> | 0.05 | 0.045 | 2.76 |  | --> | 0.048 | 0 | 0 | 0.048 | 0 |  | --> | C13 ex RECESS | Recess [T41] | SCREEB |  | 53.5566 | -9.8958
MV/LV Substation CL***627 |  | 20 kV | _ | LV | 200 kVA :Pole Substation | 0.2 | --> | 0.2 | 0.175 | 2.76 |  | --> | 0.19 | 0 | 0 | 0.193 | 0 |  | --> | C13 ex RECESS | Recess [T41] | SCREEB |  | 53.5614 | -9.8923
MV/LV Substation TE***630 |  | 20 kV | _ | LV | 50 kVA :Pole Substation | 0.05 | --> | 0.05 | 0.03 | 2.76 |  | --> | 0.048 | 0 | 0 | 0.05 | 0 |  | --> | C13 ex RECESS | Recess [T41] | SCREEB |  | 53.563 | -9.8363
MV/LV Substation TE***634 |  | 10 kV | _ | LV | 50 kVA :Pole Substation | 0.05 | --> | 0.05 | 0.03 | 1.32 |  | --> | 0.048 | 0 | 0 | 0.05 | 0 |  | --> | C15 ex CLIFDEN | Clifden [T41,T42] | SCREEB |  | 53.477 | -10.0278
MV/LV Substation TH***637X |  | 10 kV | _ | LV | 400 kVA :Kiosk Substation | 0.4 | --> | 0.4 | 0.36 | 1.32 |  | --> | 0.38 | 0 | 0.015 | 0.374 | 0 |  | --> | C26 ex CLIFDEN | Clifden [T41,T42] | SCREEB |  | 53.4928 | -10.0186
MV/LV Substation KI***662X |  | 20 kV | _ | LV | 100 kVA :Pole Substation | 0.1 | --> | 0.1 | 0.078 | 2.76 |  | --> | 0.095 | 0 | 0.03 | 0.076 | 0 |  | --> | C13 ex RECESS | Recess [T41] | SCREEB |  | 53.5929 | -9.7683
MV/LV Substation TE***663 |  | 10 kV | _ | LV | 50 kVA :Pole Substation | 0.05 | --> | 0.05 | 0 | 1.32 |  | --> | 0.048 | 0 | 0.055 | 0.014 | 0 |  | --> | C15 ex CLIFDEN | Clifden [T41,T42] | SCREEB |  | 53.4369 | -10.0749
MV/LV Substation WA***693X |  | 20 kV | _ | LV | 50 kVA :Pole Substation | 0.05 | --> | 0.05 | 0.047 | 1.32 |  | --> | 0.048 | 0 | 0 | 0.048 | 0 |  | --> | C24 ex CLIFDEN | Clifden [T41,T42] | SCREEB |  | 53.5459 | -10.0199
MV/LV Substation BU***695 |  | 10 kV | _ | LV | 50 kVA :Pole Substation | 0.05 | --> | 0.05 | 0.042 | 1.32 |  | --> | 0.048 | 0 | 0 | 0.048 | 0 |  | --> | C15 ex CLIFDEN | Clifden [T41,T42] | SCREEB |  | 53.4229 | -10.0993
MV/LV Substation TU***706 |  | 20 kV | _ | LV | 400 kVA :Kiosk Substation | 0.4 | --> | 0.4 | 0.352 | 1.32 |  | --> | 0.38 | 0 | 0.008 | 0.381 | 0 |  | --> | C24 ex CLIFDEN | Clifden [T41,T42] | SCREEB |  | 53.5885 | -9.9648
MV/LV Substation BA***708X |  | 10 kV | _ | LV | 100 kVA :Pole Substation | 0.1 | --> | 0.1 | 0.059 | 1.32 |  | --> | 0.095 | 0 | 0 | 0.1 | 0 |  | --> | C15 ex CLIFDEN | Clifden [T41,T42] | SCREEB |  | 53.4846 | -10.0227
MV/LV Substation GA***727X |  | 10 kV | _ | LV | 400 kVA :Building Structure | 0.4 | --> | 0.4 | 0.303 | 1.32 |  | --> | 0.38 | 0 | 0 | 0.393 | 0 |  | --> | C27 ex CLIFDEN | Clifden [T41,T42] | SCREEB |  | 53.4885 | -10.0151
MV/LV Substation CL***755X |  | 10 kV | _ | LV | 630 kVA :Building Structure | 0.63 | --> | 0.63 | 0.5 | 1.32 |  | --> | 0.598 | 0 | 0 | 0.5 | 0 |  | --> | C26 ex CLIFDEN | Clifden [T41,T42] | SCREEB |  | 53.4903 | -10.0187
MV/LV Substation RU***762 |  | 10 kV | _ | LV | 630 kVA :Building Structure | 0.63 | --> | 0.63 | 0.478 | 1.32 |  | --> | 0.598 | 0 | 0 | 0.5 | 0 |  | --> | C27 ex CLIFDEN | Clifden [T41,T42] | SCREEB |  | 53.4877 | -10.0105
MV/LV Substation LE***766 |  | 10 kV | _ | LV | 200 kVA :Pole Substation | 0.2 | --> | 0.2 | 0.197 | 1.32 |  | --> | 0.19 | 0 | 0 | 0.19 | 0 |  | --> | C29 ex CLIFDEN | Clifden [T41,T42] | SCREEB |  | 53.4783 | -9.9053
MV/LV Substation AI***767 |  | 10 kV | _ | LV | 50 kVA :Pole Substation | 0.05 | --> | 0.05 | 0.047 | 1.32 |  | --> | 0.048 | 0 | 0 | 0.048 | 0 |  | --> | C15 ex CLIFDEN | Clifden [T41,T42] | SCREEB |  | 53.4208 | -10.1304
MV/LV Substation AI***768 |  | 10 kV | _ | LV | 100 kVA :Pole Substation | 0.1 | --> | 0.1 | 0.074 | 1.32 |  | --> | 0.095 | 0 | 0 | 0.098 | 0 |  | --> | C15 ex CLIFDEN | Clifden [T41,T42] | SCREEB |  | 53.4206 | -10.1443
MV/LV Substation CL***770X |  | 10 kV | _ | LV | 50 kVA :Pole Substation | 0.05 | --> | 0.05 | 0.042 | 1.32 |  | --> | 0.048 | 0 | 0.005 | 0.045 | 0 |  | --> | C29 ex CLIFDEN | Clifden [T41,T42] | SCREEB |  | 53.4859 | -9.9873
MV/LV Substation BE***780 |  | 10 kV | _ | LV | 50 kVA :Pole Substation | 0.05 | --> | 0.05 | 0.049 | 2.76 |  | --> | 0.048 | 0 | 0 | 0.048 | 0 |  | --> | C19 ex RECESS | Recess [T41] | SCREEB |  | 53.4235 | -9.9048
MV/LV Substation MO***781 |  | 20 kV | _ | LV | 50 kVA :Pole Substation | 0.05 | --> | 0.05 | 0.046 | 1.32 |  | --> | 0.048 | 0 | 0 | 0.048 | 0 |  | --> | C24 ex CLIFDEN | Clifden [T41,T42] | SCREEB |  | 53.5447 | -10.0066
MV/LV Substation TU***790 |  | 20 kV | _ | LV | 50 kVA :Pole Substation | 0.05 | --> | 0.05 | 0.034 | 1.32 |  | --> | 0.048 | 0 | 0 | 0.05 | 0 |  | --> | C24 ex CLIFDEN | Clifden [T41,T42] | SCREEB |  | 53.5893 | -9.974
MV/LV Substation RE***795X |  | 10 kV | _ | LV | 50 kVA :Pole Substation | 0.05 | --> | 0.05 | 0.044 | 1.32 |  | --> | 0.048 | 0 | 0 | 0.048 | 0 |  | --> | C27 ex CLIFDEN | Clifden [T41,T42] | SCREEB |  | 53.4879 | -10.0055
MV/LV Substation DA***811X |  | 10 kV | _ | LV | 400 kVA :Kiosk Substation | 0.4 | --> | 0.4 | 0.239 | 1.32 |  | --> | 0.38 | 0 | 0 | 0.401 | 0 |  | --> | C26 ex CLIFDEN | Clifden [T41,T42] | SCREEB |  | 53.4895 | -10.0221
MV/LV Substation NA***819 |  | 20 kV | _ | LV | 50 kVA :Pole Substation | 0.05 | --> | 0.05 | 0.028 | 1.32 |  | --> | 0.048 | 0 | 0 | 0.05 | 0 |  | --> | C24 ex CLIFDEN | Clifden [T41,T42] | SCREEB |  | 53.5509 | -9.9443
MV/LV Substation CO***823X |  | 20 kV | _ | LV | 50 kVA :Pole Substation | 0.05 | --> | 0.05 | 0.047 | 1.32 |  | --> | 0.048 | 0 | 0 | 0.048 | 0 |  | --> | C24 ex CLIFDEN | Clifden [T41,T42] | SCREEB |  | 53.5211 | -10.1088
MV/LV Substation CO***838X |  | 20 kV | _ | LV | 200 kVA :Pole Substation | 0.2 | --> | 0.2 | 0.198 | 1.32 |  | --> | 0.19 | 0 | 0 | 0.19 | 0 |  | --> | C24 ex CLIFDEN | Clifden [T41,T42] | SCREEB |  | 53.5028 | -10.0416
MV/LV Substation CL***839X |  | 10 kV | _ | LV | 400 kVA :Kiosk Substation | 0.4 | --> | 0.4 | 0.38 | 1.32 |  | --> | 0.38 | 0 | 0.005 | 0.379 | 0 |  | --> | C27 ex CLIFDEN | Clifden [T41,T42] | SCREEB |  | 53.488 | -10.0201
MV/LV Substation CL***844X |  | 10 kV | _ | LV | 50 kVA :Pole Substation | 0.05 | --> | 0.05 | 0.039 | 1.32 |  | --> | 0.048 | 0 | 0 | 0.049 | 0 |  | --> | C26 ex CLIFDEN | Clifden [T41,T42] | SCREEB |  | 53.4902 | -10.012
MV/LV Substation CU***846X |  | 10 kV | _ | LV | 100 kVA :Pole Substation | 0.1 | --> | 0.1 | 0.079 | 1.32 |  | --> | 0.095 | 0 | 0 | 0.098 | 0 |  | --> | C26 ex CLIFDEN | Clifden [T41,T42] | SCREEB |  | 53.4891 | -10.0036
MV/LV Substation BA***866 |  | 10 kV | _ | LV | 50 kVA :Pole Substation | 0.05 | --> | 0.05 | 0.046 | 1.32 |  | --> | 0.048 | 0 | 0 | 0.048 | 0 |  | --> | C15 ex CLIFDEN | Clifden [T41,T42] | SCREEB |  | 53.4284 | -10.0934
MV/LV Substation SK***872X |  | 10 kV | _ | LV | 50 kVA :Pole Substation | 0.05 | --> | 0.05 | 0.046 | 1.32 |  | --> | 0.048 | 0 | 0.005 | 0.044 | 0 |  | --> | C26 ex CLIFDEN | Clifden [T41,T42] | SCREEB |  | 53.4935 | -10.06
MV/LV Substation RA***874X |  | 10 kV | _ | LV | 200 kVA :Kiosk Substation | 0.2 | --> | 0.2 | 0.17 | 1.32 |  | --> | 0.19 | 0 | 0.002 | 0.193 | 0 |  | --> | C26 ex CLIFDEN | Clifden [T41,T42] | SCREEB |  | 53.4939 | -10.0184
MV/LV Substation VE***876X |  | 20 kV | _ | LV | 50 kVA :Pole Substation | 0.05 | --> | 0.05 | 0.05 | 1.32 |  | --> | 0.048 | 0 | 0 | 0.048 | 0 |  | --> | C24 ex CLIFDEN | Clifden [T41,T42] | SCREEB |  | 53.5532 | -9.9501
MV/LV Substation BA***878X |  | 10 kV | _ | LV | 50 kVA :Pole Substation | 0.05 | --> | 0.05 | 0.042 | 1.32 |  | --> | 0.048 | 0 | 0 | 0.048 | 0 |  | --> | C15 ex CLIFDEN | Clifden [T41,T42] | SCREEB |  | 53.4211 | -10.0649
MV/LV Substation LE***880X |  | 20 kV | _ | LV | 50 kVA :Pole Substation | 0.05 | --> | 0.05 | 0.048 | 1.32 |  | --> | 0.048 | 0 | 0 | 0.048 | 0 |  | --> | C24 ex CLIFDEN | Clifden [T41,T42] | SCREEB |  | 53.598 | -9.8996
MV/LV Substation BO***886 |  | 20 kV | _ | LV | 50 kVA :Pole Substation | 0.05 | --> | 0.05 | 0.045 | 1.32 |  | --> | 0.048 | 0 | 0 | 0.048 | 0 |  | --> | C24 ex CLIFDEN | Clifden [T41,T42] | SCREEB |  | 53.5214 | -10.1184
MV/LV Substation CA***888X |  | 10 kV | _ | LV | 400 kVA :Kiosk Substation | 0.4 | --> | 0.4 | 0.31 | 1.32 |  | --> | 0.38 | 0 | 0 | 0.392 | 0 |  | --> | C27 ex CLIFDEN | Clifden [T41,T42] | SCREEB |  | 53.4889 | -10.0198
MV/LV Substation LE***895X |  | 20 kV | _ | LV | 400 kVA :Kiosk Substation | 0.4 | --> | 0.4 | 0.335 | 1.32 |  | --> | 0.38 | 0 | 0.005 | 0.385 | 0 |  | --> | C24 ex CLIFDEN | Clifden [T41,T42] | SCREEB |  | 53.5541 | -9.9479
MV/LV Substation CU***896X |  | 10 kV | _ | LV | 50 kVA :Pole Substation | 0.05 | --> | 0.05 | 0.05 | 2.76 |  | --> | 0.048 | 0 | 0 | 0.048 | 0 |  | --> | C19 ex RECESS | Recess [T41] | SCREEB |  | 53.4235 | -9.9064
MV/LV Substation BA***897X |  | 10 kV | _ | LV | 50 kVA :Pole Substation | 0.05 | --> | 0.05 | 0.05 | 2.76 |  | --> | 0.048 | 0 | 0 | 0.048 | 0 |  | --> | C19 ex RECESS | Recess [T41] | SCREEB |  | 53.4573 | -9.8223
MV/LV Substation I ***901 |  | 10 kV | _ | LV | 200 kVA :Building Structure | 0.2 | --> | 0.2 | 0.194 | 2.76 |  | --> | 0.19 | 0 | 0 | 0.191 | 0 |  | --> | C19 ex RECESS | Recess [T41] | SCREEB |  | 53.3916 | -9.9162
MV/LV Substation MI***904X |  | 10 kV | _ | LV | 50 kVA :Pole Substation | 0.05 | --> | 0.05 | 0.047 | 1.32 |  | --> | 0.048 | 0 | 0 | 0.048 | 0 |  | --> | C15 ex CLIFDEN | Clifden [T41,T42] | SCREEB |  | 53.4086 | -10.0339
MV/LV Substation CU***906X |  | 10 kV | _ | LV | 200 kVA :Kiosk Substation | 0.2 | --> | 0.2 | 0.182 | 2.76 |  | --> | 0.19 | 0 | 0 | 0.192 | 0 |  | --> | C19 ex RECESS | Recess [T41] | SCREEB |  | 53.3975 | -9.9211
MV/LV Substation CL***909 |  | 10 kV | _ | LV | 200 kVA :Kiosk Substation | 0.2 | --> | 0.2 | 0.156 | 1.32 |  | --> | 0.19 | 0 | 0.009 | 0.189 | 0 |  | --> | C26 ex CLIFDEN | Clifden [T41,T42] | SCREEB |  | 53.4894 | -10.0053
MV/LV Substation BE***909X |  | 10 kV | _ | LV | 200 kVA :Pole Substation | 0.2 | --> | 0.2 | 0.193 | 1.32 |  | --> | 0.19 | 0 | 0 | 0.191 | 0 |  | --> | C26 ex CLIFDEN | Clifden [T41,T42] | SCREEB |  | 53.4853 | -10.0301
MV/LV Substation ER***910X |  | 10 kV | _ | LV | 50 kVA :Pole Substation | 0.05 | --> | 0.05 | 0.05 | 2.76 |  | --> | 0.048 | 0 | 0 | 0.048 | 0 |  | --> | C19 ex RECESS | Recess [T41] | SCREEB |  | 53.3922 | -9.9304
MV/LV Substation M ***931 |  | 10 kV | _ | LV | 100 kVA :Pole Substation | 0.1 | --> | 0.1 | 0.094 | 2.76 |  | --> | 0.095 | 0 | 0 | 0.096 | 0 |  | --> | C19 ex RECESS | Recess [T41] | SCREEB |  | 53.3824 | -9.9457
MV/LV Substation AR***943 |  | 10 kV | _ | LV | 50 kVA :Pole Substation | 0.05 | --> | 0.05 | 0.042 | 1.32 |  | --> | 0.048 | 0 | 0 | 0.048 | 0 |  | --> | C15 ex CLIFDEN | Clifden [T41,T42] | SCREEB |  | 53.4687 | -10.0173
MV/LV Substation CA***945 |  | 20 kV | _ | LV | 50 kVA :Pole Substation | 0.05 | --> | 0.05 | 0.039 | 1.32 |  | --> | 0.048 | 0 | 0 | 0.049 | 0 |  | --> | C24 ex CLIFDEN | Clifden [T41,T42] | SCREEB |  | 53.6052 | -9.9021
MV/LV Substation RI***002 |  | 10 kV | _ | LV | 100 kVA :Pole Substation | 0.1 | --> | 0.1 | 0 | 0 | Constrained, otherwise capacity available =66 kVA | --> | 0.095 | 0 | 0.005 | 0.096 | 0 |  | --> | C17 ex TUAM NORTH | Tuam North [T41,T42] | CLOON |  | 53.5066 | -8.8371
MV/LV Substation BI***003 |  | 10 kV | _ | LV | 1000 kVA :Building Structure | 1 | --> | 1 | 0 | 0 | Constrained, otherwise capacity available =789 kVA | --> | 0.95 | 0 | 0.024 | 0.5 | 0 |  | --> | C13 ex TUAM SOUTH | Tuam South [T42] | CLOON |  | 53.5154 | -8.848
MV/LV Substation WE***004 |  | 10 kV | _ | LV | 200 kVA :Pole Substation | 0.2 | --> | 0.2 | 0 | 0 | Constrained, otherwise capacity available =48 kVA | --> | 0.19 | 0 | 0.01 | 0.202 | 0 |  | --> | C13 ex TUAM SOUTH | Tuam South [T42] | CLOON |  | 53.5128 | -8.8593
MV/LV Substation AN***004Y |  | 10 kV | _ | LV | 200 kVA :Kiosk Substation | 0.2 | --> | 0.2 | 0.127 | 10.7 |  | --> | 0.19 | 0 | 0.01 | 0.192 | 0 |  | --> | C22 ex CLOON | Cloon [T42,T421] | CLOON |  | 53.5079 | -8.838
MV/LV Substation BA***005 |  | 10 kV | _ | LV | 400 kVA :Kiosk Substation | 0.4 | --> | 0.4 | 0 | 0 | Constrained, otherwise capacity available =306 kVA | --> | 0.38 | 0 | 0.014 | 0.382 | 0 |  | --> | C13 ex TUAM SOUTH | Tuam South [T42] | CLOON |  | 53.5192 | -8.8586
MV/LV Substation CA***010 |  | 20 kV | _ | LV | 100 kVA :Pole Substation | 0.1 | --> | 0.1 | 0 | 0 | Constrained, otherwise capacity available =67 kVA | --> | 0.095 | 0 | 0.015 | 0 | 0 | Constrained, otherwise capacity available =88 kW | --> | E21 ex GLENAMADDY | Glenamaddy [T422] | ATHLONE |  | 53.6198 | -8.7459
MV/LV Substation BI***010X |  | 10 kV | _ | LV | 50 kVA :Pole Substation | 0.05 | --> | 0.05 | 0 | 0 | Constrained, otherwise capacity available =47 kVA | --> | 0.048 | 0 | 0.006 | 0.043 | 0 |  | --> | C16 ex TUAM NORTH | Tuam North [T41,T42] | CLOON |  | 53.4545 | -8.979
MV/LV Substation BA***011 |  | 20 kV | _ | LV | 200 kVA :Kiosk Substation | 0.2 | --> | 0.2 | 0 | 0 | Constrained, otherwise capacity available =114 kVA | --> | 0.19 | 0 | 0.014 | 0 | 0 | Constrained, otherwise capacity available =191 kW | --> | E21 ex GLENAMADDY | Glenamaddy [T422] | ATHLONE |  | 53.618 | -8.7405
MV/LV Substation BA***011Y |  | 20 kV | _ | LV | 200 kVA :Kiosk Substation | 0.2 | --> | 0.2 | 0 | 0 | Constrained, otherwise capacity available =156 kVA | --> | 0.19 | 0 | 0.018 | 0 | 0 | Constrained, otherwise capacity available =183 kW | --> | E21 ex GLENAMADDY | Glenamaddy [T422] | ATHLONE |  | 53.6174 | -8.7385
MV/LV Substation GA***012 |  | 20 kV | _ | LV | 100 kVA :Pole Substation | 0.1 | --> | 0.1 | 0 | 0 | Constrained, otherwise capacity available =50 kVA | --> | 0.095 | 0 | 0.01 | 0 | 0 | Constrained, otherwise capacity available =94 kW | --> | E21 ex GLENAMADDY | Glenamaddy [T422] | ATHLONE |  | 53.6196 | -8.7429
MV/LV Substation BA***013 |  | 10 kV | _ | LV | 100 kVA :Pole Substation | 0.1 | --> | 0.1 | 0 | 0 | Constrained, otherwise capacity available =82 kVA | --> | 0.095 | 0 | 0 | 0.097 | 0 |  | --> | C13 ex TUAM SOUTH | Tuam South [T42] | CLOON |  | 53.5211 | -8.8659
MV/LV Substation CO***016 |  | 10 kV | _ | LV | 200 kVA :Pole Substation | 0.2 | --> | 0.2 | 0.079 | 10.7 |  | --> | 0.19 | 0 | 0.017 | 0.193 | 0 |  | --> | C22 ex CLOON | Cloon [T42,T421] | CLOON |  | 53.511 | -8.8457
MV/LV Substation TH***019 |  | 10 kV | _ | LV | 400 kVA :Kiosk Substation | 0.4 | --> | 0.4 | 0 | 0 | Constrained, otherwise capacity available =256 kVA | --> | 0.38 | 0 | 0.009 | 0.393 | 0 |  | --> | C13 ex TUAM SOUTH | Tuam South [T42] | CLOON |  | 53.5161 | -8.8521
MV/LV Substation BI***020 |  | 10 kV | _ | LV | 100 kVA :Pole Substation | 0.1 | --> | 0.1 | 0 | 0 | Constrained, otherwise capacity available =74 kVA | --> | 0.095 | 0 | 0.018 | 0.085 | 0 |  | --> | C17 ex TUAM NORTH | Tuam North [T41,T42] | CLOON |  | 53.521 | -8.8328
MV/LV Substation CI***021 |  | 10 kV | _ | LV | 200 kVA :Pole Substation | 0.2 | --> | 0.2 | 0.176 | 10.7 |  | --> | 0.19 | 0 | 0.015 | 0.182 | 0 |  | --> | C22 ex CLOON | Cloon [T42,T421] | CLOON |  | 53.5128 | -8.8507
MV/LV Substation BE***024 |  | 10 kV | _ | LV | 200 kVA :Kiosk Substation | 0.2 | --> | 0.2 | 0 | 0 | Constrained, otherwise capacity available =178 kVA | --> | 0.19 | 0 | 0.005 | 0.189 | 0 |  | --> | C17 ex TUAM NORTH | Tuam North [T41,T42] | CLOON |  | 53.5227 | -8.862
MV/LV Substation BA***024X |  | 20 kV | _ | LV | 50 kVA :Pole Substation | 0.05 | --> | 0.05 | 0 | 0 | Constrained, otherwise capacity available =50 kVA | --> | 0.048 | 0 | 0 | 0.048 | 0 |  | --> | C23 ex TUAM NORTH | Tuam North [T41,T42] | CLOON |  | 53.5721 | -8.9883
MV/LV Substation CA***025Z |  | 10 kV | _ | LV | 50 kVA :Pole Substation | 0.05 | --> | 0.05 | 0 | 0 | Constrained, otherwise capacity available =12 kVA | --> | 0.048 | 0 | 0 | 0.052 | 0 |  | --> | C16 ex CLAREGALWAY | Claregalway [T42,T421] | GALWAY 110KV |  | 53.3899 | -8.9157
MV/LV Substation AT***028 |  | 10 kV | _ | LV | 200 kVA :Pole Substation | 0.2 | --> | 0.2 | 0.117 | 10.7 |  | --> | 0.19 | 0 | 0.005 | 0.197 | 0 |  | --> | C22 ex CLOON | Cloon [T42,T421] | CLOON |  | 53.5064 | -8.8446
MV/LV Substation AI***028Z |  | 10 kV | _ | LV | 200 kVA :Pole Substation | 0.2 | --> | 0.2 | 0 | 0 | Constrained, otherwise capacity available =178 kVA | --> | 0.19 | 0 | 0 | 0.193 | 0 |  | --> | C16 ex TUAM NORTH | Tuam North [T41,T42] | CLOON |  | 53.5289 | -8.8747
MV/LV Substation PU***029 |  | 10 kV | _ | LV | 630 kVA :Building Structure | 0.63 | --> | 0.63 | 0 | 0 | Constrained, otherwise capacity available =418 kVA | --> | 0.598 | 0 | 0.005 | 0.5 | 0 |  | --> | C12 ex TUAM SOUTH | Tuam South [T42] | CLOON |  | 53.5191 | -8.8438
MV/LV Substation NE***031Y |  | 10 kV | _ | LV | 50 kVA :Pole Substation | 0.05 | --> | 0.05 | 0 | 0 | Constrained, otherwise capacity available =31 kVA | --> | 0.048 | 0 | 0.029 | 0.028 | 0 |  | --> | C16 ex TUAM NORTH | Tuam North [T41,T42] | CLOON |  | 53.4899 | -8.9277
MV/LV Substation AB***033 |  | 10 kV | _ | LV | 200 kVA :Pole Substation | 0.2 | --> | 0.2 | 0 | 0 | Constrained, otherwise capacity available =118 kVA | --> | 0.19 | 0 | 0.005 | 0.197 | 0 |  | --> | C13 ex TUAM SOUTH | Tuam South [T42] | CLOON |  | 53.5151 | -8.8566
MV/LV Substation DU***034 |  | 10 kV | _ | LV | 200 kVA :Kiosk Substation | 0.2 | --> | 0.2 | 0.164 | 10.7 |  | --> | 0.19 | 0 | 0.002 | 0.193 | 0 |  | --> | C22 ex CLOON | Cloon [T42,T421] | CLOON |  | 53.5089 | -8.8432
MV/LV Substation FA***035 |  | 10 kV | _ | LV | 400 kVA :Kiosk Substation | 0.4 | --> | 0.4 | 0 | 0 | Constrained, otherwise capacity available =332 kVA | --> | 0.38 | 0 | 0.028 | 0.368 | 0 |  | --> | C12 ex TUAM SOUTH | Tuam South [T42] | CLOON |  | 53.52 | -8.853
MV/LV Substation CU***037 |  | 10 kV | _ | LV | 200 kVA :Pole Substation | 0.2 | --> | 0.2 | 0.174 | 10.7 |  | --> | 0.19 | 0 | 0 | 0.194 | 0 |  | --> | C22 ex CLOON | Cloon [T42,T421] | CLOON |  | 53.5166 | -8.8452
MV/LV Substation BR***037Z |  | 20 kV | _ | LV | 630 kVA :Kiosk Substation | 0.63 | --> | 0.63 | 0 | 0 | Constrained, otherwise capacity available =406 kVA | --> | 0.598 | 0 | 0 | 0 | 0 | Constrained, otherwise capacity available =628 kW | --> | E15 ex GLENAMADDY | Glenamaddy [T422] | ATHLONE |  | 53.6017 | -8.5593
MV/LV Substation DE***039Z |  | 20 kV | _ | LV | 100 kVA :Pole Substation | 0.1 | --> | 0.1 | 0 | 0 | Constrained, otherwise capacity available =79 kVA | --> | 0.095 | 0 | 0.002 | 0 | 0 | Constrained, otherwise capacity available =96 kW | --> | E17 ex HEADFORD | Headford [T41,T42] | CLOON |  | 53.467 | -9.0991
MV/LV Substation HE***044 |  | 20 kV | _ | LV | 50 kVA :Pole Substation | 0.05 | --> | 0.05 | 0 | 0 | Constrained, otherwise capacity available =42 kVA | --> | 0.048 | 0 | 0 | 0 | 0 | Constrained, otherwise capacity available =48 kW | --> | E17 ex HEADFORD | Headford [T41,T42] | CLOON |  | 53.4674 | -9.1029
MV/LV Substation WE***044X |  | 20 kV | _ | LV | 200 kVA :Pole Substation | 0.2 | --> | 0.2 | 0 | 0 | Constrained, otherwise capacity available =174 kVA | --> | 0.19 | 0 | 0 | 0.194 | 0 |  | --> | C23 ex TUAM NORTH | Tuam North [T41,T42] | CLOON |  | 53.6189 | -8.9144
MV/LV Substation BA***044Z |  | 20 kV | _ | LV | 100 kVA :Pole Substation | 0.1 | --> | 0.1 | 0 | 0 | Constrained, otherwise capacity available =61 kVA | --> | 0.095 | 0 | 0 | 0 | 0 | Constrained, otherwise capacity available =100 kW | --> | E15 ex GLENAMADDY | Glenamaddy [T422] | ATHLONE |  | 53.6086 | -8.5604
MV/LV Substation SH***048X |  | 20 kV | _ | LV | 50 kVA :Pole Substation | 0.05 | --> | 0.05 | 0 | 0 | Constrained, otherwise capacity available =41 kVA | --> | 0.048 | 0 | 0 | 0 | 0 | Constrained, otherwise capacity available =49 kW | --> | E16 ex GLENAMADDY | Glenamaddy [T422] | ATHLONE |  | 53.5297 | -8.5615
MV/LV Substation DU***050Y |  | 20 kV | _ | LV | 50 kVA :Pole Substation | 0.05 | --> | 0.05 | 0 | 0 | Constrained, otherwise capacity available =50 kVA | --> | 0.048 | 0 | 0 | 0.048 | 0 |  | --> | C17 ex TUAM NORTH | Tuam North [T41,T42] | CLOON |  | 53.4898 | -8.7544
MV/LV Substation LO***056 |  | 10 kV | _ | LV | 200 kVA :Building Structure | 0.2 | --> | 0.2 | 0 | 0 | Constrained, otherwise capacity available =76 kVA | --> | 0.19 | 0 | 0 | 0.206 | 0 |  | --> | C12 ex TUAM SOUTH | Tuam South [T42] | CLOON |  | 53.5195 | -8.8454
MV/LV Substation P ***057 |  | 10 kV | _ | LV | 200 kVA :Building Structure | 0.2 | --> | 0.2 | 0 | 0 | Constrained, otherwise capacity available =117 kVA | --> | 0.19 | 0 | 0 | 0.201 | 0 |  | --> | C13 ex TUAM SOUTH | Tuam South [T42] | CLOON |  | 53.5156 | -8.8538
MV/LV Substation C ***058 |  | 10 kV | _ | LV | 630 kVA :Building Structure | 0.63 | --> | 0.63 | 0 | 0 | Constrained, otherwise capacity available =589 kVA | --> | 0.598 | 0 | 0 | 0.5 | 0 |  | --> | C16 ex TUAM NORTH | Tuam North [T41,T42] | CLOON |  | 53.5274 | -8.8748
MV/LV Substation BE***058Z |  | 20 kV | _ | LV | 50 kVA :Pole Substation | 0.05 | --> | 0.05 | 0 | 0 | Constrained, otherwise capacity available =49 kVA | --> | 0.048 | 0 | 0 | 0.048 | 0 |  | --> | C23 ex TUAM NORTH | Tuam North [T41,T42] | CLOON |  | 53.5753 | -8.9683
MV/LV Substation BL***059 |  | 10 kV | _ | LV | 200 kVA :Kiosk Substation | 0.2 | --> | 0.2 | 0 | 0 | Constrained, otherwise capacity available =129 kVA | --> | 0.19 | 0 | 0.015 | 0.188 | 0 |  | --> | C17 ex TUAM NORTH | Tuam North [T41,T42] | CLOON |  | 53.5241 | -8.8532
MV/LV Substation RI***060 |  | 10 kV | _ | LV | 200 kVA :Pole Substation | 0.2 | --> | 0.2 | 0 | 0 | Constrained, otherwise capacity available =162 kVA | --> | 0.19 | 0 | 0 | 0.195 | 0 |  | --> | C17 ex TUAM NORTH | Tuam North [T41,T42] | CLOON |  | 53.505 | -8.8348
MV/LV Substation C ***061 |  | 10 kV | _ | LV | 100 kVA :Pole Substation | 0.1 | --> | 0.1 | 0.09 | 10.7 |  | --> | 0.095 | 0 | 0.006 | 0.092 | 0 |  | --> | C22 ex CLOON | Cloon [T42,T421] | CLOON |  | 53.5127 | -8.8445
MV/LV Substation FA***063 |  | 10 kV | _ | LV | 100 kVA :Pole Substation | 0.1 | --> | 0.1 | 0 | 0 | Constrained, otherwise capacity available =68 kVA | --> | 0.095 | 0 | 0.005 | 0.096 | 0 |  | --> | C13 ex TUAM SOUTH | Tuam South [T42] | CLOON |  | 53.5199 | -8.8618
MV/LV Substation E ***064 |  | 10 kV | _ | LV | 200 kVA :Kiosk Substation | 0.2 | --> | 0.2 | 0 | 0 | Constrained, otherwise capacity available =174 kVA | --> | 0.19 | 0 | 0.015 | 0.182 | 0 |  | --> | C13 ex TUAM SOUTH | Tuam South [T42] | CLOON |  | 53.5183 | -8.8574
MV/LV Substation FI***064X |  | 20 kV | _ | LV | 200 kVA :Pole Substation | 0.2 | --> | 0.2 | 0 | 0 | Constrained, otherwise capacity available =179 kVA | --> | 0.19 | 0 | 0 | 0.193 | 0 |  | --> | C23 ex TUAM NORTH | Tuam North [T41,T42] | CLOON |  | 53.5503 | -8.7382
MV/LV Substation MI***065 |  | 10 kV | _ | LV | 50 kVA :Pole Substation | 0.05 | --> | 0.05 | 0 | 0 | Constrained, otherwise capacity available =30 kVA | --> | 0.048 | 0 | 0.014 | 0.04 | 0 |  | --> | C12 ex TUAM SOUTH | Tuam South [T42] | CLOON |  | 53.5212 | -8.8561
MV/LV Substation AB***066 |  | 20 kV | _ | LV | 100 kVA :Pole Substation | 0.1 | --> | 0.1 | 0 | 0 | Constrained, otherwise capacity available =88 kVA | --> | 0.095 | 0 | 0 | 0 | 0 | Constrained, otherwise capacity available =97 kW | --> | E21 ex GLENAMADDY | Glenamaddy [T422] | ATHLONE |  | 53.6212 | -8.7412
MV/LV Substation FA***067 |  | 10 kV | _ | LV | 100 kVA :Pole Substation | 0.1 | --> | 0.1 | 0 | 0 | Constrained, otherwise capacity available =92 kVA | --> | 0.095 | 0 | 0 | 0.096 | 0 |  | --> | C15 ex TUAM NORTH | Tuam North [T41,T42] | CLOON |  | 53.5156 | -8.8666
MV/LV Substation CL***067Y |  | 20 kV | _ | LV | 50 kVA :Pole Substation | 0.05 | --> | 0.05 | 0 | 0 | Constrained, otherwise capacity available =46 kVA | --> | 0.048 | 0 | 0 | 0 | 0 | Constrained, otherwise capacity available =48 kW | --> | E16 ex GLENAMADDY | Glenamaddy [T422] | ATHLONE |  | 53.5617 | -8.6527
MV/LV Substation SW***068 |  | 10 kV | _ | LV | 400 kVA :Building Structure | 0.4 | --> | 0.4 | 0 | 0 | Constrained, otherwise capacity available =380 kVA | --> | 0.38 | 0 | 0 | 0.383 | 0 |  | --> | C12 ex TUAM SOUTH | Tuam South [T42] | CLOON |  | 53.5183 | -8.8479
MV/LV Substation CO***070 |  | 10 kV | _ | LV | 400 kVA :Kiosk Substation | 0.4 | --> | 0.4 | 0 | 0 | Constrained, otherwise capacity available =366 kVA | --> | 0.38 | 0 | 0 | 0.385 | 0 |  | --> | C13 ex TUAM SOUTH | Tuam South [T42] | CLOON |  | 53.5138 | -8.8532
MV/LV Substation IN***072 |  | 10 kV | _ | LV | 400 kVA :Building Structure | 0.4 | --> | 0.4 | 0 | 0 | Constrained, otherwise capacity available =333 kVA | --> | 0.38 | 0 | 0 | 0.389 | 0 |  | --> | C12 ex TUAM SOUTH | Tuam South [T42] | CLOON |  | 53.5229 | -8.8437
MV/LV Substation PA***073 |  | 10 kV | _ | LV | 400 kVA :Kiosk Substation | 0.4 | --> | 0.4 | 0.246 | 10.7 |  | --> | 0.38 | 0 | 0.006 | 0.396 | 0 |  | --> | C22 ex CLOON | Cloon [T42,T421] | CLOON |  | 53.5109 | -8.8397
MV/LV Substation TI***074 |  | 10 kV | _ | LV | 400 kVA :Kiosk Substation | 0.4 | --> | 0.4 | 0.3 | 10.7 |  | --> | 0.38 | 0 | 0 | 0.393 | 0 |  | --> | C22 ex CLOON | Cloon [T42,T421] | CLOON |  | 53.5079 | -8.8562
MV/LV Substation HI***077 |  | 10 kV | _ | LV | 100 kVA :Pole Substation | 0.1 | --> | 0.1 | 0 | 0 | Constrained, otherwise capacity available =43 kVA | --> | 0.095 | 0 | 0.019 | 0.088 | 0 |  | --> | C17 ex TUAM NORTH | Tuam North [T41,T42] | CLOON |  | 53.5072 | -8.8317
MV/LV Substation TH***080Y |  | 10 kV | _ | LV | 200 kVA :Kiosk Substation | 0.2 | --> | 0.2 | 0 | 0 | Constrained, otherwise capacity available =138 kVA | --> | 0.19 | 0 | 0.005 | 0.194 | 0 |  | --> | C15 ex TUAM NORTH | Tuam North [T41,T42] | CLOON |  | 53.5082 | -8.8685
MV/LV Substation TE***082Y |  | 10 kV | _ | LV | 630 kVA :Building Structure | 0.63 | --> | 0.63 | 0 | 0 | Constrained, otherwise capacity available =558 kVA | --> | 0.598 | 0 | 0.011 | 0.5 | 0 |  | --> | C13 ex TUAM SOUTH | Tuam South [T42] | CLOON |  | 53.5152 | -8.8532
MV/LV Substation PA***084Y |  | 10 kV | _ | LV | 400 kVA :Kiosk Substation | 0.4 | --> | 0.4 | 0 | 0 | Constrained, otherwise capacity available =56 kVA | --> | 0.38 | 0 | 0.045 | 0.391 | 0 |  | --> | C12 ex TUAM SOUTH | Tuam South [T42] | CLOON |  | 53.5224 | -8.8501
MV/LV Substation WE***085X |  | 10 kV | _ | LV | 200 kVA :Building Structure | 0.2 | --> | 0.2 | 0 | 0 | Constrained, otherwise capacity available =185 kVA | --> | 0.19 | 0 | 0 | 0.192 | 0 |  | --> | C15 ex TUAM NORTH | Tuam North [T41,T42] | CLOON |  | 53.5158 | -8.8641
MV/LV Substation SE***086X |  | 10 kV | _ | LV | 400 kVA :Building Structure | 0.4 | --> | 0.4 | 0 | 0 | Constrained, otherwise capacity available =358 kVA | --> | 0.38 | 0 | 0 | 0.386 | 0 |  | --> | C16 ex TUAM NORTH | Tuam North [T41,T42] | CLOON |  | 53.5162 | -8.8805
MV/LV Substation TH***088X |  | 10 kV | _ | LV | 630 kVA :Kiosk Substation | 0.63 | --> | 0.63 | 0 | 0 | Constrained, otherwise capacity available =506 kVA | --> | 0.598 | 0 | 0 | 0.5 | 0 |  | --> | C13 ex TUAM SOUTH | Tuam South [T42] | CLOON |  | 53.5163 | -8.8503
MV/LV Substation TH***095Y |  | 20 kV | _ | LV | 400 kVA :Kiosk Substation | 0.4 | --> | 0.4 | 0 | 0 | Constrained, otherwise capacity available =289 kVA | --> | 0.38 | 0 | 0.015 | 0.384 | 0 |  | --> | C23 ex TUAM NORTH | Tuam North [T41,T42] | CLOON |  | 53.5268 | -8.8535
MV/LV Substation MO***096X |  | 20 kV | _ | LV | 50 kVA :Pole Substation | 0.05 | --> | 0.05 | 0 | 0 | Constrained, otherwise capacity available =45 kVA | --> | 0.048 | 0 | 0 | 0.048 | 0 |  | --> | C17 ex BALLYGAR | Ballygar [T41,T42] | ATHLONE |  | 53.4883 | -8.5815
MV/LV Substation N1***097Y |  | 10 kV | _ | LV | 1000 kVA :Building Structure | 1 | --> | 1 | 0 | 0 | Constrained, otherwise capacity available =862 kVA | --> | 0.95 | 0 | 0 | 0.5 | 0 |  | --> | C15 ex TUAM NORTH | Tuam North [T41,T42] | CLOON |  | 53.5068 | -8.8819
MV/LV Substation CH***098Y |  | 20 kV | _ | LV | 200 kVA :Pole Substation | 0.2 | --> | 0.2 | 0 | 0 | Constrained, otherwise capacity available =167 kVA | --> | 0.19 | 0 | 0 | 0 | 0 | Constrained, otherwise capacity available =194 kW | --> | E13 ex HEADFORD | Headford [T41,T42] | CLOON |  | 53.5231 | -9.0922
MV/LV Substation CA***107X |  | 10 kV | _ | LV | 50 kVA :Pole Substation | 0.05 | --> | 0.05 | 0 | 0 | Constrained, otherwise capacity available =32 kVA | --> | 0.048 | 0 | 0 | 0.05 | 0 |  | --> | C16 ex TUAM NORTH | Tuam North [T41,T42] | CLOON |  | 53.4908 | -8.9337
MV/LV Substation CA***112X |  | 10 kV | _ | LV | 50 kVA :Pole Substation | 0.05 | --> | 0.05 | 0 | 0 | Constrained, otherwise capacity available =46 kVA | --> | 0.048 | 0 | 0.014 | 0.038 | 0 |  | --> | C16 ex CLAREGALWAY | Claregalway [T42,T421] | GALWAY 110KV |  | 53.3807 | -8.9245
MV/LV Substation PA***115 |  | 20 kV | _ | LV | 50 kVA :Pole Substation | 0.05 | --> | 0.05 | 0 | 0 | Constrained, otherwise capacity available =48 kVA | --> | 0.048 | 0 | 0 | 0 | 0 | Constrained, otherwise capacity available =48 kW | --> | E16 ex GLENAMADDY | Glenamaddy [T422] | ATHLONE |  | 53.5869 | -8.6111
MV/LV Substation CU***115X |  | 10 kV | _ | LV | 100 kVA :Pole Substation | 0.1 | --> | 0.1 | 0.081 | 10.7 |  | --> | 0.095 | 0 | 0 | 0.098 | 0 |  | --> | C22 ex CLOON | Cloon [T42,T421] | CLOON |  | 53.5172 | -8.8434
MV/LV Substation GO***116 |  | 10 kV | _ | LV | 630 kVA :Kiosk Substation | 0.63 | --> | 0.63 | 0.474 | 10.7 |  | --> | 0.598 | 0 | 0.055 | 0.5 | 0 | Constrained, otherwise capacity available =579 kW | --> | C22 ex CLOON | Cloon [T42,T421] | CLOON |  | 53.5198 | -8.8399
MV/LV Substation GO***133X |  | 20 kV | _ | LV | 50 kVA :Pole Substation | 0.05 | --> | 0.05 | 0 | 0 | Constrained, otherwise capacity available =50 kVA | --> | 0.048 | 0 | 0 | 0 | 0 | Constrained, otherwise capacity available =48 kW | --> | E16 ex GLENAMADDY | Glenamaddy [T422] | ATHLONE |  | 53.5971 | -8.5663
MV/LV Substation CU***134 |  | 20 kV | _ | LV | 630 kVA :Kiosk Substation | 0.63 | --> | 0.63 | 0 | 0 | Constrained, otherwise capacity available =479 kVA | --> | 0.598 | 0 | 0 | 0 | 0 | Constrained, otherwise capacity available =599 kW | --> | E17 ex HEADFORD | Headford [T41,T42] | CLOON |  | 53.4448 | -8.9872
MV/LV Substation KI***140X |  | 20 kV | _ | LV | 50 kVA :Pole Substation | 0.05 | --> | 0.05 | 0 | 0 | Constrained, otherwise capacity available =49 kVA | --> | 0.048 | 0 | 0 | 0 | 0 | Constrained, otherwise capacity available =48 kW | --> | E16 ex GLENAMADDY | Glenamaddy [T422] | ATHLONE |  | 53.5643 | -8.6454
MV/LV Substation WH***145 |  | 20 kV | _ | LV | 50 kVA :Pole Substation | 0.05 | --> | 0.05 | 0 | 0 | Constrained, otherwise capacity available =34 kVA | --> | 0.048 | 0 | 0 | 0 | 0 | Constrained, otherwise capacity available =50 kW | --> | E15 ex GLENAMADDY | Glenamaddy [T422] | ATHLONE |  | 53.6632 | -8.6357
MV/LV Substation CL***146Y |  | 20 kV | _ | LV | 50 kVA :Pole Substation | 0.05 | --> | 0.05 | 0 | 0 | Constrained, otherwise capacity available =37 kVA | --> | 0.048 | 0 | 0 | 0 | 0 | Constrained, otherwise capacity available =49 kW | --> | E16 ex GLENAMADDY | Glenamaddy [T422] | ATHLONE |  | 53.5608 | -8.6433
MV/LV Substation TI***147X |  | 10 kV | _ | LV | 50 kVA :Pole Substation | 0.05 | --> | 0.05 | 0.045 | 10.7 |  | --> | 0.048 | 0 | 0 | 0.048 | 0 |  | --> | C22 ex CLOON | Cloon [T42,T421] | CLOON |  | 53.5047 | -8.8592
MV/LV Substation CA***158 |  | 10 kV | _ | LV | 50 kVA :Pole Substation | 0.05 | --> | 0.05 | 0.048 | 10.7 |  | --> | 0.048 | 0 | 0 | 0.048 | 0 |  | --> | C14 ex CLOON | Cloon [T42,T421] | CLOON |  | 53.4364 | -8.8966
MV/LV Substation LA***165 |  | 10 kV | _ | LV | 200 kVA :Pole Substation | 0.2 | --> | 0.2 | 0 | 0 | Constrained, otherwise capacity available =193 kVA | --> | 0.19 | 0 | 0 | 0.191 | 0 |  | --> | C16 ex TUAM NORTH | Tuam North [T41,T42] | CLOON |  | 53.522 | -8.8818
MV/LV Substation TH***166Y |  | 10 kV | _ | LV | 200 kVA :Kiosk Substation | 0.2 | --> | 0.2 | 0 | 0 | Constrained, otherwise capacity available =162 kVA | --> | 0.19 | 0 | 0.004 | 0 | 0 | Constrained, otherwise capacity available =192 kW | --> | C18 ex HEADFORD | Headford [T41,T42] | CLOON |  | 53.4699 | -9.0982
MV/LV Substation CO***175 |  | 10 kV | _ | LV | 400 kVA :Kiosk Substation | 0.4 | --> | 0.4 | 0 | 0 | Constrained, otherwise capacity available =292 kVA | --> | 0.38 | 0 | 0 | 0.394 | 0 |  | --> | C16 ex TUAM NORTH | Tuam North [T41,T42] | CLOON |  | 53.4841 | -8.9374
MV/LV Substation AG***179Y |  | 20 kV | _ | LV | 50 kVA :Pole Substation | 0.05 | --> | 0.05 | 0 | 0 | Constrained, otherwise capacity available =50 kVA | --> | 0.048 | 0 | 0 | 0.048 | 0 |  | --> | C23 ex TUAM NORTH | Tuam North [T41,T42] | CLOON |  | 53.5769 | -9.025
MV/LV Substation FL***185Y |  | 20 kV | _ | LV | 50 kVA :Pole Substation | 0.05 | --> | 0.05 | 0 | 0 | Constrained, otherwise capacity available =48 kVA | --> | 0.048 | 0 | 0 | 0.048 | 0 |  | --> | C23 ex TUAM NORTH | Tuam North [T41,T42] | CLOON |  | 53.587 | -8.7746
MV/LV Substation CO***189X |  | 20 kV | _ | LV | 50 kVA :Pole Substation | 0.05 | --> | 0.05 | 0 | 0 | Constrained, otherwise capacity available =49 kVA | --> | 0.048 | 0 | 0 | 0 | 0 | Constrained, otherwise capacity available =48 kW | --> | E16 ex GLENAMADDY | Glenamaddy [T422] | ATHLONE |  | 53.4729 | -8.6529
MV/LV Substation ME***197 |  | 20 kV | _ | LV | 100 kVA :Pole Substation | 0.1 | --> | 0.1 | 0 | 0 | Constrained, otherwise capacity available =80 kVA | --> | 0.095 | 0 | 0.014 | 0 | 0 | Constrained, otherwise capacity available =87 kW | --> | E17 ex HEADFORD | Headford [T41,T42] | CLOON |  | 53.4674 | -9.1038
MV/LV Substation KI***199 |  | 20 kV | _ | LV | 50 kVA :Pole Substation | 0.05 | --> | 0.05 | 0 | 0 | Constrained, otherwise capacity available =46 kVA | --> | 0.048 | 0 | 0 | 0.048 | 0 |  | --> | C23 ex TUAM NORTH | Tuam North [T41,T42] | CLOON |  | 53.5471 | -8.8953
MV/LV Substation C/***202 |  | 10 kV | _ | LV | 50 kVA :Pole Substation | 0.05 | --> | 0.05 | 0 | 0 | Constrained, otherwise capacity available =44 kVA | --> | 0.048 | 0 | 0 | 0.048 | 0 |  | --> | C16 ex TUAM NORTH | Tuam North [T41,T42] | CLOON |  | 53.4916 | -9.0183
MV/LV Substation MO***204 |  | 10 kV | _ | LV | 50 kVA :Pole Substation | 0.05 | --> | 0.05 | 0 | 0 | Constrained, otherwise capacity available =46 kVA | --> | 0.048 | 0 | 0.005 | 0 | 0 | Constrained, otherwise capacity available =44 kW | --> | C14 ex HEADFORD | Headford [T41,T42] | CLOON |  | 53.5022 | -9.0236
MV/LV Substation EL***205X |  | 20 kV | _ | LV | 200 kVA :Kiosk Substation | 0.2 | --> | 0.2 | 0 | 0 | Constrained, otherwise capacity available =168 kVA | --> | 0.19 | 0 | 0 | 0 | 0 | Constrained, otherwise capacity available =194 kW | --> | E17 ex HEADFORD | Headford [T41,T42] | CLOON |  | 53.4676 | -9.1093
MV/LV Substation BR***210Y |  | 20 kV | _ | LV | 50 kVA :Pole Substation | 0.05 | --> | 0.05 | 0 | 0 | Constrained, otherwise capacity available =48 kVA | --> | 0.048 | 0 | 0 | 0 | 0 | Constrained, otherwise capacity available =48 kW | --> | E13 ex HEADFORD | Headford [T41,T42] | CLOON |  | 53.5174 | -9.1207
MV/LV Substation S/***217 |  | 10 kV | _ | LV | 30 kVA :Pole Substation | 0.03 | --> | 0.03 | 0 | 0 | Constrained, otherwise capacity available =22 kVA | --> | 0.028 | 0 | 0 | 0 | 0 | Constrained, otherwise capacity available =30 kW | --> | C14 ex HEADFORD | Headford [T41,T42] | CLOON |  | 53.4902 | -9.0235
MV/LV Substation MC***218X |  | 10 kV | _ | LV | 200 kVA :Pole Substation | 0.2 | --> | 0.2 | 0 | 0 | Constrained, otherwise capacity available =171 kVA | --> | 0.19 | 0 | 0 | 0.194 | 0 |  | --> | C16 ex TUAM NORTH | Tuam North [T41,T42] | CLOON |  | 53.4821 | -8.9472
MV/LV Substation CO***228Y |  | 10 kV | _ | LV | 50 kVA :Pole Substation | 0.05 | --> | 0.05 | 0.034 | 10.7 |  | --> | 0.048 | 0 | 0 | 0.05 | 0 |  | --> | C14 ex CLOON | Cloon [T42,T421] | CLOON |  | 53.438 | -8.8705
MV/LV Substation DU***241X |  | 20 kV | _ | LV | 200 kVA :Kiosk Substation | 0.2 | --> | 0.2 | 0 | 0 | Constrained, otherwise capacity available =161 kVA | --> | 0.19 | 0 | 0 | 0 | 0 | Constrained, otherwise capacity available =195 kW | --> | E21 ex GLENAMADDY | Glenamaddy [T422] | ATHLONE |  | 53.6194 | -8.7375
MV/LV Substation WA***246Y |  | 10 kV | _ | LV | 200 kVA :Kiosk Substation | 0.2 | --> | 0.2 | 0 | 0 | Constrained, otherwise capacity available =166 kVA | --> | 0.19 | 0 | 0 | 0.194 | 0 |  | --> | C13 ex TUAM SOUTH | Tuam South [T42] | CLOON |  | 53.5166 | -8.8513
MV/LV Substation LO***247 |  | 10 kV | _ | LV | 50 kVA :Pole Substation | 0.05 | --> | 0.05 | 0 | 0 | Constrained, otherwise capacity available =46 kVA | --> | 0.048 | 0 | 0 | 0 | 0 | Constrained, otherwise capacity available =48 kW | --> | C14 ex HEADFORD | Headford [T41,T42] | CLOON |  | 53.4721 | -9.0835
MV/LV Substation WE***247X |  | 10 kV | _ | LV | 200 kVA :Kiosk Substation | 0.2 | --> | 0.2 | 0 | 0 | Constrained, otherwise capacity available =171 kVA | --> | 0.19 | 0 | 0 | 0.194 | 0 |  | --> | C13 ex TUAM SOUTH | Tuam South [T42] | CLOON |  | 53.5136 | -8.8612
MV/LV Substation SH***267 |  | 20 kV | _ | LV | 100 kVA :Pole Substation | 0.1 | --> | 0.1 | 0 | 0 | Constrained, otherwise capacity available =60 kVA | --> | 0.095 | 0 | 0 | 0 | 0 | Constrained, otherwise capacity available =100 kW | --> | E13 ex HEADFORD | Headford [T41,T42] | CLOON |  | 53.5214 | -9.0896
MV/LV Substation DU***268X |  | 20 kV | _ | LV | 50 kVA :Pole Substation | 0.05 | --> | 0.05 | 0 | 0 | Constrained, otherwise capacity available =33 kVA | --> | 0.048 | 0 | 0 | 0 | 0 | Constrained, otherwise capacity available =50 kW | --> | E16 ex GLENAMADDY | Glenamaddy [T422] | ATHLONE |  | 53.6051 | -8.563
MV/LV Substation CA***270Y |  | 10 kV | _ | LV | 50 kVA :Pole Substation | 0.05 | --> | 0.05 | 0 | 0 | Constrained, otherwise capacity available =49 kVA | --> | 0.048 | 0 | 0.01 | 0.04 | 0 |  | --> | C17 ex TUAM NORTH | Tuam North [T41,T42] | CLOON |  | 53.5077 | -8.8357
MV/LV Substation TH***271Y |  | 20 kV | _ | LV | 400 kVA :Kiosk Substation | 0.4 | --> | 0.4 | 0 | 0 | Constrained, otherwise capacity available =337 kVA | --> | 0.38 | 0 | 0.029 | 0.367 | 0 |  | --> | C17 ex BALLYGAR | Ballygar [T41,T42] | ATHLONE |  | 53.487 | -8.5624
MV/LV Substation DA***273Y |  | 20 kV | _ | LV | 50 kVA :Pole Substation | 0.05 | --> | 0.05 | 0 | 0 | Constrained, otherwise capacity available =50 kVA | --> | 0.048 | 0 | 0 | 0 | 0 | Constrained, otherwise capacity available =48 kW | --> | E13 ex HEADFORD | Headford [T41,T42] | CLOON |  | 53.5257 | -9.0843
MV/LV Substation EU***275X |  | 20 kV | _ | LV | 400 kVA :Building Structure | 0.4 | --> | 0.4 | 0 | 0 | Constrained, otherwise capacity available =364 kVA | --> | 0.38 | 0 | 0 | 0 | 0 | Constrained, otherwise capacity available =385 kW | --> | E21 ex GLENAMADDY | Glenamaddy [T422] | ATHLONE |  | 53.619 | -8.7406
MV/LV Substation BA***276 |  | 20 kV | _ | LV | 50 kVA :Pole Substation | 0.05 | --> | 0.05 | 0 | 0 | Constrained, otherwise capacity available =44 kVA | --> | 0.048 | 0 | 0 | 0 | 0 | Constrained, otherwise capacity available =48 kW | --> | E13 ex HEADFORD | Headford [T41,T42] | CLOON |  | 53.5092 | -9.1885
MV/LV Substation DA***289 |  | 20 kV | _ | LV | 400 kVA :Kiosk Substation | 0.4 | --> | 0.4 | 0 | 0 | Constrained, otherwise capacity available =324 kVA | --> | 0.38 | 0 | 0 | 0 | 0 | Constrained, otherwise capacity available =390 kW | --> | E13 ex HEADFORD | Headford [T41,T42] | CLOON |  | 53.5299 | -9.0762
MV/LV Substation CL***296X |  | 10 kV | _ | LV | 200 kVA :Pole Substation | 0.2 | --> | 0.2 | 0.165 | 10.7 |  | --> | 0.19 | 0 | 0 | 0.195 | 0 |  | --> | C22 ex CLOON | Cloon [T42,T421] | CLOON |  | 53.4827 | -8.8405
MV/LV Substation WO***297X |  | 10 kV | _ | LV | 400 kVA :Kiosk Substation | 0.4 | --> | 0.4 | 0 | 0 | Constrained, otherwise capacity available =330 kVA | --> | 0.38 | 0 | 0.003 | 0.387 | 0 |  | --> | C15 ex TUAM NORTH | Tuam North [T41,T42] | CLOON |  | 53.5111 | -8.8693
MV/LV Substation BU***308X |  | 20 kV | _ | LV | 50 kVA :Pole Substation | 0.05 | --> | 0.05 | 0 | 0 | Constrained, otherwise capacity available =43 kVA | --> | 0.048 | 0 | 0 | 0 | 0 | Constrained, otherwise capacity available =48 kW | --> | E15 ex GLENAMADDY | Glenamaddy [T422] | ATHLONE |  | 53.6286 | -8.5569
MV/LV Substation CR***323Y |  | 20 kV | _ | LV | 50 kVA :Pole Substation | 0.05 | --> | 0.05 | 0 | 0 | Constrained, otherwise capacity available =38 kVA | --> | 0.048 | 0 | 0.003 | 0.047 | 0 |  | --> | E47 ex CLAREGALWAY | Claregalway [T42,T421] | GALWAY 110KV |  | 53.3998 | -8.7779
MV/LV Substation LI***325X |  | 10 kV | _ | LV | 400 kVA :Kiosk Substation | 0.4 | --> | 0.4 | 0 | 0 | Constrained, otherwise capacity available =278 kVA | --> | 0.38 | 0 | 0.013 | 0.387 | 0 |  | --> | C17 ex TUAM NORTH | Tuam North [T41,T42] | CLOON |  | 53.5234 | -8.8589
MV/LV Substation BA***333X |  | 10 kV | _ | LV | 50 kVA :Pole Substation | 0.05 | --> | 0.05 | 0 | 0 | Constrained, otherwise capacity available =46 kVA | --> | 0.048 | 0 | 0.011 | 0 | 0 | Constrained, otherwise capacity available =40 kW | --> | C14 ex HEADFORD | Headford [T41,T42] | CLOON |  | 53.4876 | -9.1029
MV/LV Substation M ***342X |  | 10 kV | _ | LV | 400 kVA :Kiosk Substation | 0.4 | --> | 0.4 | 0 | 0 | Constrained, otherwise capacity available =334 kVA | --> | 0.38 | 0 | 0.01 | 0.382 | 0 |  | --> | C15 ex TUAM NORTH | Tuam North [T41,T42] | CLOON |  | 53.5091 | -8.875
MV/LV Substation MA***350Y |  | 20 kV | _ | LV | 200 kVA :Pole Substation | 0.2 | --> | 0.2 | 0 | 0 | Constrained, otherwise capacity available =200 kVA | --> | 0.19 | 0 | 0 | 0 | 0 | Constrained, otherwise capacity available =190 kW | --> | E21 ex GLENAMADDY | Glenamaddy [T422] | ATHLONE |  | 53.6378 | -8.6394
MV/LV Substation RI***362X |  | 10 kV | _ | LV | 200 kVA :Kiosk Substation | 0.2 | --> | 0.2 | 0.139 | 10.7 |  | --> | 0.19 | 0 | 0.01 | 0.191 | 0 |  | --> | C22 ex CLOON | Cloon [T42,T421] | CLOON |  | 53.5116 | -8.8413
MV/LV Substation AI***369X |  | 10 kV | _ | LV | 50 kVA :Pole Substation | 0.05 | --> | 0.05 | 0 | 0 | Constrained, otherwise capacity available =30 kVA | --> | 0.048 | 0 | 0 | 0.05 | 0 |  | --> | C16 ex TUAM NORTH | Tuam North [T41,T42] | CLOON |  | 53.5299 | -8.8737
MV/LV Substation TH***370X |  | 10 kV | _ | LV | 200 kVA :Kiosk Substation | 0.2 | --> | 0.2 | 0 | 0 | Constrained, otherwise capacity available =165 kVA | --> | 0.19 | 0 | 0.025 | 0.176 | 0 |  | --> | C12 ex TUAM SOUTH | Tuam South [T42] | CLOON |  | 53.5196 | -8.843
MV/LV Substation KN***373 |  | 10 kV | _ | LV | 50 kVA :Pole Substation | 0.05 | --> | 0.05 | 0 | 0 | Constrained, otherwise capacity available =37 kVA | --> | 0.048 | 0 | 0.004 | 0.046 | 0 |  | --> | C16 ex CLAREGALWAY | Claregalway [T42,T421] | GALWAY 110KV |  | 53.3756 | -8.9211
MV/LV Substation ID***380Y |  | 10 kV | _ | LV | 50 kVA :Pole Substation | 0.05 | --> | 0.05 | 0 | 0 | Constrained, otherwise capacity available =49 kVA | --> | 0.048 | 0 | 0 | 0.048 | 0 |  | --> | C17 ex TUAM NORTH | Tuam North [T41,T42] | CLOON |  | 53.5231 | -8.8408
MV/LV Substation CL***382Y |  | 10 kV | _ | LV | 630 kVA :Building Structure | 0.63 | --> | 0.63 | 0.5 | 10.7 |  | --> | 0.598 | 0 | 0.005 | 0.5 | 0 | Constrained, otherwise capacity available =609 kW | --> | C22 ex CLOON | Cloon [T42,T421] | CLOON |  | 53.5092 | -8.849
MV/LV Substation KN***387X |  | 20 kV | _ | LV | 50 kVA :Pole Substation | 0.05 | --> | 0.05 | 0 | 0 | Constrained, otherwise capacity available =48 kVA | --> | 0.048 | 0 | 0.02 | 0 | 0 | Constrained, otherwise capacity available =33 kW | --> | E15 ex GLENAMADDY | Glenamaddy [T422] | ATHLONE |  | 53.6538 | -8.5621
MV/LV Substation PA***391Y |  | 10 kV | _ | LV | 400 kVA :Kiosk Substation | 0.4 | --> | 0.4 | 0 | 0 | Constrained, otherwise capacity available =400 kVA | --> | 0.38 | 0 | 0 | 0.38 | 0 |  | --> | C12 ex TUAM SOUTH | Tuam South [T42] | CLOON |  | 53.5235 | -8.8487
MV/LV Substation MO***397Y |  | 20 kV | _ | LV | 50 kVA :Pole Substation | 0.05 | --> | 0.05 | 0 | 0 | Constrained, otherwise capacity available =47 kVA | --> | 0.048 | 0 | 0 | 0.048 | 0 |  | --> | C17 ex BALLYGAR | Ballygar [T41,T42] | ATHLONE |  | 53.4881 | -8.5728
MV/LV Substation EL***4001 |  | 10 kV | _ | LV | 100 kVA :Pole Substation | 0.1 | --> | 0.1 | 0 | 0 | Constrained, otherwise capacity available =70 kVA | --> | 0.095 | 0 | 0.005 | 0 | 0 | Constrained, otherwise capacity available =95 kW | --> | C18 ex HEADFORD | Headford [T41,T42] | CLOON |  | 53.4683 | -9.1199
MV/LV Substation DU***4025 |  | 20 kV | _ | LV | 100 kVA :Pole Substation | 0.1 | --> | 0.1 | 0 | 0 | Constrained, otherwise capacity available =83 kVA | --> | 0.095 | 0 | 0.005 | 0 | 0 | Constrained, otherwise capacity available =94 kW | --> | E21 ex GLENAMADDY | Glenamaddy [T422] | ATHLONE |  | 53.6192 | -8.7491
MV/LV Substation MY***4045 |  | 20 kV | _ | LV | 50 kVA :Pole Substation | 0.05 | --> | 0.05 | 0 | 0 | Constrained, otherwise capacity available =50 kVA | --> | 0.048 | 0 | 0 | 0 | 0 | Constrained, otherwise capacity available =48 kW | --> | E13 ex HEADFORD | Headford [T41,T42] | CLOON |  | 53.4981 | -9.0815
MV/LV Substation LE***404Z |  | 20 kV | _ | LV | 50 kVA :Pole Substation | 0.05 | --> | 0.05 | 0 | 0 | Constrained, otherwise capacity available =44 kVA | --> | 0.048 | 0 | 0.01 | 0 | 0 | Constrained, otherwise capacity available =41 kW | --> | E16 ex GLENAMADDY | Glenamaddy [T422] | ATHLONE |  | 53.5728 | -8.626
MV/LV Substation WE***4052 |  | 10 kV | _ | LV | 100 kVA :Pole Substation | 0.1 | --> | 0.1 | 0 | 0 | Constrained, otherwise capacity available =86 kVA | --> | 0.095 | 0 | 0.01 | 0.09 | 0 |  | --> | C15 ex TUAM NORTH | Tuam North [T41,T42] | CLOON |  | 53.5189 | -8.876
MV/LV Substation TU***406 |  | 20 kV | _ | LV | 50 kVA :Pole Substation | 0.05 | --> | 0.05 | 0 | 0 | Constrained, otherwise capacity available =50 kVA | --> | 0.048 | 0 | 0 | 0.048 | 0 |  | --> | C23 ex TUAM NORTH | Tuam North [T41,T42] | CLOON |  | 53.522 | -8.8016
MV/LV Substation WI***4060 |  | 20 kV | _ | LV | 100 kVA :Pole Substation | 0.1 | --> | 0.1 | 0 | 0 | Constrained, otherwise capacity available =100 kVA | --> | 0.095 | 0 | 0 | 0 | 0 | Constrained, otherwise capacity available =95 kW | --> | E15 ex GLENAMADDY | Glenamaddy [T422] | ATHLONE |  | 53.6787 | -8.5461
MV/LV Substation FL***4065 |  | 20 kV | _ | LV | 200 kVA :Pole Substation | 0.2 | --> | 0.2 | 0 | 0 | Constrained, otherwise capacity available =200 kVA | --> | 0.19 | 0 | 0 | 0 | 0 | Constrained, otherwise capacity available =190 kW | --> | E15 ex GLENAMADDY | Glenamaddy [T422] | ATHLONE |  | 53.6609 | -8.6983
MV/LV Substation MI***4067 |  | 20 kV | _ | LV | 50 kVA :Pole Substation | 0.05 | --> | 0.05 | 0 | 0 | Constrained, otherwise capacity available =48 kVA | --> | 0.048 | 0 | 0 | 0.048 | 0 |  | --> | C23 ex TUAM NORTH | Tuam North [T41,T42] | CLOON |  | 53.5779 | -9.0802
MV/LV Substation KI***4076 |  | 20 kV | _ | LV | 50 kVA :Pole Substation | 0.05 | --> | 0.05 | 0 | 0 | Constrained, otherwise capacity available =41 kVA | --> | 0.048 | 0 | 0 | 0.049 | 0 |  | --> | C23 ex TUAM NORTH | Tuam North [T41,T42] | CLOON |  | 53.5299 | -8.8477
MV/LV Substation LE***4083 |  | 20 kV | _ | LV | 100 kVA :Pole Substation | 0.1 | --> | 0.1 | 0 | 0 | Constrained, otherwise capacity available =74 kVA | --> | 0.095 | 0 | 0.04 | 0 | 0 | Constrained, otherwise capacity available =69 kW | --> | E21 ex GLENAMADDY | Glenamaddy [T422] | ATHLONE |  | 53.6035 | -8.6023
MV/LV Substation VI***4090 |  | 10 kV | _ | LV | 400 kVA :Kiosk Substation | 0.4 | --> | 0.4 | 0.16 | 10.7 |  | --> | 0.38 | 0 | 0.015 | 0.4 | 0 |  | --> | C22 ex CLOON | Cloon [T42,T421] | CLOON |  | 53.514 | -8.8517
MV/LV Substation FR***4097 |  | 10 kV | _ | LV | 630 kVA :Kiosk Substation | 0.63 | --> | 0.63 | 0.5 | 10.7 |  | --> | 0.598 | 0 | 0.006 | 0.5 | 0 | Constrained, otherwise capacity available =610 kW | --> | C22 ex CLOON | Cloon [T42,T421] | CLOON |  | 53.5123 | -8.8477
MV/LV Substation JO***4143 |  | 20 kV | _ | LV | 630 kVA :Building Structure | 0.63 | --> | 0.63 | 0 | 0 | Constrained, otherwise capacity available =353 kVA | --> | 0.598 | 0 | 0.055 | 0 | 0 | Constrained, otherwise capacity available =594 kW | --> | E17 ex HEADFORD | Headford [T41,T42] | CLOON |  | 53.4684 | -9.1086
MV/LV Substation WE***415Y |  | 10 kV | _ | LV | 400 kVA :Building Structure | 0.4 | --> | 0.4 | 0 | 0 | Constrained, otherwise capacity available =397 kVA | --> | 0.38 | 0 | 0 | 0.38 | 0 |  | --> | C15 ex TUAM NORTH | Tuam North [T41,T42] | CLOON |  | 53.5074 | -8.874
MV/LV Substation MI***4185 |  | 20 kV | _ | LV | 50 kVA :Pole Substation | 0.05 | --> | 0.05 | 0 | 0 | Constrained, otherwise capacity available =50 kVA | --> | 0.048 | 0 | 0 | 0.048 | 0 |  | --> | C23 ex TUAM NORTH | Tuam North [T41,T42] | CLOON |  | 53.6131 | -8.9053
MV/LV Substation MA***418Y |  | 10 kV | _ | LV | 200 kVA :Kiosk Substation | 0.2 | --> | 0.2 | 0 | 0 | Constrained, otherwise capacity available =57 kVA | --> | 0.19 | 0 | 0 | 0 | 0 | Constrained, otherwise capacity available =209 kW | --> | C18 ex HEADFORD | Headford [T41,T42] | CLOON |  | 53.4701 | -9.105
MV/LV Substation TH***4193 |  | 10 kV | _ | LV | 400 kVA :Kiosk Substation | 0.4 | --> | 0.4 | 0.224 | 10.7 |  | --> | 0.38 | 0 | 0.032 | 0.38 | 0 |  | --> | C22 ex CLOON | Cloon [T42,T421] | CLOON |  | 53.5123 | -8.8522
MV/LV Substation HA***4201 |  | 10 kV | _ | LV | 400 kVA :Kiosk Substation | 0.4 | --> | 0.4 | 0 | 0 | Constrained, otherwise capacity available =312 kVA | --> | 0.38 | 0 | 0.035 | 0.366 | 0 |  | --> | C15 ex TUAM NORTH | Tuam North [T41,T42] | CLOON |  | 53.5098 | -8.8656
MV/LV Substation VA***4238 |  | 10 kV | _ | LV | 630 kVA :Kiosk Substation | 0.63 | --> | 0.63 | 0 | 0 | Constrained, otherwise capacity available =474 kVA | --> | 0.598 | 0 | 0.04 | 0.5 | 0 |  | --> | C12 ex TUAM SOUTH | Tuam South [T42] | CLOON |  | 53.522 | -8.8446
MV/LV Substation RY***4276 |  | 20 kV | _ | LV | 50 kVA :Pole Substation | 0.05 | --> | 0.05 | 0 | 0 | Constrained, otherwise capacity available =42 kVA | --> | 0.048 | 0 | 0 | 0.049 | 0 |  | --> | C23 ex TUAM NORTH | Tuam North [T41,T42] | CLOON |  | 53.5307 | -8.7302
MV/LV Substation LI***4284 |  | 20 kV | _ | LV | 50 kVA :Pole Substation | 0.05 | --> | 0.05 | 0 | 0 | Constrained, otherwise capacity available =44 kVA | --> | 0.048 | 0 | 0 | 0.048 | 0 |  | --> | C23 ex TUAM NORTH | Tuam North [T41,T42] | CLOON |  | 53.5948 | -8.9359
MV/LV Substation JP***4285 |  | 10 kV | _ | LV | 200 kVA :Pole Substation | 0.2 | --> | 0.2 | 0 | 0 | Constrained, otherwise capacity available =109 kVA | --> | 0.19 | 0 | 0.11 | 0.119 | 0 |  | --> | C16 ex CLAREGALWAY | Claregalway [T42,T421] | GALWAY 110KV |  | 53.3765 | -8.9175
MV/LV Substation WE***4288 |  | 10 kV | _ | LV | 50 kVA :Pole Substation | 0.05 | --> | 0.05 | 0.046 | 10.7 |  | --> | 0.048 | 0 | 0 | 0.048 | 0 |  | --> | C14 ex CLOON | Cloon [T42,T421] | CLOON |  | 53.4784 | -8.8306
MV/LV Substation CU***4300 |  | 10 kV | _ | LV | 630 kVA :Kiosk Substation | 0.63 | --> | 0.63 | 0.5 | 10.7 |  | --> | 0.598 | 0 | 0.083 | 0.5 | 0 | Constrained, otherwise capacity available =548 kW | --> | C22 ex CLOON | Cloon [T42,T421] | CLOON |  | 53.5103 | -8.858
MV/LV Substation LI***4310 |  | 10 kV | _ | LV | 400 kVA :Kiosk Substation | 0.4 | --> | 0.4 | 0 | 0 | Constrained, otherwise capacity available =318 kVA | --> | 0.38 | 0 | 0 | 0.391 | 0 |  | --> | C15 ex TUAM NORTH | Tuam North [T41,T42] | CLOON |  | 53.5076 | -8.872
MV/LV Substation KI***4318 |  | 10 kV | _ | LV | 50 kVA :Pole Substation | 0.05 | --> | 0.05 | 0 | 0 | Constrained, otherwise capacity available =42 kVA | --> | 0.048 | 0 | 0 | 0 | 0 | Constrained, otherwise capacity available =49 kW | --> | C14 ex HEADFORD | Headford [T41,T42] | CLOON |  | 53.5023 | -9.0463
MV/LV Substation GL***4334 |  | 20 kV | _ | LV | 100 kVA :Pole Substation | 0.1 | --> | 0.1 | 0 | 0 | Constrained, otherwise capacity available =100 kVA | --> | 0.095 | 0 | 0 | 0 | 0 | Constrained, otherwise capacity available =95 kW | --> | E15 ex GLENAMADDY | Glenamaddy [T422] | ATHLONE |  | 53.6072 | -8.5446
MV/LV Substation CA***4337 |  | 20 kV | _ | LV | 200 kVA :Pole Substation | 0.2 | --> | 0.2 | 0 | 0 | Constrained, otherwise capacity available =106 kVA | --> | 0.19 | 0 | 0 | 0.202 | 0 |  | --> | C23 ex TUAM NORTH | Tuam North [T41,T42] | CLOON |  | 53.6027 | -8.7925
MV/LV Substation KI***433Y |  | 20 kV | _ | LV | 100 kVA :Pole Substation | 0.1 | --> | 0.1 | 0 | 0 | Constrained, otherwise capacity available =100 kVA | --> | 0.095 | 0 | 0 | 0.095 | 0 |  | --> | C23 ex TUAM NORTH | Tuam North [T41,T42] | CLOON |  | 53.5656 | -9.0269
MV/LV Substation GL***4344 |  | 20 kV | _ | LV | 50 kVA :Pole Substation | 0.05 | --> | 0.05 | 0 | 0 | Constrained, otherwise capacity available =50 kVA | --> | 0.048 | 0 | 0 | 0 | 0 | Constrained, otherwise capacity available =48 kW | --> | E15 ex GLENAMADDY | Glenamaddy [T422] | ATHLONE |  | 53.6042 | -8.5527
MV/LV Substation ST***434Y |  | 10 kV | _ | LV | 200 kVA :Pole Substation | 0.2 | --> | 0.2 | 0 | 0 | Constrained, otherwise capacity available =169 kVA | --> | 0.19 | 0 | 0.005 | 0 | 0 | Constrained, otherwise capacity available =191 kW | --> | C14 ex HEADFORD | Headford [T41,T42] | CLOON |  | 53.487 | -9.0265
MV/LV Substation OP***4353 |  | 10 kV | _ | LV | 400 kVA :Building Structure | 0.4 | --> | 0.4 | 0 | 0 | Constrained, otherwise capacity available =364 kVA | --> | 0.38 | 0 | 0.03 | 0 | 0 | Constrained, otherwise capacity available =363 kW | --> | C18 ex HEADFORD | Headford [T41,T42] | CLOON |  | 53.4708 | -9.1015
MV/LV Substation ST***4358 |  | 10 kV | _ | LV | 100 kVA :Pole Substation | 0.1 | --> | 0.1 | 0.097 | 10.7 |  | --> | 0.095 | 0 | 0 | 0.096 | 0 |  | --> | C22 ex CLOON | Cloon [T42,T421] | CLOON |  | 53.5158 | -8.8441
MV/LV Substation TU***437X |  | 20 kV | _ | LV | 50 kVA :Pole Substation | 0.05 | --> | 0.05 | 0 | 0 | Constrained, otherwise capacity available =43 kVA | --> | 0.048 | 0 | 0 | 0.048 | 0 |  | --> | C23 ex TUAM NORTH | Tuam North [T41,T42] | CLOON |  | 53.5699 | -9.0949
MV/LV Substation CA***438Z |  | 20 kV | _ | LV | 50 kVA :Pole Substation | 0.05 | --> | 0.05 | 0 | 0 | Constrained, otherwise capacity available =44 kVA | --> | 0.048 | 0 | 0 | 0 | 0 | Constrained, otherwise capacity available =48 kW | --> | E13 ex HEADFORD | Headford [T41,T42] | CLOON |  | 53.5044 | -9.073
MV/LV Substation FO***4399 |  | 20 kV | _ | LV | 50 kVA :Pole Substation | 0.05 | --> | 0.05 | 0 | 0 | Constrained, otherwise capacity available =50 kVA | --> | 0.048 | 0 | 0 | 0.048 | 0 |  | --> | C23 ex TUAM NORTH | Tuam North [T41,T42] | CLOON |  | 53.5337 | -8.8237
MV/LV Substation TR***4418 |  | 10 kV | _ | LV | 630 kVA :Building Structure | 0.63 | --> | 0.63 | 0.5 | 10.7 |  | --> | 0.598 | 0 | 0.046 | 0.5 | 0 | Constrained, otherwise capacity available =581 kW | --> | C22 ex CLOON | Cloon [T42,T421] | CLOON |  | 53.5114 | -8.8506
MV/LV Substation CU***4432 |  | 10 kV | _ | LV | 50 kVA :Pole Substation | 0.05 | --> | 0.05 | 0 | 0 | Constrained, otherwise capacity available =50 kVA | --> | 0.048 | 0 | 0 | 0.048 | 0 |  | --> | C16 ex CLAREGALWAY | Claregalway [T42,T421] | GALWAY 110KV |  | 53.4296 | -8.9025
MV/LV Substation BA***4439 |  | 20 kV | _ | LV | 50 kVA :Pole Substation | 0.05 | --> | 0.05 | 0 | 0 | Constrained, otherwise capacity available =49 kVA | --> | 0.048 | 0 | 0 | 0 | 0 | Constrained, otherwise capacity available =48 kW | --> | E15 ex GLENAMADDY | Glenamaddy [T422] | ATHLONE |  | 53.5986 | -8.4922
MV/LV Substation SU***4443 |  | 10 kV | _ | LV | 630 kVA :Building Structure | 0.63 | --> | 0.63 | 0 | 0 | Constrained, otherwise capacity available =298 kVA | --> | 0.598 | 0 | 0 | 0.5 | 0 |  | --> | C15 ex TUAM NORTH | Tuam North [T41,T42] | CLOON |  | 53.5083 | -8.8712
MV/LV Substation MA***4449 |  | 20 kV | _ | LV | 200 kVA :Pole Substation | 0.2 | --> | 0.2 | 0 | 0 | Constrained, otherwise capacity available =123 kVA | --> | 0.19 | 0 | 0 | 0 | 0 | Constrained, otherwise capacity available =200 kW | --> | E17 ex HEADFORD | Headford [T41,T42] | CLOON |  | 53.4278 | -9.0451
MV/LV Substation CA***444Y |  | 10 kV | _ | LV | 50 kVA :Pole Substation | 0.05 | --> | 0.05 | 0 | 0 | Constrained, otherwise capacity available =49 kVA | --> | 0.048 | 0 | 0 | 0.048 | 0 |  | --> | C16 ex TUAM NORTH | Tuam North [T41,T42] | CLOON |  | 53.4881 | -8.9543
MV/LV Substation GL***446Y |  | 20 kV | _ | LV | 50 kVA :Pole Substation | 0.05 | --> | 0.05 | 0 | 0 | Constrained, otherwise capacity available =32 kVA | --> | 0.048 | 0 | 0 | 0 | 0 | Constrained, otherwise capacity available =50 kW | --> | E13 ex HEADFORD | Headford [T41,T42] | CLOON |  | 53.5043 | -9.2053
MV/LV Substation GI***4470 |  | 20 kV | _ | LV | 50 kVA :Pole Substation | 0.05 | --> | 0.05 | 0 | 0 | Constrained, otherwise capacity available =50 kVA | --> | 0.048 | 0 | 0 | 0.048 | 0 |  | --> | C23 ex TUAM NORTH | Tuam North [T41,T42] | CLOON |  | 53.5432 | -8.7554
MV/LV Substation LA***4498 |  | 20 kV | _ | LV | 400 kVA :Kiosk Substation | 0.4 | --> | 0.4 | 0 | 0 | Constrained, otherwise capacity available =400 kVA | --> | 0.38 | 0 | 0 | 0 | 0 | Constrained, otherwise capacity available =380 kW | --> | E15 ex GLENAMADDY | Glenamaddy [T422] | ATHLONE |  | 53.607 | -8.5559
MV/LV Substation CO***450Z |  | 10 kV | _ | LV | 50 kVA :Pole Substation | 0.05 | --> | 0.05 | 0.031 | 10.7 |  | --> | 0.048 | 0 | 0.004 | 0.047 | 0 |  | --> | C14 ex CLOON | Cloon [T42,T421] | CLOON |  | 53.4399 | -8.8758
MV/LV Substation HY***4553 |  | 10 kV | _ | LV | 400 kVA :Building Structure | 0.4 | --> | 0.4 | 0.4 | 10.7 |  | --> | 0.38 | 0 | 0 | 0.38 | 0 |  | --> | C22 ex CLOON | Cloon [T42,T421] | CLOON |  | 53.5004 | -8.8445
MV/LV Substation SH***4585 |  | 20 kV | _ | LV | 100 kVA :Pole Substation | 0.1 | --> | 0.1 | 0 | 0 | Constrained, otherwise capacity available =100 kVA | --> | 0.095 | 0 | 0 | 0 | 0 | Constrained, otherwise capacity available =95 kW | --> | E13 ex HEADFORD | Headford [T41,T42] | CLOON |  | 53.5291 | -9.0815
MV/LV Substation SU***4589 |  | 20 kV | _ | LV | 50 kVA :Pole Substation | 0.05 | --> | 0.05 | 0 | 0 | Constrained, otherwise capacity available =46 kVA | --> | 0.048 | 0 | 0 | 0.048 | 0 |  | --> | C17 ex BALLYGAR | Ballygar [T41,T42] | ATHLONE |  | 53.4946 | -8.601
MV/LV Substation KN***4600 |  | 20 kV | _ | LV | 50 kVA :Pole Substation | 0.05 | --> | 0.05 | 0 | 0 | Constrained, otherwise capacity available =50 kVA | --> | 0.048 | 0 | 0 | 0.048 | 0 |  | --> | C17 ex TUAM NORTH | Tuam North [T41,T42] | CLOON |  | 53.4824 | -8.7102
MV/LV Substation HO***4603 |  | 10 kV | _ | LV | 200 kVA :Kiosk Substation | 0.2 | --> | 0.2 | 0 | 0 | Constrained, otherwise capacity available =200 kVA | --> | 0.19 | 0 | 0 | 0 | 0 | Constrained, otherwise capacity available =190 kW | --> | C18 ex HEADFORD | Headford [T41,T42] | CLOON |  | 53.4889 | -9.1027
MV/LV Substation BU***4617 |  | 20 kV | _ | LV | 50 kVA :Pole Substation | 0.05 | --> | 0.05 | 0 | 0 | Constrained, otherwise capacity available =50 kVA | --> | 0.048 | 0 | 0 | 0 | 0 | Constrained, otherwise capacity available =48 kW | --> | E17 ex HEADFORD | Headford [T41,T42] | CLOON |  | 53.4305 | -9.0165
MV/LV Substation AB***4646 |  | 20 kV | _ | LV | 50 kVA :Pole Substation | 0.05 | --> | 0.05 | 0 | 0 | Constrained, otherwise capacity available =50 kVA | --> | 0.048 | 0 | 0 | 0 | 0 | Constrained, otherwise capacity available =48 kW | --> | E16 ex GLENAMADDY | Glenamaddy [T422] | ATHLONE |  | 53.4397 | -8.7302
MV/LV Substation AN***467Y |  | 10 kV | _ | LV | 50 kVA :Pole Substation | 0.05 | --> | 0.05 | 0 | 0 | Constrained, otherwise capacity available =39 kVA | --> | 0.048 | 0 | 0 | 0 | 0 | Constrained, otherwise capacity available =49 kW | --> | C18 ex HEADFORD | Headford [T41,T42] | CLOON |  | 53.446 | -9.1973
MV/LV Substation AR***468X |  | 20 kV | _ | LV | 100 kVA :Pole Substation | 0.1 | --> | 0.1 | 0 | 0 | Constrained, otherwise capacity available =98 kVA | --> | 0.095 | 0 | 0 | 0.095 | 0 |  | --> | C23 ex TUAM NORTH | Tuam North [T41,T42] | CLOON |  | 53.5742 | -9.0051
MV/LV Substation QU***468Y |  | 20 kV | _ | LV | 100 kVA :Pole Substation | 0.1 | --> | 0.1 | 0 | 0 | Constrained, otherwise capacity available =99 kVA | --> | 0.095 | 0 | 0 | 0.095 | 0 |  | --> | C23 ex TUAM NORTH | Tuam North [T41,T42] | CLOON |  | 53.557 | -8.8009
MV/LV Substation CO***468Z |  | 10 kV | _ | LV | 200 kVA :Pole Substation | 0.2 | --> | 0.2 | 0.141 | 10.7 |  | --> | 0.19 | 0 | 0 | 0.198 | 0 |  | --> | C14 ex CLOON | Cloon [T42,T421] | CLOON |  | 53.4381 | -8.8623
MV/LV Substation PA***476Z |  | 20 kV | _ | LV | 200 kVA :Pole Substation | 0.2 | --> | 0.2 | 0 | 0 | Constrained, otherwise capacity available =185 kVA | --> | 0.19 | 0 | 0 | 0.192 | 0 |  | --> | C23 ex TUAM NORTH | Tuam North [T41,T42] | CLOON |  | 53.5922 | -8.773
MV/LV Substation BR***479 |  | 20 kV | _ | LV | 50 kVA :Pole Substation | 0.05 | --> | 0.05 | 0 | 0 | Constrained, otherwise capacity available =47 kVA | --> | 0.048 | 0 | 0.006 | 0.043 | 0 |  | --> | C23 ex TUAM NORTH | Tuam North [T41,T42] | CLOON |  | 53.5664 | -8.7925
MV/LV Substation CA***496 |  | 20 kV | _ | LV | 50 kVA :Pole Substation | 0.05 | --> | 0.05 | 0 | 0 | Constrained, otherwise capacity available =49 kVA | --> | 0.048 | 0 | 0 | 0.048 | 0 |  | --> | C23 ex TUAM NORTH | Tuam North [T41,T42] | CLOON |  | 53.5787 | -8.7893
MV/LV Substation GA***516X |  | 10 kV | _ | LV | 50 kVA :Pole Substation | 0.05 | --> | 0.05 | 0 | 0 | Constrained, otherwise capacity available =35 kVA | --> | 0.048 | 0 | 0 | 0.049 | 0 |  | --> | C15 ex TUAM NORTH | Tuam North [T41,T42] | CLOON |  | 53.5256 | -8.8703
MV/LV Substation BA***518 |  | 20 kV | _ | LV | 100 kVA :Pole Substation | 0.1 | --> | 0.1 | 0 | 0 | Constrained, otherwise capacity available =81 kVA | --> | 0.095 | 0 | 0 | 0 | 0 | Constrained, otherwise capacity available =98 kW | --> | E21 ex GLENAMADDY | Glenamaddy [T422] | ATHLONE |  | 53.6221 | -8.7318
MV/LV Substation AI***519X |  | 10 kV | _ | LV | 50 kVA :Pole Substation | 0.05 | --> | 0.05 | 0 | 0 | Constrained, otherwise capacity available =38 kVA | --> | 0.048 | 0 | 0.002 | 0.048 | 0 |  | --> | C16 ex TUAM NORTH | Tuam North [T41,T42] | CLOON |  | 53.5266 | -8.8751
MV/LV Substation BE***521X |  | 10 kV | _ | LV | 1000 kVA :Building Structure | 1 | --> | 1 | 0 | 0 | Constrained, otherwise capacity available =969 kVA | --> | 0.95 | 0 | 0 | 0.5 | 0 |  | --> | C16 ex TUAM NORTH | Tuam North [T41,T42] | CLOON |  | 53.5297 | -8.8787
MV/LV Substation CO***521Z |  | 20 kV | _ | LV | 100 kVA :Pole Substation | 0.1 | --> | 0.1 | 0 | 0 | Constrained, otherwise capacity available =51 kVA | --> | 0.095 | 0 | 0.01 | 0 | 0 | Constrained, otherwise capacity available =94 kW | --> | E15 ex GLENAMADDY | Glenamaddy [T422] | ATHLONE |  | 53.6065 | -8.5564
MV/LV Substation GL***530Y |  | 20 kV | _ | LV | 50 kVA :Pole Substation | 0.05 | --> | 0.05 | 0 | 0 | Constrained, otherwise capacity available =40 kVA | --> | 0.048 | 0 | 0 | 0 | 0 | Constrained, otherwise capacity available =49 kW | --> | E16 ex GLENAMADDY | Glenamaddy [T422] | ATHLONE |  | 53.5833 | -8.5635
MV/LV Substation HA***544Y |  | 20 kV | _ | LV | 50 kVA :Pole Substation | 0.05 | --> | 0.05 | 0 | 0 | Constrained, otherwise capacity available =50 kVA | --> | 0.048 | 0 | 0 | 0.048 | 0 |  | --> | C23 ex TUAM NORTH | Tuam North [T41,T42] | CLOON |  | 53.5178 | -8.8253
MV/LV Substation ME***559 |  | 20 kV | _ | LV | 50 kVA :Pole Substation | 0.05 | --> | 0.05 | 0 | 0 | Constrained, otherwise capacity available =48 kVA | --> | 0.048 | 0 | 0 | 0 | 0 | Constrained, otherwise capacity available =48 kW | --> | E21 ex GLENAMADDY | Glenamaddy [T422] | ATHLONE |  | 53.6293 | -8.7138
MV/LV Substation MI***563X |  | 20 kV | _ | LV | 400 kVA :Kiosk Substation | 0.4 | --> | 0.4 | 0 | 0 | Constrained, otherwise capacity available =298 kVA | --> | 0.38 | 0 | 0.031 | 0.371 | 0 |  | --> | C23 ex TUAM NORTH | Tuam North [T41,T42] | CLOON |  | 53.6158 | -8.9001
MV/LV Substation MI***564X |  | 20 kV | _ | LV | 200 kVA :Pole Substation | 0.2 | --> | 0.2 | 0 | 0 | Constrained, otherwise capacity available =159 kVA | --> | 0.19 | 0 | 0 | 0.196 | 0 |  | --> | C23 ex TUAM NORTH | Tuam North [T41,T42] | CLOON |  | 53.6115 | -8.8965
MV/LV Substation MY***568Y |  | 10 kV | _ | LV | 100 kVA :Pole Substation | 0.1 | --> | 0.1 | 0.087 | 10.7 |  | --> | 0.095 | 0 | 0.006 | 0.092 | 0 |  | --> | C14 ex CLOON | Cloon [T42,T421] | CLOON |  | 53.4408 | -8.8817
MV/LV Substation KE***569Z |  | 20 kV | _ | LV | 50 kVA :Pole Substation | 0.05 | --> | 0.05 | 0 | 0 | Constrained, otherwise capacity available =50 kVA | --> | 0.048 | 0 | 0 | 0 | 0 | Constrained, otherwise capacity available =48 kW | --> | E17 ex HEADFORD | Headford [T41,T42] | CLOON |  | 53.4221 | -9.1071
MV/LV Substation KN***570Y |  | 10 kV | _ | LV | 400 kVA :Building Structure | 0.4 | --> | 0.4 | 0 | 0 | Constrained, otherwise capacity available =395 kVA | --> | 0.38 | 0 | 0.005 | 0.377 | 0 |  | --> | C16 ex CLAREGALWAY | Claregalway [T42,T421] | GALWAY 110KV |  | 53.3898 | -8.917
MV/LV Substation CO***573Y |  | 20 kV | _ | LV | 100 kVA :Pole Substation | 0.1 | --> | 0.1 | 0 | 0 | Constrained, otherwise capacity available =47 kVA | --> | 0.095 | 0 | 0 | 0 | 0 | Constrained, otherwise capacity available =102 kW | --> | E15 ex GLENAMADDY | Glenamaddy [T422] | ATHLONE |  | 53.6714 | -8.5703
MV/LV Substation MI***579X |  | 20 kV | _ | LV | 50 kVA :Pole Substation | 0.05 | --> | 0.05 | 0 | 0 | Constrained, otherwise capacity available =41 kVA | --> | 0.048 | 0 | 0.006 | 0.044 | 0 |  | --> | C23 ex TUAM NORTH | Tuam North [T41,T42] | CLOON |  | 53.6163 | -8.9042
MV/LV Substation FR***586Y |  | 20 kV | _ | LV | 50 kVA :Pole Substation | 0.05 | --> | 0.05 | 0 | 0 | Constrained, otherwise capacity available =50 kVA | --> | 0.048 | 0 | 0 | 0 | 0 | Constrained, otherwise capacity available =48 kW | --> | E13 ex HEADFORD | Headford [T41,T42] | CLOON |  | 53.5685 | -9.1458
MV/LV Substation LU***593Y |  | 20 kV | _ | LV | 100 kVA :Pole Substation | 0.1 | --> | 0.1 | 0 | 0 | Constrained, otherwise capacity available =60 kVA | --> | 0.095 | 0 | 0 | 0 | 0 | Constrained, otherwise capacity available =100 kW | --> | E17 ex HEADFORD | Headford [T41,T42] | CLOON |  | 53.4169 | -9.0593
MV/LV Substation LI***594 |  | 20 kV | _ | LV | 50 kVA :Pole Substation | 0.05 | --> | 0.05 | 0 | 0 | Constrained, otherwise capacity available =48 kVA | --> | 0.048 | 0 | 0 | 0 | 0 | Constrained, otherwise capacity available =48 kW | --> | E21 ex GLENAMADDY | Glenamaddy [T422] | ATHLONE |  | 53.6372 | -8.6693
MV/LV Substation TI***601Y |  | 20 kV | _ | LV | 200 kVA :Pole Substation | 0.2 | --> | 0.2 | 0 | 0 | Constrained, otherwise capacity available =135 kVA | --> | 0.19 | 0 | 0 | 0 | 0 | Constrained, otherwise capacity available =199 kW | --> | E16 ex GLENAMADDY | Glenamaddy [T422] | ATHLONE |  | 53.5843 | -8.6473
MV/LV Substation CA***602X |  | 20 kV | _ | LV | 50 kVA :Pole Substation | 0.05 | --> | 0.05 | 0 | 0 | Constrained, otherwise capacity available =45 kVA | --> | 0.048 | 0 | 0.003 | 0.046 | 0 |  | --> | C23 ex TUAM NORTH | Tuam North [T41,T42] | CLOON |  | 53.6291 | -8.945
MV/LV Substation HE***613Y |  | 20 kV | _ | LV | 50 kVA :Pole Substation | 0.05 | --> | 0.05 | 0 | 0 | Constrained, otherwise capacity available =50 kVA | --> | 0.048 | 0 | 0 | 0 | 0 | Constrained, otherwise capacity available =48 kW | --> | E17 ex HEADFORD | Headford [T41,T42] | CLOON |  | 53.466 | -9.1046
MV/LV Substation BR***616X |  | 10 kV | _ | LV | 50 kVA :Pole Substation | 0.05 | --> | 0.05 | 0 | 0 | Constrained, otherwise capacity available =38 kVA | --> | 0.048 | 0 | 0.005 | 0 | 0 | Constrained, otherwise capacity available =46 kW | --> | C18 ex HEADFORD | Headford [T41,T42] | CLOON |  | 53.4731 | -9.0982
MV/LV Substation GL***616Y |  | 20 kV | _ | LV | 50 kVA :Pole Substation | 0.05 | --> | 0.05 | 0 | 0 | Constrained, otherwise capacity available =20 kVA | --> | 0.048 | 0 | 0 | 0 | 0 | Constrained, otherwise capacity available =51 kW | --> | E15 ex GLENAMADDY | Glenamaddy [T422] | ATHLONE |  | 53.6306 | -8.5684
MV/LV Substation HE***617X |  | 10 kV | _ | LV | 200 kVA :Pole Substation | 0.2 | --> | 0.2 | 0 | 0 | Constrained, otherwise capacity available =149 kVA | --> | 0.19 | 0 | 0.01 | 0 | 0 | Constrained, otherwise capacity available =190 kW | --> | C18 ex HEADFORD | Headford [T41,T42] | CLOON |  | 53.4705 | -9.0996
MV/LV Substation HE***618X |  | 10 kV | _ | LV | 200 kVA :Pole Substation | 0.2 | --> | 0.2 | 0 | 0 | Constrained, otherwise capacity available =114 kVA | --> | 0.19 | 0 | 0.015 | 0 | 0 | Constrained, otherwise capacity available =190 kW | --> | C18 ex HEADFORD | Headford [T41,T42] | CLOON |  | 53.4711 | -9.1077
MV/LV Substation QU***623Z |  | 20 kV | _ | LV | 1000 kVA :Building Structure | 1 | --> | 1 | 0 | 0 | Constrained, otherwise capacity available =1000 kVA | --> | 0.95 | 0 | 0 | 0 | 0 | Constrained, otherwise capacity available =950 kW | --> | E15 ex GLENAMADDY | Glenamaddy [T422] | ATHLONE |  | 53.6769 | -8.6301
MV/LV Substation BO***629Y |  | 10 kV | _ | LV | 200 kVA :Pole Substation | 0.2 | --> | 0.2 | 0 | 0 | Constrained, otherwise capacity available =178 kVA | --> | 0.19 | 0 | 0 | 0 | 0 | Constrained, otherwise capacity available =193 kW | --> | C14 ex HEADFORD | Headford [T41,T42] | CLOON |  | 53.4703 | -9.0222
MV/LV Substation K/***637Y |  | 20 kV | _ | LV | 200 kVA :Pole Substation | 0.2 | --> | 0.2 | 0 | 0 | Constrained, otherwise capacity available =121 kVA | --> | 0.19 | 0 | 0.017 | 0 | 0 | Constrained, otherwise capacity available =188 kW | --> | E16 ex GLENAMADDY | Glenamaddy [T422] | ATHLONE |  | 53.6053 | -8.5619
MV/LV Substation OW***653Y |  | 10 kV | _ | LV | 50 kVA :Pole Substation | 0.05 | --> | 0.05 | 0 | 0 | Constrained, otherwise capacity available =49 kVA | --> | 0.048 | 0 | 0 | 0 | 0 | Constrained, otherwise capacity available =48 kW | --> | C18 ex HEADFORD | Headford [T41,T42] | CLOON |  | 53.4683 | -9.1479
MV/LV Substation WI***654 |  | 20 kV | _ | LV | 200 kVA :Kiosk Substation | 0.2 | --> | 0.2 | 0 | 0 | Constrained, otherwise capacity available =137 kVA | --> | 0.19 | 0 | 0.03 | 0 | 0 | Constrained, otherwise capacity available =176 kW | --> | E15 ex GLENAMADDY | Glenamaddy [T422] | ATHLONE |  | 53.6774 | -8.5811
MV/LV Substation WI***655 |  | 20 kV | _ | LV | 100 kVA :Pole Substation | 0.1 | --> | 0.1 | 0 | 0 | Constrained, otherwise capacity available =64 kVA | --> | 0.095 | 0 | 0 | 0 | 0 | Constrained, otherwise capacity available =100 kW | --> | E15 ex GLENAMADDY | Glenamaddy [T422] | ATHLONE |  | 53.6777 | -8.5777
MV/LV Substation G/***656 |  | 20 kV | _ | LV | 200 kVA :Pole Substation | 0.2 | --> | 0.2 | 0 | 0 | Constrained, otherwise capacity available =133 kVA | --> | 0.19 | 0 | 0.021 | 0 | 0 | Constrained, otherwise capacity available =183 kW | --> | E15 ex GLENAMADDY | Glenamaddy [T422] | ATHLONE |  | 53.6079 | -8.5626
MV/LV Substation TO***657 |  | 20 kV | _ | LV | 200 kVA :Pole Substation | 0.2 | --> | 0.2 | 0 | 0 | Constrained, otherwise capacity available =159 kVA | --> | 0.19 | 0 | 0.011 | 0 | 0 | Constrained, otherwise capacity available =187 kW | --> | E15 ex GLENAMADDY | Glenamaddy [T422] | ATHLONE |  | 53.607 | -8.5589
MV/LV Substation GA***659Y |  | 20 kV | _ | LV | 50 kVA :Pole Substation | 0.05 | --> | 0.05 | 0 | 0 | Constrained, otherwise capacity available =44 kVA | --> | 0.048 | 0 | 0 | 0.048 | 0 |  | --> | C23 ex TUAM NORTH | Tuam North [T41,T42] | CLOON |  | 53.5388 | -8.8693
MV/LV Substation BA***660Z |  | 20 kV | _ | LV | 200 kVA :Pole Substation | 0.2 | --> | 0.2 | 0 | 0 | Constrained, otherwise capacity available =195 kVA | --> | 0.19 | 0 | 0 | 0.191 | 0 |  | --> | E47 ex CLAREGALWAY | Claregalway [T42,T421] | GALWAY 110KV |  | 53.3983 | -8.8326
MV/LV Substation HE***662Z |  | 10 kV | _ | LV | 200 kVA :Kiosk Substation | 0.2 | --> | 0.2 | 0 | 0 | Constrained, otherwise capacity available =159 kVA | --> | 0.19 | 0 | 0.02 | 0 | 0 | Constrained, otherwise capacity available =181 kW | --> | C18 ex HEADFORD | Headford [T41,T42] | CLOON |  | 53.4703 | -9.1034
MV/LV Substation CH***678Y |  | 20 kV | _ | LV | 50 kVA :Pole Substation | 0.05 | --> | 0.05 | 0 | 0 | Constrained, otherwise capacity available =47 kVA | --> | 0.048 | 0 | 0.014 | 0 | 0 | Constrained, otherwise capacity available =38 kW | --> | E21 ex GLENAMADDY | Glenamaddy [T422] | ATHLONE |  | 53.6405 | -8.6801
MV/LV Substation CL***684X |  | 20 kV | _ | LV | 50 kVA :Pole Substation | 0.05 | --> | 0.05 | 0 | 0 | Constrained, otherwise capacity available =33 kVA | --> | 0.048 | 0 | 0.02 | 0 | 0 | Constrained, otherwise capacity available =35 kW | --> | E17 ex HEADFORD | Headford [T41,T42] | CLOON |  | 53.4502 | -9.0899
MV/LV Substation GL***696Z |  | 20 kV | _ | LV | 200 kVA :Pole Substation | 0.2 | --> | 0.2 | 0 | 0 | Constrained, otherwise capacity available =192 kVA | --> | 0.19 | 0 | 0 | 0 | 0 | Constrained, otherwise capacity available =191 kW | --> | E15 ex GLENAMADDY | Glenamaddy [T422] | ATHLONE |  | 53.605 | -8.553
MV/LV Substation MO***704Z |  | 20 kV | _ | LV | 50 kVA :Pole Substation | 0.05 | --> | 0.05 | 0 | 0 | Constrained, otherwise capacity available =38 kVA | --> | 0.048 | 0 | 0 | 0.049 | 0 |  | --> | C17 ex BALLYGAR | Ballygar [T41,T42] | ATHLONE |  | 53.4847 | -8.5595
MV/LV Substation TI***706 |  | 20 kV | _ | LV | 50 kVA :Pole Substation | 0.05 | --> | 0.05 | 0 | 0 | Constrained, otherwise capacity available =16 kVA | --> | 0.048 | 0 | 0 | 0 | 0 | Constrained, otherwise capacity available =52 kW | --> | E16 ex GLENAMADDY | Glenamaddy [T422] | ATHLONE |  | 53.581 | -8.6535
MV/LV Substation BA***706Y |  | 20 kV | _ | LV | 50 kVA :Pole Substation | 0.05 | --> | 0.05 | 0 | 0 | Constrained, otherwise capacity available =43 kVA | --> | 0.048 | 0 | 0.011 | 0.04 | 0 |  | --> | E47 ex CLAREGALWAY | Claregalway [T42,T421] | GALWAY 110KV |  | 53.4011 | -8.8341
MV/LV Substation CA***706Z |  | 10 kV | _ | LV | 200 kVA :Pole Substation | 0.2 | --> | 0.2 | 0 | 0 | Constrained, otherwise capacity available =165 kVA | --> | 0.19 | 0 | 0 | 0.195 | 0 |  | --> | C17 ex TUAM NORTH | Tuam North [T41,T42] | CLOON |  | 53.5068 | -8.8207
MV/LV Substation WI***712Y |  | 20 kV | _ | LV | 50 kVA :Pole Substation | 0.05 | --> | 0.05 | 0 | 0 | Constrained, otherwise capacity available =42 kVA | --> | 0.048 | 0 | 0 | 0 | 0 | Constrained, otherwise capacity available =49 kW | --> | E15 ex GLENAMADDY | Glenamaddy [T422] | ATHLONE |  | 53.6763 | -8.5911
MV/LV Substation CL***713 |  | 20 kV | _ | LV | 100 kVA :Pole Substation | 0.1 | --> | 0.1 | 0 | 0 | Constrained, otherwise capacity available =92 kVA | --> | 0.095 | 0 | 0 | 0 | 0 | Constrained, otherwise capacity available =96 kW | --> | E16 ex GLENAMADDY | Glenamaddy [T422] | ATHLONE |  | 53.5715 | -8.6528
MV/LV Substation KI***724 |  | 20 kV | _ | LV | 50 kVA :Pole Substation | 0.05 | --> | 0.05 | 0 | 0 | Constrained, otherwise capacity available =38 kVA | --> | 0.048 | 0 | 0.01 | 0 | 0 | Constrained, otherwise capacity available =42 kW | --> | E16 ex GLENAMADDY | Glenamaddy [T422] | ATHLONE |  | 53.5512 | -8.5647
MV/LV Substation GL***727 |  | 20 kV | _ | LV | 50 kVA :Pole Substation | 0.05 | --> | 0.05 | 0 | 0 | Constrained, otherwise capacity available =49 kVA | --> | 0.048 | 0 | 0 | 0 | 0 | Constrained, otherwise capacity available =48 kW | --> | E16 ex GLENAMADDY | Glenamaddy [T422] | ATHLONE |  | 53.5476 | -8.5593
MV/LV Substation TU***729Z |  | 10 kV | _ | LV | 50 kVA :Pole Substation | 0.05 | --> | 0.05 | 0.047 | 10.7 |  | --> | 0.048 | 0 | 0 | 0.048 | 0 |  | --> | C22 ex CLOON | Cloon [T42,T421] | CLOON |  | 53.4964 | -8.8452
MV/LV Substation AH***735Y |  | 20 kV | _ | LV | 50 kVA :Pole Substation | 0.05 | --> | 0.05 | 0 | 0 | Constrained, otherwise capacity available =34 kVA | --> | 0.048 | 0 | 0 | 0 | 0 | Constrained, otherwise capacity available =50 kW | --> | E16 ex GLENAMADDY | Glenamaddy [T422] | ATHLONE |  | 53.5737 | -8.6035
MV/LV Substation 1X***737X |  | 10 kV | _ | LV | 200 kVA :Building Structure | 0.2 | --> | 0.2 | 0 | 0 | Constrained, otherwise capacity available =187 kVA | --> | 0.19 | 0 | 0 | 0.192 | 0 |  | --> | C16 ex TUAM NORTH | Tuam North [T41,T42] | CLOON |  | 53.5223 | -8.8801
MV/LV Substation ID***739Y |  | 20 kV | _ | LV | 100 kVA :Pole Substation | 0.1 | --> | 0.1 | 0 | 0 | Constrained, otherwise capacity available =92 kVA | --> | 0.095 | 0 | 0 | 0 | 0 | Constrained, otherwise capacity available =96 kW | --> | E15 ex GLENAMADDY | Glenamaddy [T422] | ATHLONE |  | 53.6085 | -8.5705
MV/LV Substation HY***740Y |  | 10 kV | _ | LV | 50 kVA :Pole Substation | 0.05 | --> | 0.05 | 0.038 | 10.7 |  | --> | 0.048 | 0 | 0 | 0.049 | 0 |  | --> | C22 ex CLOON | Cloon [T42,T421] | CLOON |  | 53.4993 | -8.8461
MV/LV Substation KI***747X |  | 20 kV | _ | LV | 50 kVA :Pole Substation | 0.05 | --> | 0.05 | 0 | 0 | Constrained, otherwise capacity available =44 kVA | --> | 0.048 | 0 | 0 | 0.048 | 0 |  | --> | C23 ex TUAM NORTH | Tuam North [T41,T42] | CLOON |  | 53.545 | -8.8927
MV/LV Substation KI***751 |  | 20 kV | _ | LV | 50 kVA :Pole Substation | 0.05 | --> | 0.05 | 0 | 0 | Constrained, otherwise capacity available =31 kVA | --> | 0.048 | 0 | 0 | 0 | 0 | Constrained, otherwise capacity available =50 kW | --> | E16 ex GLENAMADDY | Glenamaddy [T422] | ATHLONE |  | 53.5346 | -8.5378
MV/LV Substation CA***751X |  | 20 kV | _ | LV | 50 kVA :Pole Substation | 0.05 | --> | 0.05 | 0 | 0 | Constrained, otherwise capacity available =43 kVA | --> | 0.048 | 0 | 0 | 0.048 | 0 |  | --> | C23 ex TUAM NORTH | Tuam North [T41,T42] | CLOON |  | 53.5556 | -8.9127
MV/LV Substation GL***764Y |  | 20 kV | _ | LV | 50 kVA :Pole Substation | 0.05 | --> | 0.05 | 0 | 0 | Constrained, otherwise capacity available =36 kVA | --> | 0.048 | 0 | 0 | 0 | 0 | Constrained, otherwise capacity available =49 kW | --> | E13 ex HEADFORD | Headford [T41,T42] | CLOON |  | 53.486 | -9.0881
MV/LV Substation BA***768Y |  | 20 kV | _ | LV | 150 kVA :Pole Substation | 0.15 | --> | 0.15 | 0 | 0 | Constrained, otherwise capacity available =146 kVA | --> | 0.142 | 0 | 0 | 0 | 0 | Constrained, otherwise capacity available =143 kW | --> | E15 ex GLENAMADDY | Glenamaddy [T422] | ATHLONE |  | 53.5988 | -8.495
MV/LV Substation SH***771X |  | 20 kV | _ | LV | 100 kVA :Pole Substation | 0.1 | --> | 0.1 | 0 | 0 | Constrained, otherwise capacity available =39 kVA | --> | 0.095 | 0 | 0.01 | 0 | 0 | Constrained, otherwise capacity available =96 kW | --> | E13 ex HEADFORD | Headford [T41,T42] | CLOON |  | 53.5188 | -9.0871
MV/LV Substation MO***778 |  | 20 kV | _ | LV | 100 kVA :Pole Substation | 0.1 | --> | 0.1 | 0 | 0 | Constrained, otherwise capacity available =67 kVA | --> | 0.095 | 0 | 0.005 | 0.096 | 0 |  | --> | C17 ex BALLYGAR | Ballygar [T41,T42] | ATHLONE |  | 53.4869 | -8.5685
MV/LV Substation CL***790 |  | 20 kV | _ | LV | 50 kVA :Pole Substation | 0.05 | --> | 0.05 | 0 | 0 |  | --> | 0.048 | 0 | 0 | 0.055 | 0 |  | --> | C17 ex BALLYGAR | Ballygar [T41,T42] | ATHLONE |  | 53.4756 | -8.52
MV/LV Substation DA***792X |  | 20 kV | _ | LV | 100 kVA :Pole Substation | 0.1 | --> | 0.1 | 0 | 0 | Constrained, otherwise capacity available =74 kVA | --> | 0.095 | 0 | 0 | 0 | 0 | Constrained, otherwise capacity available =98 kW | --> | E16 ex GLENAMADDY | Glenamaddy [T422] | ATHLONE |  | 53.4548 | -8.6855
MV/LV Substation ST***794X |  | 10 kV | _ | LV | 200 kVA :Building Structure | 0.2 | --> | 0.2 | 0.161 | 10.7 |  | --> | 0.19 | 0 | 0 | 0.195 | 0 |  | --> | C22 ex CLOON | Cloon [T42,T421] | CLOON |  | 53.5073 | -8.8709
MV/LV Substation KI***798Z |  | 20 kV | _ | LV | 50 kVA :Pole Substation | 0.05 | --> | 0.05 | 0 | 0 | Constrained, otherwise capacity available =32 kVA | --> | 0.048 | 0 | 0.005 | 0.046 | 0 |  | --> | C23 ex TUAM NORTH | Tuam North [T41,T42] | CLOON |  | 53.5731 | -8.9766
MV/LV Substation QU***799X |  | 20 kV | _ | LV | 50 kVA :Pole Substation | 0.05 | --> | 0.05 | 0 | 0 | Constrained, otherwise capacity available =46 kVA | --> | 0.048 | 0 | 0 | 0.048 | 0 |  | --> | C23 ex TUAM NORTH | Tuam North [T41,T42] | CLOON |  | 53.5675 | -8.8051
MV/LV Substation MO***801 |  | 20 kV | _ | LV | 50 kVA :Pole Substation | 0.05 | --> | 0.05 | 0 | 0 | Constrained, otherwise capacity available =49 kVA | --> | 0.048 | 0 | 0 | 0 | 0 | Constrained, otherwise capacity available =48 kW | --> | E16 ex GLENAMADDY | Glenamaddy [T422] | ATHLONE |  | 53.5005 | -8.6167
MV/LV Substation GA***808Z |  | 20 kV | _ | LV | 100 kVA :Pole Substation | 0.1 | --> | 0.1 | 0 | 0 | Constrained, otherwise capacity available =75 kVA | --> | 0.095 | 0 | 0 | 0 | 0 | Constrained, otherwise capacity available =98 kW | --> | E17 ex HEADFORD | Headford [T41,T42] | CLOON |  | 53.4257 | -9.0132
MV/LV Substation CL***809Z |  | 20 kV | _ | LV | 100 kVA :Pole Substation | 0.1 | --> | 0.1 | 0 | 0 | Constrained, otherwise capacity available =73 kVA | --> | 0.095 | 0 | 0 | 0 | 0 | Constrained, otherwise capacity available =99 kW | --> | E16 ex GLENAMADDY | Glenamaddy [T422] | ATHLONE |  | 53.5583 | -8.648
MV/LV Substation BA***811X |  | 20 kV | _ | LV | 200 kVA :Pole Substation | 0.2 | --> | 0.2 | 0 | 0 | Constrained, otherwise capacity available =177 kVA | --> | 0.19 | 0 | 0 | 0 | 0 | Constrained, otherwise capacity available =193 kW | --> | E15 ex GLENAMADDY | Glenamaddy [T422] | ATHLONE |  | 53.6797 | -8.5711
MV/LV Substation TH***815X |  | 20 kV | _ | LV | 200 kVA :Pole Substation | 0.2 | --> | 0.2 | 0 | 0 | Constrained, otherwise capacity available =76 kVA | --> | 0.19 | 0 | 0.003 | 0 | 0 | Constrained, otherwise capacity available =204 kW | --> | E21 ex GLENAMADDY | Glenamaddy [T422] | ATHLONE |  | 53.6175 | -8.7457
MV/LV Substation CL***816Y |  | 10 kV | _ | LV | 50 kVA :Pole Substation | 0.05 | --> | 0.05 | 0 | 0 | Constrained, otherwise capacity available =42 kVA | --> | 0.048 | 0 | 0.02 | 0.034 | 0 |  | --> | C16 ex TUAM NORTH | Tuam North [T41,T42] | CLOON |  | 53.4953 | -8.9039
MV/LV Substation AG***820X |  | 10 kV | _ | LV | 200 kVA :Pole Substation | 0.2 | --> | 0.2 | 0 | 0 | Constrained, otherwise capacity available =197 kVA | --> | 0.19 | 0 | 0.005 | 0.187 | 0 |  | --> | C16 ex TUAM NORTH | Tuam North [T41,T42] | CLOON |  | 53.47 | -8.9686
MV/LV Substation GL***826Y |  | 10 kV | _ | LV | 50 kVA :Pole Substation | 0.05 | --> | 0.05 | 0 | 0 | Constrained, otherwise capacity available =47 kVA | --> | 0.048 | 0 | 0 | 0 | 0 | Constrained, otherwise capacity available =48 kW | --> | C14 ex HEADFORD | Headford [T41,T42] | CLOON |  | 53.481 | -9.0914
MV/LV Substation B/***831Y |  | 20 kV | _ | LV | 50 kVA :Pole Substation | 0.05 | --> | 0.05 | 0 | 0 | Constrained, otherwise capacity available =50 kVA | --> | 0.048 | 0 | 0 | 0 | 0 | Constrained, otherwise capacity available =48 kW | --> | E21 ex GLENAMADDY | Glenamaddy [T422] | ATHLONE |  | 53.6343 | -8.7009
MV/LV Substation TU***835Y |  | 10 kV | _ | LV | 50 kVA :Pole Substation | 0.05 | --> | 0.05 | 0 | 0 | Constrained, otherwise capacity available =48 kVA | --> | 0.048 | 0 | 0 | 0.048 | 0 |  | --> | C17 ex TUAM NORTH | Tuam North [T41,T42] | CLOON |  | 53.5089 | -8.8346
MV/LV Substation JO***840Y |  | 20 kV | _ | LV | 400 kVA :Kiosk Substation | 0.4 | --> | 0.4 | 0 | 0 | Constrained, otherwise capacity available =400 kVA | --> | 0.38 | 0 | 0.2 | 0 | 0 | Constrained, otherwise capacity available =232 kW | --> | E17 ex HEADFORD | Headford [T41,T42] | CLOON |  | 53.4617 | -9.1059
MV/LV Substation RO***850Z |  | 20 kV | _ | LV | 400 kVA :Kiosk Substation | 0.4 | --> | 0.4 | 0 | 0 | Constrained, otherwise capacity available =386 kVA | --> | 0.38 | 0 | 0 | 0 | 0 | Constrained, otherwise capacity available =382 kW | --> | E21 ex GLENAMADDY | Glenamaddy [T422] | ATHLONE |  | 53.6131 | -8.5936
MV/LV Substation HE***854Y |  | 20 kV | _ | LV | 50 kVA :Pole Substation | 0.05 | --> | 0.05 | 0 | 0 | Constrained, otherwise capacity available =33 kVA | --> | 0.048 | 0 | 0 | 0 | 0 | Constrained, otherwise capacity available =50 kW | --> | E17 ex HEADFORD | Headford [T41,T42] | CLOON |  | 53.4676 | -9.1115
MV/LV Substation MU***860Z |  | 20 kV | _ | LV | 50 kVA :Pole Substation | 0.05 | --> | 0.05 | 0 | 0 | Constrained, otherwise capacity available =48 kVA | --> | 0.048 | 0 | 0 | 0.048 | 0 |  | --> | C23 ex TUAM NORTH | Tuam North [T41,T42] | CLOON |  | 53.6005 | -8.7686
MV/LV Substation AB***864 |  | 20 kV | _ | LV | 400 kVA :Kiosk Substation | 0.4 | --> | 0.4 | 0 | 0 | Constrained, otherwise capacity available =302 kVA | --> | 0.38 | 0 | 0.027 | 0.373 | 0 |  | --> | E47 ex CLAREGALWAY | Claregalway [T42,T421] | GALWAY 110KV |  | 53.4377 | -8.749
MV/LV Substation CL***870X |  | 20 kV | _ | LV | 50 kVA :Pole Substation | 0.05 | --> | 0.05 | 0 | 0 | Constrained, otherwise capacity available =37 kVA | --> | 0.048 | 0 | 0.015 | 0.038 | 0 |  | --> | C17 ex BALLYGAR | Ballygar [T41,T42] | ATHLONE |  | 53.479 | -8.5245
MV/LV Substation PA***870Y |  | 10 kV | _ | LV | 50 kVA :Pole Substation | 0.05 | --> | 0.05 | 0.045 | 10.7 |  | --> | 0.048 | 0 | 0 | 0.048 | 0 |  | --> | C22 ex CLOON | Cloon [T42,T421] | CLOON |  | 53.513 | -8.8384
MV/LV Substation SH***871Z |  | 20 kV | _ | LV | 50 kVA :Pole Substation | 0.05 | --> | 0.05 | 0 | 0 | Constrained, otherwise capacity available =46 kVA | --> | 0.048 | 0 | 0 | 0 | 0 | Constrained, otherwise capacity available =48 kW | --> | E13 ex HEADFORD | Headford [T41,T42] | CLOON |  | 53.5183 | -9.0877
MV/LV Substation CL***878X |  | 20 kV | _ | LV | 100 kVA :Pole Substation | 0.1 | --> | 0.1 | 0 | 0 | Constrained, otherwise capacity available =57 kVA | --> | 0.095 | 0 | 0.048 | 0 | 0 | Constrained, otherwise capacity available =65 kW | --> | E16 ex GLENAMADDY | Glenamaddy [T422] | ATHLONE |  | 53.5604 | -8.647
MV/LV Substation WI***882Z |  | 20 kV | _ | LV | 100 kVA :Pole Substation | 0.1 | --> | 0.1 | 0 | 0 | Constrained, otherwise capacity available =75 kVA | --> | 0.095 | 0 | 0.007 | 0 | 0 | Constrained, otherwise capacity available =93 kW | --> | E15 ex GLENAMADDY | Glenamaddy [T422] | ATHLONE |  | 53.6755 | -8.5793
MV/LV Substation TO***887Y |  | 20 kV | _ | LV | 50 kVA :Pole Substation | 0.05 | --> | 0.05 | 0 | 0 | Constrained, otherwise capacity available =44 kVA | --> | 0.048 | 0 | 0 | 0 | 0 | Constrained, otherwise capacity available =48 kW | --> | E15 ex GLENAMADDY | Glenamaddy [T422] | ATHLONE |  | 53.6599 | -8.6953
MV/LV Substation C0***891X |  | 20 kV | _ | LV | 50 kVA :Pole Substation | 0.05 | --> | 0.05 | 0 | 0 | Constrained, otherwise capacity available =44 kVA | --> | 0.048 | 0 | 0 | 0 | 0 | Constrained, otherwise capacity available =48 kW | --> | E16 ex GLENAMADDY | Glenamaddy [T422] | ATHLONE |  | 53.4389 | -8.7227
MV/LV Substation CU***893X |  | 20 kV | _ | LV | 50 kVA :Pole Substation | 0.05 | --> | 0.05 | 0 | 0 | Constrained, otherwise capacity available =50 kVA | --> | 0.048 | 0 | 0 | 0.048 | 0 |  | --> | E47 ex CLAREGALWAY | Claregalway [T42,T421] | GALWAY 110KV |  | 53.43 | -8.7579
MV/LV Substation CL***906Y |  | 20 kV | _ | LV | 50 kVA :Pole Substation | 0.05 | --> | 0.05 | 0 | 0 | Constrained, otherwise capacity available =48 kVA | --> | 0.048 | 0 | 0.01 | 0 | 0 | Constrained, otherwise capacity available =40 kW | --> | E17 ex HEADFORD | Headford [T41,T42] | CLOON |  | 53.4522 | -9.0942
MV/LV Substation BA***907 |  | 20 kV | _ | LV | 200 kVA :Pole Substation | 0.2 | --> | 0.2 | 0 | 0 | Constrained, otherwise capacity available =198 kVA | --> | 0.19 | 0 | 0 | 0.19 | 0 |  | --> | E47 ex CLAREGALWAY | Claregalway [T42,T421] | GALWAY 110KV |  | 53.4247 | -8.8106
MV/LV Substation KE***908Y |  | 20 kV | _ | LV | 100 kVA :Pole Substation | 0.1 | --> | 0.1 | 0 | 0 | Constrained, otherwise capacity available =97 kVA | --> | 0.095 | 0 | 0.005 | 0 | 0 | Constrained, otherwise capacity available =92 kW | --> | E15 ex GLENAMADDY | Glenamaddy [T422] | ATHLONE |  | 53.6149 | -8.5537
MV/LV Substation AN***909 |  | 20 kV | _ | LV | 50 kVA :Pole Substation | 0.05 | --> | 0.05 | 0 | 0 | Constrained, otherwise capacity available =41 kVA | --> | 0.048 | 0 | 0 | 0.049 | 0 |  | --> | E47 ex CLAREGALWAY | Claregalway [T42,T421] | GALWAY 110KV |  | 53.4221 | -8.8212
MV/LV Substation SH***920X |  | 20 kV | _ | LV | 50 kVA :Pole Substation | 0.05 | --> | 0.05 | 0 | 0 | Constrained, otherwise capacity available =50 kVA | --> | 0.048 | 0 | 0 | 0 | 0 | Constrained, otherwise capacity available =48 kW | --> | E13 ex HEADFORD | Headford [T41,T42] | CLOON |  | 53.5321 | -9.0871
MV/LV Substation CL***924Z |  | 20 kV | _ | LV | 50 kVA :Pole Substation | 0.05 | --> | 0.05 | 0 | 0 | Constrained, otherwise capacity available =45 kVA | --> | 0.048 | 0 | 0 | 0 | 0 | Constrained, otherwise capacity available =48 kW | --> | E16 ex GLENAMADDY | Glenamaddy [T422] | ATHLONE |  | 53.5164 | -8.6156
MV/LV Substation BR***926 |  | 10 kV | _ | LV | 50 kVA :Pole Substation | 0.05 | --> | 0.05 | 0.043 | 10.7 |  | --> | 0.048 | 0 | 0 | 0.048 | 0 |  | --> | C14 ex CLOON | Cloon [T42,T421] | CLOON |  | 53.4397 | -8.8428
MV/LV Substation CL***926Y |  | 20 kV | _ | LV | 50 kVA :Pole Substation | 0.05 | --> | 0.05 | 0 | 0 | Constrained, otherwise capacity available =8 kVA | --> | 0.048 | 0 | 0 | 0 | 0 | Constrained, otherwise capacity available =53 kW | --> | E17 ex HEADFORD | Headford [T41,T42] | CLOON |  | 53.4504 | -9.0927
MV/LV Substation SL***932Y |  | 10 kV | _ | LV | 50 kVA :Pole Substation | 0.05 | --> | 0.05 | 0 | 0 | Constrained, otherwise capacity available =50 kVA | --> | 0.048 | 0 | 0 | 0.048 | 0 |  | --> | C16 ex CLAREGALWAY | Claregalway [T42,T421] | GALWAY 110KV |  | 53.387 | -8.9359
MV/LV Substation CA***933Y |  | 20 kV | _ | LV | 100 kVA :Pole Substation | 0.1 | --> | 0.1 | 0 | 0 | Constrained, otherwise capacity available =80 kVA | --> | 0.095 | 0 | 0.006 | 0.093 | 0 |  | --> | C23 ex TUAM NORTH | Tuam North [T41,T42] | CLOON |  | 53.6317 | -8.9635
MV/LV Substation CL***935Z |  | 10 kV | _ | LV | 50 kVA :Pole Substation | 0.05 | --> | 0.05 | 0.039 | 10.7 |  | --> | 0.048 | 0 | 0.005 | 0.045 | 0 |  | --> | C22 ex CLOON | Cloon [T42,T421] | CLOON |  | 53.484 | -8.8474
MV/LV Substation GA***936X |  | 20 kV | _ | LV | 50 kVA :Pole Substation | 0.05 | --> | 0.05 | 0 | 0 | Constrained, otherwise capacity available =25 kVA | --> | 0.048 | 0 | 0 | 0.051 | 0 |  | --> | C23 ex TUAM NORTH | Tuam North [T41,T42] | CLOON |  | 53.5252 | -8.7353
MV/LV Substation WO***944Z |  | 10 kV | _ | LV | 400 kVA :Kiosk Substation | 0.4 | --> | 0.4 | 0 | 0 | Constrained, otherwise capacity available =358 kVA | --> | 0.38 | 0 | 0.015 | 0.374 | 0 |  | --> | C15 ex TUAM NORTH | Tuam North [T41,T42] | CLOON |  | 53.5115 | -8.8729
MV/LV Substation BA***949 |  | 20 kV | _ | LV | 50 kVA :Pole Substation | 0.05 | --> | 0.05 | 0 | 0 | Constrained, otherwise capacity available =7 kVA | --> | 0.048 | 0 | 0.006 | 0.049 | 0 |  | --> | C17 ex TUAM NORTH | Tuam North [T41,T42] | CLOON |  | 53.4802 | -8.7197
MV/LV Substation MA***951Y |  | 10 kV | _ | LV | 400 kVA :Kiosk Substation | 0.4 | --> | 0.4 | 0 | 0 | Constrained, otherwise capacity available =340 kVA | --> | 0.38 | 0 | 0 | 0.388 | 0 |  | --> | C15 ex TUAM NORTH | Tuam North [T41,T42] | CLOON |  | 53.5086 | -8.8766
MV/LV Substation JO***954X |  | 20 kV | _ | LV | 50 kVA :Pole Substation | 0.05 | --> | 0.05 | 0 | 0 | Constrained, otherwise capacity available =43 kVA | --> | 0.048 | 0 | 0 | 0 | 0 | Constrained, otherwise capacity available =48 kW | --> | E16 ex GLENAMADDY | Glenamaddy [T422] | ATHLONE |  | 53.5989 | -8.5648
MV/LV Substation QU***958Z |  | 20 kV | _ | LV | 50 kVA :Pole Substation | 0.05 | --> | 0.05 | 0 | 0 | Constrained, otherwise capacity available =46 kVA | --> | 0.048 | 0 | 0.01 | 0.041 | 0 |  | --> | C23 ex TUAM NORTH | Tuam North [T41,T42] | CLOON |  | 53.5606 | -8.8002
MV/LV Substation DE***966Y |  | 20 kV | _ | LV | 200 kVA :Pole Substation | 0.2 | --> | 0.2 | 0 | 0 | Constrained, otherwise capacity available =200 kVA | --> | 0.19 | 0 | 0 | 0 | 0 | Constrained, otherwise capacity available =190 kW | --> | E16 ex GLENAMADDY | Glenamaddy [T422] | ATHLONE |  | 53.4513 | -8.6945
MV/LV Substation KI***967X |  | 20 kV | _ | LV | 100 kVA :Pole Substation | 0.1 | --> | 0.1 | 0 | 0 | Constrained, otherwise capacity available =49 kVA | --> | 0.095 | 0 | 0.02 | 0 | 0 | Constrained, otherwise capacity available =87 kW | --> | E16 ex GLENAMADDY | Glenamaddy [T422] | ATHLONE |  | 53.5543 | -8.569
MV/LV Substation BR***975X |  | 20 kV | _ | LV | 50 kVA :Pole Substation | 0.05 | --> | 0.05 | 0 | 0 | Constrained, otherwise capacity available =45 kVA | --> | 0.048 | 0 | 0 | 0 | 0 | Constrained, otherwise capacity available =48 kW | --> | E16 ex GLENAMADDY | Glenamaddy [T422] | ATHLONE |  | 53.446 | -8.662
MV/LV Substation GR***977Y |  | 20 kV | _ | LV | 200 kVA :Pole Substation | 0.2 | --> | 0.2 | 0 | 0 | Constrained, otherwise capacity available =189 kVA | --> | 0.19 | 0 | 0 | 0.191 | 0 |  | --> | C23 ex TUAM NORTH | Tuam North [T41,T42] | CLOON |  | 53.5915 | -8.8117
MV/LV Substation P/***986X |  | 20 kV | _ | LV | 50 kVA :Pole Substation | 0.05 | --> | 0.05 | 0 | 0 | Constrained, otherwise capacity available =47 kVA | --> | 0.048 | 0 | 0.004 | 0.045 | 0 |  | --> | E47 ex CLAREGALWAY | Claregalway [T42,T421] | GALWAY 110KV |  | 53.4144 | -8.7992
MV/LV Substation TO***987 |  | 20 kV | _ | LV | 50 kVA :Pole Substation | 0.05 | --> | 0.05 | 0 | 0 | Constrained, otherwise capacity available =23 kVA | --> | 0.048 | 0 | 0 | 0.051 | 0 |  | --> | C17 ex TUAM NORTH | Tuam North [T41,T42] | CLOON |  | 53.4935 | -8.8114
MV/LV Substation AN***987X |  | 20 kV | _ | LV | 50 kVA :Pole Substation | 0.05 | --> | 0.05 | 0 | 0 | Constrained, otherwise capacity available =41 kVA | --> | 0.048 | 0 | 0 | 0.049 | 0 |  | --> | E47 ex CLAREGALWAY | Claregalway [T42,T421] | GALWAY 110KV |  | 53.4255 | -8.8165
MV/LV Substation CO***987Z |  | 10 kV | _ | LV | 400 kVA :Kiosk Substation | 0.4 | --> | 0.4 | 0 | 0 | Constrained, otherwise capacity available =256 kVA | --> | 0.38 | 0 | 0.009 | 0.392 | 0 |  | --> | C13 ex TUAM SOUTH | Tuam South [T42] | CLOON |  | 53.5172 | -8.8606
MV/LV Substation CA***988 |  | 10 kV | _ | LV | 50 kVA :Pole Substation | 0.05 | --> | 0.05 | 0 | 0 | Constrained, otherwise capacity available =45 kVA | --> | 0.048 | 0 | 0.005 | 0.044 | 0 |  | --> | C17 ex TUAM NORTH | Tuam North [T41,T42] | CLOON |  | 53.503 | -8.8181
MV/LV Substation CO***988Z |  | 10 kV | _ | LV | 400 kVA :Kiosk Substation | 0.4 | --> | 0.4 | 0 | 0 | Constrained, otherwise capacity available =363 kVA | --> | 0.38 | 0 | 0 | 0.385 | 0 |  | --> | C13 ex TUAM SOUTH | Tuam South [T42] | CLOON |  | 53.517 | -8.8579
MV/LV Substation BA***990Y |  | 20 kV | _ | LV | 200 kVA :Pole Substation | 0.2 | --> | 0.2 | 0 | 0 | Constrained, otherwise capacity available =169 kVA | --> | 0.19 | 0 | 0.015 | 0.183 | 0 |  | --> | C17 ex TUAM NORTH | Tuam North [T41,T42] | CLOON |  | 53.4821 | -8.7238
MV/LV Substation BA***991Y |  | 20 kV | _ | LV | 50 kVA :Pole Substation | 0.05 | --> | 0.05 | 0 | 0 | Constrained, otherwise capacity available =47 kVA | --> | 0.048 | 0 | 0 | 0.048 | 0 |  | --> | C17 ex TUAM NORTH | Tuam North [T41,T42] | CLOON |  | 53.4772 | -8.7203
MV/LV Substation SU***054 |  | 20 kV | _ | LV | 200 kVA :Pole Substation | 0.2 | --> | 0.2 | 0 | 0 | Constrained, otherwise capacity available =151 kVA | --> | 0.19 | 0 | 0.036 | 0 | 0 | Constrained, otherwise capacity available =170 kW | --> | E15 ex GLENAMADDY | Glenamaddy [T422] | ATHLONE |  | 53.6053 | -8.5585
MV/LV Substation CL***057 |  | 20 kV | _ | LV | 100 kVA :Pole Substation | 0.1 | --> | 0.1 | 0 | 0 | Constrained, otherwise capacity available =88 kVA | --> | 0.095 | 0 | 0 | 0 | 0 | Constrained, otherwise capacity available =97 kW | --> | E17 ex HEADFORD | Headford [T41,T42] | CLOON |  | 53.4478 | -9.0862
MV/LV Substation AB***058 |  | 10 kV | _ | LV | 630 kVA :Building Structure | 0.63 | --> | 0.63 | 0 | 0 | Constrained, otherwise capacity available =472 kVA | --> | 0.598 | 0 | 0 | 0.5 | 0 |  | --> | C13 ex TUAM SOUTH | Tuam South [T42] | CLOON |  | 53.5157 | -8.854
MV/LV Substation MI***063 |  | 20 kV | _ | LV | 200 kVA :Pole Substation | 0.2 | --> | 0.2 | 0 | 0 | Constrained, otherwise capacity available =126 kVA | --> | 0.19 | 0 | 0 | 0.2 | 0 |  | --> | C23 ex TUAM NORTH | Tuam North [T41,T42] | CLOON |  | 53.6184 | -8.917
MV/LV Substation CO***065 |  | 10 kV | _ | LV | 200 kVA :Kiosk Substation | 0.2 | --> | 0.2 | 0 | 0 | Constrained, otherwise capacity available =146 kVA | --> | 0.19 | 0 | 0.022 | 0.181 | 0 |  | --> | C17 ex TUAM NORTH | Tuam North [T41,T42] | CLOON |  | 53.521 | -8.8407
MV/LV Substation PA***070 |  | 10 kV | _ | LV | 400 kVA :Kiosk Substation | 0.4 | --> | 0.4 | 0 | 0 | Constrained, otherwise capacity available =349 kVA | --> | 0.38 | 0 | 0.005 | 0.383 | 0 |  | --> | C12 ex TUAM SOUTH | Tuam South [T42] | CLOON |  | 53.5242 | -8.846
MV/LV Substation TW***082 |  | 20 kV | _ | LV | 50 kVA :Pole Substation | 0.05 | --> | 0.05 | 0 | 0 | Constrained, otherwise capacity available =48 kVA | --> | 0.048 | 0 | 0.005 | 0.044 | 0 |  | --> | C17 ex TUAM NORTH | Tuam North [T41,T42] | CLOON |  | 53.4742 | -8.7029
MV/LV Substation BR***112 |  | 20 kV | _ | LV | 50 kVA :Pole Substation | 0.05 | --> | 0.05 | 0 | 0 | Constrained, otherwise capacity available =25 kVA | --> | 0.048 | 0 | 0 | 0.051 | 0 |  | --> | E47 ex CLAREGALWAY | Claregalway [T42,T421] | GALWAY 110KV |  | 53.429 | -8.7953
MV/LV Substation TO***130 |  | 10 kV | _ | LV | 200 kVA :Kiosk Substation | 0.2 | --> | 0.2 | 0 | 0 | Constrained, otherwise capacity available =181 kVA | --> | 0.19 | 0 | 0 | 0.192 | 0 |  | --> | C13 ex TUAM SOUTH | Tuam South [T42] | CLOON |  | 53.5141 | -8.8596
MV/LV Substation CA***140 |  | 10 kV | _ | LV | 200 kVA :Pole Substation | 0.2 | --> | 0.2 | 0.135 | 10.7 |  | --> | 0.19 | 0 | 0.037 | 0.171 | 0 |  | --> | C14 ex CLOON | Cloon [T42,T421] | CLOON |  | 53.436 | -8.8658
MV/LV Substation CL***159 |  | 20 kV | _ | LV | 400 kVA :Kiosk Substation | 0.4 | --> | 0.4 | 0 | 0 | Constrained, otherwise capacity available =340 kVA | --> | 0.38 | 0 | 0.012 | 0.379 | 0 |  | --> | C23 ex TUAM NORTH | Tuam North [T41,T42] | CLOON |  | 53.5304 | -8.8548
MV/LV Substation PA***160 |  | 20 kV | _ | LV | 50 kVA :Pole Substation | 0.05 | --> | 0.05 | 0 | 0 | Constrained, otherwise capacity available =36 kVA | --> | 0.048 | 0 | 0.005 | 0.046 | 0 |  | --> | C23 ex TUAM NORTH | Tuam North [T41,T42] | CLOON |  | 53.5315 | -8.8492
MV/LV Substation AI***165 |  | 10 kV | _ | LV | 100 kVA :Pole Substation | 0.1 | --> | 0.1 | 0 | 0 | Constrained, otherwise capacity available =95 kVA | --> | 0.095 | 0 | 0.006 | 0.091 | 0 |  | --> | C16 ex TUAM NORTH | Tuam North [T41,T42] | CLOON |  | 53.5279 | -8.8713
MV/LV Substation AS***204 |  | 10 kV | _ | LV | 200 kVA :Kiosk Substation | 0.2 | --> | 0.2 | 0 | 0 | Constrained, otherwise capacity available =87 kVA | --> | 0.19 | 0 | 0.023 | 0 | 0 | Constrained, otherwise capacity available =188 kW | --> | C14 ex HEADFORD | Headford [T41,T42] | CLOON |  | 53.4748 | -9.0969
MV/LV Substation CH***232 |  | 10 kV | _ | LV | 1000 kVA :Building Structure | 1 | --> | 1 | 0 | 0 | Constrained, otherwise capacity available =661 kVA | --> | 0.95 | 0 | 0.042 | 0.5 | 0 |  | --> | C13 ex TUAM SOUTH | Tuam South [T42] | CLOON |  | 53.515 | -8.8526
MV/LV Substation KI***243 |  | 20 kV | _ | LV | 100 kVA :Pole Substation | 0.1 | --> | 0.1 | 0 | 0 | Constrained, otherwise capacity available =96 kVA | --> | 0.095 | 0 | 0 | 0 | 0 | Constrained, otherwise capacity available =96 kW | --> | E15 ex GLENAMADDY | Glenamaddy [T422] | ATHLONE |  | 53.6545 | -8.681
MV/LV Substation MY***260 |  | 10 kV | _ | LV | 50 kVA :Pole Substation | 0.05 | --> | 0.05 | 0.049 | 10.7 |  | --> | 0.048 | 0 | 0 | 0.048 | 0 |  | --> | C14 ex CLOON | Cloon [T42,T421] | CLOON |  | 53.4348 | -8.8796
MV/LV Substation TH***261 |  | 10 kV | _ | LV | 200 kVA :Kiosk Substation | 0.2 | --> | 0.2 | 0 | 0 | Constrained, otherwise capacity available =135 kVA | --> | 0.19 | 0 | 0 | 0.199 | 0 |  | --> | C15 ex TUAM NORTH | Tuam North [T41,T42] | CLOON |  | 53.5146 | -8.8657
MV/LV Substation AB***265 |  | 20 kV | _ | LV | 50 kVA :Pole Substation | 0.05 | --> | 0.05 | 0 | 0 | Constrained, otherwise capacity available =44 kVA | --> | 0.048 | 0 | 0 | 0 | 0 | Constrained, otherwise capacity available =48 kW | --> | E16 ex GLENAMADDY | Glenamaddy [T422] | ATHLONE |  | 53.4395 | -8.7264
MV/LV Substation BA***266 |  | 20 kV | _ | LV | 50 kVA :Pole Substation | 0.05 | --> | 0.05 | 0 | 0 | Constrained, otherwise capacity available =50 kVA | --> | 0.048 | 0 | 0 | 0.048 | 0 |  | --> | C17 ex TUAM NORTH | Tuam North [T41,T42] | CLOON |  | 53.5082 | -8.8094
MV/LV Substation CU***275 |  | 10 kV | _ | LV | 50 kVA :Pole Substation | 0.05 | --> | 0.05 | 0.042 | 10.7 |  | --> | 0.048 | 0 | 0.006 | 0.044 | 0 |  | --> | C14 ex CLOON | Cloon [T42,T421] | CLOON |  | 53.449 | -8.871
MV/LV Substation KI***292 |  | 20 kV | _ | LV | 50 kVA :Pole Substation | 0.05 | --> | 0.05 | 0 | 0 | Constrained, otherwise capacity available =47 kVA | --> | 0.048 | 0 | 0 | 0.048 | 0 |  | --> | C23 ex TUAM NORTH | Tuam North [T41,T42] | CLOON |  | 53.5775 | -9.1201
MV/LV Substation CL***307 |  | 20 kV | _ | LV | 400 kVA :Kiosk Substation | 0.4 | --> | 0.4 | 0 | 0 | Constrained, otherwise capacity available =349 kVA | --> | 0.38 | 0 | 0.022 | 0.371 | 0 |  | --> | C23 ex TUAM NORTH | Tuam North [T41,T42] | CLOON |  | 53.5287 | -8.8562
MV/LV Substation TH***309 |  | 20 kV | _ | LV | 200 kVA :Kiosk Substation | 0.2 | --> | 0.2 | 0 | 0 | Constrained, otherwise capacity available =167 kVA | --> | 0.19 | 0 | 0.005 | 0.191 | 0 |  | --> | E47 ex CLAREGALWAY | Claregalway [T42,T421] | GALWAY 110KV |  | 53.436 | -8.7473
MV/LV Substation MO***312 |  | 10 kV | _ | LV | 50 kVA :Pole Substation | 0.05 | --> | 0.05 | 0.05 | 10.7 |  | --> | 0.048 | 0 | 0 | 0.048 | 0 |  | --> | C14 ex CLOON | Cloon [T42,T421] | CLOON |  | 53.4627 | -8.9109
MV/LV Substation CO***332 |  | 10 kV | _ | LV | 400 kVA :Kiosk Substation | 0.4 | --> | 0.4 | 0.314 | 10.7 |  | --> | 0.38 | 0 | 0.038 | 0.363 | 0 |  | --> | C22 ex CLOON | Cloon [T42,T421] | CLOON |  | 53.5092 | -8.8597
MV/LV Substation BO***334 |  | 10 kV | _ | LV | 50 kVA :Pole Substation | 0.05 | --> | 0.05 | 0 | 0 | Constrained, otherwise capacity available =48 kVA | --> | 0.048 | 0 | 0 | 0 | 0 | Constrained, otherwise capacity available =48 kW | --> | C14 ex HEADFORD | Headford [T41,T42] | CLOON |  | 53.529 | -9.0164
MV/LV Substation BE***335 |  | 10 kV | _ | LV | 400 kVA :Kiosk Substation | 0.4 | --> | 0.4 | 0 | 0 | Constrained, otherwise capacity available =296 kVA | --> | 0.38 | 0 | 0.029 | 0.372 | 0 |  | --> | C15 ex TUAM NORTH | Tuam North [T41,T42] | CLOON |  | 53.5104 | -8.8708
MV/LV Substation CA***337 |  | 10 kV | _ | LV | 100 kVA :Pole Substation | 0.1 | --> | 0.1 | 0 | 0 | Constrained, otherwise capacity available =89 kVA | --> | 0.095 | 0 | 0 | 0.096 | 0 |  | --> | C16 ex TUAM NORTH | Tuam North [T41,T42] | CLOON |  | 53.4963 | -9.0187
MV/LV Substation RI***340 |  | 10 kV | _ | LV | 400 kVA :Kiosk Substation | 0.4 | --> | 0.4 | 0 | 0 | Constrained, otherwise capacity available =266 kVA | --> | 0.38 | 0 | 0.06 | 0.353 | 0 |  | --> | C15 ex TUAM NORTH | Tuam North [T41,T42] | CLOON |  | 53.5154 | -8.8643
MV/LV Substation RI***341 |  | 10 kV | _ | LV | 400 kVA :Kiosk Substation | 0.4 | --> | 0.4 | 0 | 0 | Constrained, otherwise capacity available =398 kVA | --> | 0.38 | 0 | 0 | 0.38 | 0 |  | --> | C15 ex TUAM NORTH | Tuam North [T41,T42] | CLOON |  | 53.515 | -8.8623
MV/LV Substation LA***354 |  | 20 kV | _ | LV | 100 kVA :Pole Substation | 0.1 | --> | 0.1 | 0 | 0 | Constrained, otherwise capacity available =88 kVA | --> | 0.095 | 0 | 0 | 0.097 | 0 |  | --> | C23 ex TUAM NORTH | Tuam North [T41,T42] | CLOON |  | 53.6176 | -8.8902
MV/LV Substation TH***394 |  | 20 kV | _ | LV | 400 kVA :Kiosk Substation | 0.4 | --> | 0.4 | 0 | 0 | Constrained, otherwise capacity available =351 kVA | --> | 0.38 | 0 | 0.028 | 0.366 | 0 |  | --> | C17 ex BALLYGAR | Ballygar [T41,T42] | ATHLONE |  | 53.489 | -8.5704
MV/LV Substation CA***398 |  | 20 kV | _ | LV | 50 kVA :Pole Substation | 0.05 | --> | 0.05 | 0 | 0 | Constrained, otherwise capacity available =49 kVA | --> | 0.048 | 0 | 0 | 0.048 | 0 |  | --> | E47 ex CLAREGALWAY | Claregalway [T42,T421] | GALWAY 110KV |  | 53.4175 | -8.7842
MV/LV Substation DU***4009 |  | 20 kV | _ | LV | 100 kVA :Pole Substation | 0.1 | --> | 0.1 | 0 | 0 | Constrained, otherwise capacity available =81 kVA | --> | 0.095 | 0 | 0 | 0 | 0 | Constrained, otherwise capacity available =98 kW | --> | E21 ex GLENAMADDY | Glenamaddy [T422] | ATHLONE |  | 53.6222 | -8.7496
MV/LV Substation BE***4016 |  | 10 kV | _ | LV | 100 kVA :Pole Substation | 0.1 | --> | 0.1 | 0 | 0 | Constrained, otherwise capacity available =99 kVA | --> | 0.095 | 0 | 0 | 0.095 | 0 |  | --> | C16 ex TUAM NORTH | Tuam North [T41,T42] | CLOON |  | 53.4886 | -8.9196
MV/LV Substation WE***4019 |  | 10 kV | _ | LV | 630 kVA :Building Structure | 0.63 | --> | 0.63 | 0 | 0 | Constrained, otherwise capacity available =619 kVA | --> | 0.598 | 0 | 0 | 0.5 | 0 |  | --> | C16 ex TUAM NORTH | Tuam North [T41,T42] | CLOON |  | 53.5215 | -8.8823
MV/LV Substation KI***4021 |  | 20 kV | _ | LV | 50 kVA :Pole Substation | 0.05 | --> | 0.05 | 0 | 0 | Constrained, otherwise capacity available =38 kVA | --> | 0.048 | 0 | 0 | 0 | 0 | Constrained, otherwise capacity available =49 kW | --> | E16 ex GLENAMADDY | Glenamaddy [T422] | ATHLONE |  | 53.5542 | -8.5605
MV/LV Substation GL***4023 |  | 20 kV | _ | LV | 400 kVA :Building Structure | 0.4 | --> | 0.4 | 0 | 0 | Constrained, otherwise capacity available =367 kVA | --> | 0.38 | 0 | 0.011 | 0 | 0 | Constrained, otherwise capacity available =376 kW | --> | E15 ex GLENAMADDY | Glenamaddy [T422] | ATHLONE |  | 53.6075 | -8.5663
MV/LV Substation CN***4038 |  | 20 kV | _ | LV | 50 kVA :Pole Substation | 0.05 | --> | 0.05 | 0 | 0 | Constrained, otherwise capacity available =39 kVA | --> | 0.048 | 0 | 0.009 | 0.042 | 0 |  | --> | E47 ex CLAREGALWAY | Claregalway [T42,T421] | GALWAY 110KV |  | 53.4348 | -8.7518
MV/LV Substation BR***4044 |  | 20 kV | _ | LV | 50 kVA :Pole Substation | 0.05 | --> | 0.05 | 0 | 0 | Constrained, otherwise capacity available =50 kVA | --> | 0.048 | 0 | 0 | 0 | 0 | Constrained, otherwise capacity available =48 kW | --> | E16 ex GLENAMADDY | Glenamaddy [T422] | ATHLONE |  | 53.4677 | -8.6499
MV/LV Substation DO***4103 |  | 10 kV | _ | LV | 50 kVA :Pole Substation | 0.05 | --> | 0.05 | 0.05 | 10.7 |  | --> | 0.048 | 0 | 0 | 0.048 | 0 |  | --> | C14 ex CLOON | Cloon [T42,T421] | CLOON |  | 53.4529 | -8.8194
MV/LV Substation ME***4108 |  | 20 kV | _ | LV | 100 kVA :Pole Substation | 0.1 | --> | 0.1 | 0 | 0 | Constrained, otherwise capacity available =68 kVA | --> | 0.095 | 0 | 0 | 0.099 | 0 |  | --> | C23 ex TUAM NORTH | Tuam North [T41,T42] | CLOON |  | 53.6177 | -8.9154
MV/LV Substation GO***4111 |  | 10 kV | _ | LV | 400 kVA :Kiosk Substation | 0.4 | --> | 0.4 | 0 | 0 | Constrained, otherwise capacity available =368 kVA | --> | 0.38 | 0 | 0.015 | 0 | 0 | Constrained, otherwise capacity available =373 kW | --> | C18 ex HEADFORD | Headford [T41,T42] | CLOON |  | 53.4743 | -9.0992
MV/LV Substation AL***4113 |  | 10 kV | _ | LV | 400 kVA :Kiosk Substation | 0.4 | --> | 0.4 | 0 | 0 | Constrained, otherwise capacity available =352 kVA | --> | 0.38 | 0 | 0 | 0.387 | 0 |  | --> | C13 ex TUAM SOUTH | Tuam South [T42] | CLOON |  | 53.516 | -8.854
MV/LV Substation PA***4130 |  | 10 kV | _ | LV | 400 kVA :Kiosk Substation | 0.4 | --> | 0.4 | 0 | 0 | Constrained, otherwise capacity available =400 kVA | --> | 0.38 | 0 | 0 | 0.38 | 0 |  | --> | C15 ex TUAM NORTH | Tuam North [T41,T42] | CLOON |  | 53.5142 | -8.8646
MV/LV Substation EM***4132 |  | 10 kV | _ | LV | 50 kVA :Pole Substation | 0.05 | --> | 0.05 | 0 | 0 | Constrained, otherwise capacity available =50 kVA | --> | 0.048 | 0 | 0 | 0 | 0 | Constrained, otherwise capacity available =48 kW | --> | C14 ex HEADFORD | Headford [T41,T42] | CLOON |  | 53.5263 | -9.0132
MV/LV Substation CL***4139 |  | 20 kV | _ | LV | 50 kVA :Pole Substation | 0.05 | --> | 0.05 | 0 | 0 | Constrained, otherwise capacity available =50 kVA | --> | 0.048 | 0 | 0 | 0 | 0 | Constrained, otherwise capacity available =48 kW | --> | E16 ex GLENAMADDY | Glenamaddy [T422] | ATHLONE |  | 53.5573 | -8.6514
MV/LV Substation EA***417 |  | 20 kV | _ | LV | 400 kVA :Kiosk Substation | 0.4 | --> | 0.4 | 0 | 0 | Constrained, otherwise capacity available =350 kVA | --> | 0.38 | 0 | 0.015 | 0 | 0 | Constrained, otherwise capacity available =376 kW | --> | E17 ex HEADFORD | Headford [T41,T42] | CLOON |  | 53.4666 | -9.1076
MV/LV Substation CL***420 |  | 20 kV | _ | LV | 50 kVA :Pole Substation | 0.05 | --> | 0.05 | 0 | 0 | Constrained, otherwise capacity available =50 kVA | --> | 0.048 | 0 | 0 | 0 | 0 | Constrained, otherwise capacity available =48 kW | --> | E17 ex HEADFORD | Headford [T41,T42] | CLOON |  | 53.4509 | -9.0939
MV/LV Substation SH***435 |  | 20 kV | _ | LV | 50 kVA :Pole Substation | 0.05 | --> | 0.05 | 0 | 0 | Constrained, otherwise capacity available =50 kVA | --> | 0.048 | 0 | 0 | 0 | 0 | Constrained, otherwise capacity available =48 kW | --> | E13 ex HEADFORD | Headford [T41,T42] | CLOON |  | 53.5301 | -9.078
MV/LV Substation LO***450 |  | 20 kV | _ | LV | 100 kVA :Pole Substation | 0.1 | --> | 0.1 | 0 | 0 | Constrained, otherwise capacity available =88 kVA | --> | 0.095 | 0 | 0 | 0 | 0 | Constrained, otherwise capacity available =97 kW | --> | E15 ex GLENAMADDY | Glenamaddy [T422] | ATHLONE |  | 53.6762 | -8.5808
MV/LV Substation CA***453 |  | 20 kV | _ | LV | 50 kVA :Pole Substation | 0.05 | --> | 0.05 | 0 | 0 | Constrained, otherwise capacity available =42 kVA | --> | 0.048 | 0 | 0 | 0.049 | 0 |  | --> | C23 ex TUAM NORTH | Tuam North [T41,T42] | CLOON |  | 53.537 | -8.721
MV/LV Substation AC***470 |  | 20 kV | _ | LV | 50 kVA :Pole Substation | 0.05 | --> | 0.05 | 0 | 0 | Constrained, otherwise capacity available =50 kVA | --> | 0.048 | 0 | 0 | 0 | 0 | Constrained, otherwise capacity available =48 kW | --> | E17 ex HEADFORD | Headford [T41,T42] | CLOON |  | 53.4537 | -9.0945
MV/LV Substation OC***493 |  | 10 kV | _ | LV | 100 kVA :Pole Substation | 0.1 | --> | 0.1 | 0 | 0 | Constrained, otherwise capacity available =91 kVA | --> | 0.095 | 0 | 0.005 | 0.092 | 0 |  | --> | C16 ex CLAREGALWAY | Claregalway [T42,T421] | GALWAY 110KV |  | 53.3953 | -8.8751
MV/LV Substation TI***498 |  | 10 kV | _ | LV | 400 kVA :Kiosk Substation | 0.4 | --> | 0.4 | 0.332 | 10.7 |  | --> | 0.38 | 0 | 0 | 0.389 | 0 |  | --> | C22 ex CLOON | Cloon [T42,T421] | CLOON |  | 53.5094 | -8.8518
MV/LV Substation TI***499 |  | 10 kV | _ | LV | 400 kVA :Kiosk Substation | 0.4 | --> | 0.4 | 0.322 | 10.7 |  | --> | 0.38 | 0 | 0.01 | 0.383 | 0 |  | --> | C22 ex CLOON | Cloon [T42,T421] | CLOON |  | 53.5081 | -8.8524
MV/LV Substation BE***509 |  | 20 kV | _ | LV | 200 kVA :Pole Substation | 0.2 | --> | 0.2 | 0 | 0 | Constrained, otherwise capacity available =200 kVA | --> | 0.19 | 0 | 0 | 0 | 0 | Constrained, otherwise capacity available =190 kW | --> | E15 ex GLENAMADDY | Glenamaddy [T422] | ATHLONE |  | 53.659 | -8.6579
MV/LV Substation LI***511 |  | 20 kV | _ | LV | 100 kVA :Pole Substation | 0.1 | --> | 0.1 | 0 | 0 | Constrained, otherwise capacity available =85 kVA | --> | 0.095 | 0 | 0.006 | 0.093 | 0 |  | --> | C17 ex TUAM NORTH | Tuam North [T41,T42] | CLOON |  | 53.48 | -8.7168
MV/LV Substation WO***513 |  | 20 kV | _ | LV | 200 kVA :Building Structure | 0.2 | --> | 0.2 | 0 | 0 | Constrained, otherwise capacity available =199 kVA | --> | 0.19 | 0 | 0.005 | 0.186 | 0 |  | --> | C23 ex TUAM NORTH | Tuam North [T41,T42] | CLOON |  | 53.5755 | -9.0043
MV/LV Substation HE***520 |  | 20 kV | _ | LV | 200 kVA :Pole Substation | 0.2 | --> | 0.2 | 0 | 0 | Constrained, otherwise capacity available =181 kVA | --> | 0.19 | 0 | 0 | 0 | 0 | Constrained, otherwise capacity available =193 kW | --> | E17 ex HEADFORD | Headford [T41,T42] | CLOON |  | 53.4666 | -9.099
MV/LV Substation MH***530 |  | 20 kV | _ | LV | 50 kVA :Pole Substation | 0.05 | --> | 0.05 | 0 | 0 | Constrained, otherwise capacity available =50 kVA | --> | 0.048 | 0 | 0 | 0 | 0 | Constrained, otherwise capacity available =48 kW | --> | E21 ex GLENAMADDY | Glenamaddy [T422] | ATHLONE |  | 53.6159 | -8.7496
MV/LV Substation UN***544 |  | 10 kV | _ | LV | 400 kVA :Kiosk Substation | 0.4 | --> | 0.4 | 0 | 0 | Constrained, otherwise capacity available =353 kVA | --> | 0.38 | 0 | 0 | 0.386 | 0 |  | --> | C12 ex TUAM SOUTH | Tuam South [T42] | CLOON |  | 53.5204 | -8.846
MV/LV Substation CN***545 |  | 20 kV | _ | LV | 200 kVA :Kiosk Substation | 0.2 | --> | 0.2 | 0 | 0 | Constrained, otherwise capacity available =190 kVA | --> | 0.19 | 0 | 0.01 | 0.184 | 0 |  | --> | E47 ex CLAREGALWAY | Claregalway [T42,T421] | GALWAY 110KV |  | 53.4336 | -8.7519
MV/LV Substation CL***554 |  | 20 kV | _ | LV | 100 kVA :Pole Substation | 0.1 | --> | 0.1 | 0 | 0 | Constrained, otherwise capacity available =96 kVA | --> | 0.095 | 0 | 0 | 0 | 0 | Constrained, otherwise capacity available =96 kW | --> | E16 ex GLENAMADDY | Glenamaddy [T422] | ATHLONE |  | 53.5585 | -8.6509
MV/LV Substation CL***568 |  | 10 kV | _ | LV | 200 kVA :Pole Substation | 0.2 | --> | 0.2 | 0.149 | 10.7 |  | --> | 0.19 | 0 | 0.052 | 0.158 | 0 |  | --> | C14 ex CLOON | Cloon [T42,T421] | CLOON |  | 53.4357 | -8.8531
MV/LV Substation AR***576 |  | 20 kV | _ | LV | 400 kVA :Building Structure | 0.4 | --> | 0.4 | 0 | 0 | Constrained, otherwise capacity available =350 kVA | --> | 0.38 | 0 | 0 | 0.387 | 0 |  | --> | C23 ex TUAM NORTH | Tuam North [T41,T42] | CLOON |  | 53.5275 | -8.8517
MV/LV Substation CU***599 |  | 10 kV | _ | LV | 200 kVA :Kiosk Substation | 0.2 | --> | 0.2 | 0 | 0 | Constrained, otherwise capacity available =177 kVA | --> | 0.19 | 0 | 0.024 | 0 | 0 | Constrained, otherwise capacity available =175 kW | --> | C18 ex HEADFORD | Headford [T41,T42] | CLOON |  | 53.4709 | -9.1124
MV/LV Substation HA***610 |  | 20 kV | _ | LV | 50 kVA :Pole Substation | 0.05 | --> | 0.05 | 0 | 0 | Constrained, otherwise capacity available =40 kVA | --> | 0.048 | 0 | 0 | 0.049 | 0 |  | --> | C17 ex TUAM NORTH | Tuam North [T41,T42] | CLOON |  | 53.5071 | -8.8122
MV/LV Substation IL***614 |  | 20 kV | _ | LV | 50 kVA :Pole Substation | 0.05 | --> | 0.05 | 0 | 0 | Constrained, otherwise capacity available =48 kVA | --> | 0.048 | 0 | 0 | 0.048 | 0 |  | --> | C23 ex TUAM NORTH | Tuam North [T41,T42] | CLOON |  | 53.639 | -8.9288
MV/LV Substation RI***632 |  | 20 kV | _ | LV | 50 kVA :Pole Substation | 0.05 | --> | 0.05 | 0 | 0 | Constrained, otherwise capacity available =32 kVA | --> | 0.048 | 0 | 0.049 | 0 | 0 | Constrained, otherwise capacity available =14 kW | --> | E21 ex GLENAMADDY | Glenamaddy [T422] | ATHLONE |  | 53.6171 | -8.7336
MV/LV Substation SE***011X |  | 10 kV | _ | LV | 50 kVA :Pole Substation | 0.05 | --> | 0.05 | 0 | 0 | Constrained, otherwise capacity available =47 kVA | --> | 0.048 | 0 | 0 | 0 | 0 | Constrained, otherwise capacity available =48 kW | --> | E12 ex KILLYBEGS | Killybegs [T422] | BINBANE |  | 54.672 | -8.4182
MV/LV Substation NU***012X |  | 20 kV | _ | LV | 50 kVA :Pole Substation | 0.05 | --> | 0.05 | 0 | 0 | Constrained, otherwise capacity available =28 kVA | --> | 0.048 | 0 | 0 | 0 | 0 | Constrained, otherwise capacity available =50 kW | --> | E13 ex KILLYBEGS |  |  |  | 54.6415 | -8.4211
MV/LV Substation RO***014X |  | 20 kV | _ | LV | 200 kVA :Kiosk Substation | 0.2 | --> | 0.2 | 0 | 0 | Constrained, otherwise capacity available =154 kVA | --> | 0.19 | 0 | 0.027 | 0 | 0 | Constrained, otherwise capacity available =176 kW | --> | E20 ex KILLYBEGS | Killybegs [T422] | BINBANE |  | 54.6356 | -8.4553
MV/LV Substation DO***020X |  | 20 kV | _ | LV | 50 kVA :Pole Substation | 0.05 | --> | 0.05 | 0 | 0 | Constrained, otherwise capacity available =46 kVA | --> | 0.048 | 0 | 0 | 0 | 0 | Constrained, otherwise capacity available =48 kW | --> | E12 ex KILLYBEGS | Killybegs [T422] | BINBANE |  | 54.6539 | -8.4325
MV/LV Substation DR***022X |  | 10 kV | _ | LV | 50 kVA :Pole Substation | 0.05 | --> | 0.05 | 0 | 0 | Constrained, otherwise capacity available =39 kVA | --> | 0.048 | 0 | 0 | 0 | 0 | Constrained, otherwise capacity available =49 kW | --> | E13 ex KILLYBEGS |  |  |  | 54.6463 | -8.307
MV/LV Substation MU***034X |  | 10 kV | _ | LV | 50 kVA :Pole Substation | 0.05 | --> | 0.05 | 0 | 0 | Constrained, otherwise capacity available =49 kVA | --> | 0.048 | 0 | 0 | 0 | 0 | Constrained, otherwise capacity available =48 kW | --> | E13 ex KILLYBEGS |  |  |  | 54.6495 | -8.2653
MV/LV Substation RI***052X |  | 10 kV | _ | LV | 100 kVA :Pole Substation | 0.1 | --> | 0.1 | 0.094 | 2.09 |  | --> | 0.095 | 0 | 0 | 0 | 0 | Constrained, otherwise capacity available =96 kW | --> | C17 ex KILCAR | Kilcar [T41] | BINBANE |  | 54.657 | -8.6302
MV/LV Substation NU***055X |  | 20 kV | _ | LV | 400 kVA :Building Structure | 0.4 | --> | 0.4 | 0 | 0 | Constrained, otherwise capacity available =343 kVA | --> | 0.38 | 0 | 0.03 | 0 | 0 | Constrained, otherwise capacity available =366 kW | --> | E18 ex KILLYBEGS | Killybegs [T422] | BINBANE |  | 54.6377 | -8.4391
MV/LV Substation AR***072X |  | 20 kV | _ | LV | 100 kVA :Pole Substation | 0.1 | --> | 0.1 | 0 | 0 | Constrained, otherwise capacity available =93 kVA | --> | 0.095 | 0 | 0 | 0 | 0 | Constrained, otherwise capacity available =96 kW | --> | E13 ex KILLYBEGS |  |  |  | 54.6339 | -8.3592
MV/LV Substation SW***074X |  | 20 kV | _ | LV | 400 kVA :Kiosk Substation | 0.4 | --> | 0.4 | 0 | 0 | Constrained, otherwise capacity available =295 kVA | --> | 0.38 | 0 | 0.005 | 0 | 0 | Constrained, otherwise capacity available =390 kW | --> | E18 ex KILLYBEGS | Killybegs [T422] | BINBANE |  | 54.6355 | -8.4454
MV/LV Substation AR***084X |  | 10 kV | _ | LV | 100 kVA :Pole Substation | 0.1 | --> | 0.1 | 0 | 0 | Constrained, otherwise capacity available =88 kVA | --> | 0.095 | 0 | 0 | 0 | 0 | Constrained, otherwise capacity available =97 kW | --> | E12 ex KILLYBEGS | Killybegs [T422] | BINBANE |  | 54.6812 | -8.4141
MV/LV Substation BO***091X |  | 20 kV | _ | LV | 100 kVA :Pole Substation | 0.1 | --> | 0.1 | 0 | 0 | Constrained, otherwise capacity available =96 kVA | --> | 0.095 | 0 | 0 | 0 | 0 | Constrained, otherwise capacity available =96 kW | --> | E13 ex KILLYBEGS |  |  |  | 54.6356 | -8.3758
MV/LV Substation RO***115X |  | 20 kV | _ | LV | 200 kVA :Kiosk Substation | 0.2 | --> | 0.2 | 0 | 0 | Constrained, otherwise capacity available =196 kVA | --> | 0.19 | 0 | 0 | 0 | 0 | Constrained, otherwise capacity available =191 kW | --> | E20 ex KILLYBEGS | Killybegs [T422] | BINBANE |  | 54.6324 | -8.4504
MV/LV Substation HE***140X |  | 10 kV | _ | LV | 50 kVA :Pole Substation | 0.05 | --> | 0.05 | 0 | 0 | Constrained, otherwise capacity available =49 kVA | --> | 0.048 | 0 | 0 | 0 | 0 | Constrained, otherwise capacity available =48 kW | --> | E13 ex KILLYBEGS |  |  |  | 54.6423 | -8.3214
MV/LV Substation PI***158X |  | 20 kV | _ | LV | 630 kVA :Kiosk Substation | 0.63 | --> | 0.63 | 0 | 0 | Constrained, otherwise capacity available =566 kVA | --> | 0.598 | 0 | 0 | 0 | 0 | Constrained, otherwise capacity available =605 kW | --> | E18 ex KILLYBEGS | Killybegs [T422] | BINBANE |  | 54.6369 | -8.4404
MV/LV Substation RO***169X |  | 20 kV | _ | LV | 50 kVA :Pole Substation | 0.05 | --> | 0.05 | 0 | 0 | Constrained, otherwise capacity available =25 kVA | --> | 0.048 | 0 | 0 | 0 | 0 | Constrained, otherwise capacity available =51 kW | --> | E18 ex KILLYBEGS | Killybegs [T422] | BINBANE |  | 54.6231 | -8.4538
MV/LV Substation KI***174X |  | 10 kV | _ | LV | 50 kVA :Pole Substation | 0.05 | --> | 0.05 | 0.05 | 2.09 |  | --> | 0.048 | 0 | 0 | 0 | 0 | Constrained, otherwise capacity available =48 kW | --> | C17 ex KILCAR | Kilcar [T41] | BINBANE |  | 54.6522 | -8.5908
MV/LV Substation NE***176X |  | 20 kV | _ | LV | 400 kVA :Building Structure | 0.4 | --> | 0.4 | 0 | 0 | Constrained, otherwise capacity available =390 kVA | --> | 0.38 | 0 | 0 | 0 | 0 | Constrained, otherwise capacity available =381 kW | --> | E18 ex KILLYBEGS | Killybegs [T422] | BINBANE |  | 54.6307 | -8.4423
MV/LV Substation CA***187X |  | 10 kV | _ | LV | 100 kVA :Pole Substation | 0.1 | --> | 0.1 | 0.1 | 2.09 |  | --> | 0.095 | 0 | 0 | 0 | 0 | Constrained, otherwise capacity available =95 kW | --> | C17 ex KILCAR | Kilcar [T41] | BINBANE |  | 54.6492 | -8.5912
MV/LV Substation LI***191X |  | 20 kV | _ | LV | 50 kVA :Pole Substation | 0.05 | --> | 0.05 | 0.05 | 2.09 |  | --> | 0.048 | 0 | 0 | 0 | 0 | Constrained, otherwise capacity available =48 kW | --> | C15 ex KILCAR | Kilcar [T41] | BINBANE |  | 54.6289 | -8.5698
MV/LV Substation RE***192X |  | 10 kV | _ | LV | 100 kVA :Pole Substation | 0.1 | --> | 0.1 | 0.071 | 2.09 |  | --> | 0.095 | 0 | 0 | 0 | 0 | Constrained, otherwise capacity available =99 kW | --> | C17 ex KILCAR | Kilcar [T41] | BINBANE |  | 54.6549 | -8.6339
MV/LV Substation UM***193X |  | 10 kV | _ | LV | 50 kVA :Pole Substation | 0.05 | --> | 0.05 | 0.05 | 2.09 |  | --> | 0.048 | 0 | 0 | 0 | 0 | Constrained, otherwise capacity available =48 kW | --> | C15 ex KILCAR | Kilcar [T41] | BINBANE |  | 54.6453 | -8.5803
MV/LV Substation GA***194X |  | 20 kV | _ | LV | 50 kVA :Pole Substation | 0.05 | --> | 0.05 | 0.048 | 2.09 |  | --> | 0.048 | 0 | 0 | 0 | 0 | Constrained, otherwise capacity available =48 kW | --> | C15 ex KILCAR | Kilcar [T41] | BINBANE |  | 54.6388 | -8.4837
MV/LV Substation CO***198X |  | 10 kV | _ | LV | 50 kVA :Pole Substation | 0.05 | --> | 0.05 | 0 | 0 | Constrained, otherwise capacity available =45 kVA | --> | 0.048 | 0 | 0.012 | 0 | 0 | Constrained, otherwise capacity available =39 kW | --> | E13 ex KILLYBEGS |  |  |  | 54.6518 | -8.2938
MV/LV Substation ME***202X |  | 10 kV | _ | LV | 50 kVA :Pole Substation | 0.05 | --> | 0.05 | 0 | 0 | Constrained, otherwise capacity available =26 kVA | --> | 0.048 | 0 | 0 | 0 | 0 | Constrained, otherwise capacity available =51 kW | --> | E12 ex KILLYBEGS | Killybegs [T422] | BINBANE |  | 54.7002 | -8.3966
MV/LV Substation PU***203X |  | 10 kV | _ | LV | 50 kVA :Pole Substation | 0.05 | --> | 0.05 | 0.048 | 2.09 |  | --> | 0.048 | 0 | 0 | 0 | 0 | Constrained, otherwise capacity available =48 kW | --> | C17 ex KILCAR | Kilcar [T41] | BINBANE |  | 54.6509 | -8.6428
MV/LV Substation BA***206X |  | 10 kV | _ | LV | 50 kVA :Pole Substation | 0.05 | --> | 0.05 | 0.05 | 2.09 |  | --> | 0.048 | 0 | 0 | 0 | 0 | Constrained, otherwise capacity available =48 kW | --> | C15 ex KILCAR | Kilcar [T41] | BINBANE |  | 54.6557 | -8.5716
MV/LV Substation NE***210X |  | 20 kV | _ | LV | 630 kVA :Building Structure | 0.63 | --> | 0.63 | 0 | 0 | Constrained, otherwise capacity available =545 kVA | --> | 0.598 | 0 | 0 | 0 | 0 | Constrained, otherwise capacity available =610 kW | --> | E18 ex KILLYBEGS | Killybegs [T422] | BINBANE |  | 54.6292 | -8.4393
MV/LV Substation RO***212X |  | 10 kV | _ | LV | 50 kVA :Pole Substation | 0.05 | --> | 0.05 | 0.05 | 2.09 |  | --> | 0.048 | 0 | 0 | 0 | 0 | Constrained, otherwise capacity available =48 kW | --> | C17 ex KILCAR | Kilcar [T41] | BINBANE |  | 54.6473 | -8.6249
MV/LV Substation WO***231X |  | 10 kV | _ | LV | 50 kVA :Pole Substation | 0.05 | --> | 0.05 | 0.046 | 2.09 |  | --> | 0.048 | 0 | 0 | 0 | 0 | Constrained, otherwise capacity available =48 kW | --> | C17 ex KILCAR | Kilcar [T41] | BINBANE |  | 54.6978 | -8.7701
MV/LV Substation WA***250X |  | 20 kV | _ | LV | 400 kVA :Kiosk Substation | 0.4 | --> | 0.4 | 0 | 0 | Constrained, otherwise capacity available =376 kVA | --> | 0.38 | 0 | 0.003 | 0 | 0 | Constrained, otherwise capacity available =381 kW | --> | E18 ex KILLYBEGS | Killybegs [T422] | BINBANE |  | 54.6293 | -8.4455
MV/LV Substation TO***270X |  | 10 kV | _ | LV | 50 kVA :Pole Substation | 0.05 | --> | 0.05 | 0.046 | 2.09 |  | --> | 0.048 | 0 | 0 | 0 | 0 | Constrained, otherwise capacity available =48 kW | --> | C15 ex KILCAR | Kilcar [T41] | BINBANE |  | 54.6251 | -8.5994
MV/LV Substation AR***271X |  | 10 kV | _ | LV | 200 kVA :Pole Substation | 0.2 | --> | 0.2 | 0.184 | 2.09 |  | --> | 0.19 | 0 | 0 | 0 | 0 | Constrained, otherwise capacity available =192 kW | --> | C17 ex KILCAR | Kilcar [T41] | BINBANE |  | 54.6591 | -8.635
MV/LV Substation RE***275X |  | 10 kV | _ | LV | 100 kVA :Pole Substation | 0.1 | --> | 0.1 | 0.087 | 2.09 |  | --> | 0.095 | 0 | 0 | 0 | 0 | Constrained, otherwise capacity available =97 kW | --> | C17 ex KILCAR | Kilcar [T41] | BINBANE |  | 54.6346 | -8.6469
MV/LV Substation DE***278X |  | 10 kV | _ | LV | 50 kVA :Pole Substation | 0.05 | --> | 0.05 | 0.05 | 2.09 |  | --> | 0.048 | 0 | 0 | 0 | 0 | Constrained, otherwise capacity available =48 kW | --> | C17 ex KILCAR | Kilcar [T41] | BINBANE |  | 54.6354 | -8.6262
MV/LV Substation FI***282X |  | 20 kV | _ | LV | 200 kVA :Kiosk Substation | 0.2 | --> | 0.2 | 0 | 0 | Constrained, otherwise capacity available =113 kVA | --> | 0.19 | 0 | 0 | 0 | 0 | Constrained, otherwise capacity available =202 kW | --> | E13 ex KILLYBEGS |  |  |  | 54.6467 | -8.4304
MV/LV Substation EM***300 |  | 20 kV | _ | LV | 400 kVA :Kiosk Substation | 0.4 | --> | 0.4 | 0 | 0 | Constrained, otherwise capacity available =353 kVA | --> | 0.38 | 0 | 0.021 | 0 | 0 | Constrained, otherwise capacity available =371 kW | --> | E20 ex KILLYBEGS | Killybegs [T422] | BINBANE |  | 54.6404 | -8.4431
MV/LV Substation DR***308 |  | 10 kV | _ | LV | 50 kVA :Pole Substation | 0.05 | --> | 0.05 | 0 | 0 | Constrained, otherwise capacity available =41 kVA | --> | 0.048 | 0 | 0 | 0 | 0 | Constrained, otherwise capacity available =49 kW | --> | E13 ex KILLYBEGS |  |  |  | 54.644 | -8.3143
MV/LV Substation KE***310X |  | 10 kV | _ | LV | 50 kVA :Pole Substation | 0.05 | --> | 0.05 | 0.033 | 2.09 |  | --> | 0.048 | 0 | 0.016 | 0 | 0 | Constrained, otherwise capacity available =38 kW | --> | C15 ex KILCAR | Kilcar [T41] | BINBANE |  | 54.6357 | -8.5907
MV/LV Substation CA***317X |  | 10 kV | _ | LV | 50 kVA :Pole Substation | 0.05 | --> | 0.05 | 0.045 | 2.09 |  | --> | 0.048 | 0 | 0 | 0 | 0 | Constrained, otherwise capacity available =48 kW | --> | C15 ex KILCAR | Kilcar [T41] | BINBANE |  | 54.6383 | -8.589
MV/LV Substation MA***324 |  | 10 kV | _ | LV | 50 kVA :Pole Substation | 0.05 | --> | 0.05 | 0.046 | 2.09 |  | --> | 0.048 | 0 | 0 | 0 | 0 | Constrained, otherwise capacity available =48 kW | --> | C17 ex KILCAR | Kilcar [T41] | BINBANE |  | 54.6675 | -8.7783
MV/LV Substation MC***329 |  | 10 kV | _ | LV | 100 kVA :Pole Substation | 0.1 | --> | 0.1 | 0 | 0 | Constrained, otherwise capacity available =85 kVA | --> | 0.095 | 0 | 0 | 0 | 0 | Constrained, otherwise capacity available =97 kW | --> | E13 ex KILLYBEGS |  |  |  | 54.6542 | -8.2843
MV/LV Substation CO***341X |  | 20 kV | _ | LV | 50 kVA :Pole Substation | 0.05 | --> | 0.05 | 0 | 0 | Constrained, otherwise capacity available =50 kVA | --> | 0.048 | 0 | 0 | 0 | 0 | Constrained, otherwise capacity available =48 kW | --> | E13 ex KILLYBEGS |  |  |  | 54.6376 | -8.33
MV/LV Substation LE***370X |  | 20 kV | _ | LV | 50 kVA :Pole Substation | 0.05 | --> | 0.05 | 0.045 | 2.09 |  | --> | 0.048 | 0 | 0 | 0 | 0 | Constrained, otherwise capacity available =48 kW | --> | C15 ex KILCAR | Kilcar [T41] | BINBANE |  | 54.6316 | -8.57
MV/LV Substation CO***386 |  | 20 kV | _ | LV | 630 kVA :Kiosk Substation | 0.63 | --> | 0.63 | 0 | 0 | Constrained, otherwise capacity available =355 kVA | --> | 0.598 | 0 | 0.011 | 0 | 0 | Constrained, otherwise capacity available =627 kW | --> | E18 ex KILLYBEGS | Killybegs [T422] | BINBANE |  | 54.636 | -8.4439
MV/LV Substation CR***395 |  | 10 kV | _ | LV | 200 kVA :Pole Substation | 0.2 | --> | 0.2 | 0 | 0 | Constrained, otherwise capacity available =199 kVA | --> | 0.19 | 0 | 0 | 0 | 0 | Constrained, otherwise capacity available =190 kW | --> | E13 ex KILLYBEGS |  |  |  | 54.6247 | -8.2843
MV/LV Substation EA***397 |  | 10 kV | _ | LV | 50 kVA :Pole Substation | 0.05 | --> | 0.05 | 0 | 0 | Constrained, otherwise capacity available =42 kVA | --> | 0.048 | 0 | 0 | 0 | 0 | Constrained, otherwise capacity available =48 kW | --> | E13 ex KILLYBEGS |  |  |  | 54.6398 | -8.3023
MV/LV Substation WA***398 |  | 20 kV | _ | LV | 200 kVA :Pole Substation | 0.2 | --> | 0.2 | 0 | 0 | Constrained, otherwise capacity available =177 kVA | --> | 0.19 | 0 | 0 | 0 | 0 | Constrained, otherwise capacity available =193 kW | --> | E17 ex KILLYBEGS |  |  |  | 54.6487 | -8.4491
MV/LV Substation WA***4022 |  | 20 kV | _ | LV | 50 kVA :Pole Substation | 0.05 | --> | 0.05 | 0 | 0 | Constrained, otherwise capacity available =22 kVA | --> | 0.048 | 0 | 0 | 0 | 0 | Constrained, otherwise capacity available =51 kW | --> | E17 ex KILLYBEGS |  |  |  | 54.6475 | -8.4488
MV/LV Substation SA***403 |  | 10 kV | _ | LV | 100 kVA :Pole Substation | 0.1 | --> | 0.1 | 0 | 0 | Constrained, otherwise capacity available =99 kVA | --> | 0.095 | 0 | 0 | 0 | 0 | Constrained, otherwise capacity available =95 kW | --> | E13 ex KILLYBEGS |  |  |  | 54.6416 | -8.3129
MV/LV Substation PR***4031 |  | 20 kV | _ | LV | 200 kVA :Building Structure | 0.2 | --> | 0.2 | 0 | 0 | Constrained, otherwise capacity available =200 kVA | --> | 0.19 | 0 | 0 | 0 | 0 | Constrained, otherwise capacity available =190 kW | --> | E21 ex KILLYBEGS |  |  |  | 54.6289 | -8.4557
MV/LV Substation IA***4032 |  | 20 kV | _ | LV | 630 kVA :Building Structure | 0.63 | --> | 0.63 | 0 | 0 | Constrained, otherwise capacity available =523 kVA | --> | 0.598 | 0 | 0 | 0 | 0 | Constrained, otherwise capacity available =613 kW | --> | E18 ex KILLYBEGS | Killybegs [T422] | BINBANE |  | 54.6399 | -8.4355
MV/LV Substation SE***4048 |  | 20 kV | _ | LV | 630 kVA :Building Structure | 0.63 | --> | 0.63 | 0 | 0 | Constrained, otherwise capacity available =424 kVA | --> | 0.598 | 0 | 0 | 0 | 0 | Constrained, otherwise capacity available =626 kW | --> | E21 ex KILLYBEGS |  |  |  | 54.6308 | -8.4542
MV/LV Substation OW***4059 |  | 10 kV | _ | LV | 100 kVA :Pole Substation | 0.1 | --> | 0.1 | 0.083 | 2.09 |  | --> | 0.095 | 0 | 0 | 0 | 0 | Constrained, otherwise capacity available =97 kW | --> | C16 ex KILCAR | Kilcar [T41] | BINBANE |  | 54.7208 | -8.5803
MV/LV Substation DU***406 |  | 20 kV | _ | LV | 100 kVA :Pole Substation | 0.1 | --> | 0.1 | 0 | 0 | Constrained, otherwise capacity available =37 kVA | --> | 0.095 | 0 | 0.009 | 0 | 0 | Constrained, otherwise capacity available =97 kW | --> | E13 ex KILLYBEGS |  |  |  | 54.6323 | -8.3567
MV/LV Substation RO***4063 |  | 20 kV | _ | LV | 400 kVA :Kiosk Substation | 0.4 | --> | 0.4 | 0 | 0 | Constrained, otherwise capacity available =376 kVA | --> | 0.38 | 0 | 0 | 0 | 0 | Constrained, otherwise capacity available =383 kW | --> | E21 ex KILLYBEGS |  |  |  | 54.6259 | -8.4592
MV/LV Substation MA***4064 |  | 20 kV | _ | LV | 400 kVA :Kiosk Substation | 0.4 | --> | 0.4 | 0 | 0 | Constrained, otherwise capacity available =400 kVA | --> | 0.38 | 0 | 0 | 0 | 0 | Constrained, otherwise capacity available =380 kW | --> | E18 ex KILLYBEGS | Killybegs [T422] | BINBANE |  | 54.6328 | -8.4451
MV/LV Substation CA***4067 |  | 10 kV | _ | LV | 50 kVA :Pole Substation | 0.05 | --> | 0.05 | 0.05 | 2.09 |  | --> | 0.048 | 0 | 0 | 0 | 0 | Constrained, otherwise capacity available =48 kW | --> | C17 ex KILCAR | Kilcar [T41] | BINBANE |  | 54.6584 | -8.6396
MV/LV Substation ST***407 |  | 20 kV | _ | LV | 100 kVA :Pole Substation | 0.1 | --> | 0.1 | 0 | 0 | Constrained, otherwise capacity available =53 kVA | --> | 0.095 | 0 | 0.01 | 0 | 0 | Constrained, otherwise capacity available =94 kW | --> | E13 ex KILLYBEGS |  |  |  | 54.6321 | -8.3642
MV/LV Substation BR***4081 |  | 20 kV | _ | LV | 100 kVA :Pole Substation | 0.1 | --> | 0.1 | 0 | 0 | Constrained, otherwise capacity available =100 kVA | --> | 0.095 | 0 | 0 | 0 | 0 | Constrained, otherwise capacity available =95 kW | --> | E18 ex KILLYBEGS | Killybegs [T422] | BINBANE |  | 54.6425 | -8.437
MV/LV Substation PU***4094 |  | 10 kV | _ | LV | 50 kVA :Pole Substation | 0.05 | --> | 0.05 | 0.05 | 2.09 |  | --> | 0.048 | 0 | 0 | 0 | 0 | Constrained, otherwise capacity available =48 kW | --> | C16 ex KILCAR | Kilcar [T41] | BINBANE |  | 54.7185 | -8.5863
MV/LV Substation LA***4096 |  | 20 kV | _ | LV | 50 kVA :Pole Substation | 0.05 | --> | 0.05 | 0.05 | 2.09 |  | --> | 0.048 | 0 | 0 | 0 | 0 | Constrained, otherwise capacity available =48 kW | --> | C15 ex KILCAR | Kilcar [T41] | BINBANE |  | 54.6315 | -8.5134
MV/LV Substation TA***4098 |  | 10 kV | _ | LV | 50 kVA :Pole Substation | 0.05 | --> | 0.05 | 0.05 | 2.09 |  | --> | 0.048 | 0 | 0 | 0 | 0 | Constrained, otherwise capacity available =48 kW | --> | C15 ex KILCAR | Kilcar [T41] | BINBANE |  | 54.6206 | -8.6116
MV/LV Substation C/***4103 |  | 20 kV | _ | LV | 50 kVA :Pole Substation | 0.05 | --> | 0.05 | 0 | 0 | Constrained, otherwise capacity available =50 kVA | --> | 0.048 | 0 | 0 | 0 | 0 | Constrained, otherwise capacity available =48 kW | --> | E13 ex KILLYBEGS |  |  |  | 54.6559 | -8.3958
MV/LV Substation BR***421 |  | 20 kV | _ | LV | 400 kVA :Kiosk Substation | 0.4 | --> | 0.4 | 0 | 0 | Constrained, otherwise capacity available =336 kVA | --> | 0.38 | 0 | 0.01 | 0 | 0 | Constrained, otherwise capacity available =381 kW | --> | E13 ex KILLYBEGS |  |  |  | 54.64 | -8.389
MV/LV Substation CA***432 |  | 20 kV | _ | LV | 50 kVA :Pole Substation | 0.05 | --> | 0.05 | 0 | 0 | Constrained, otherwise capacity available =45 kVA | --> | 0.048 | 0 | 0.01 | 0 | 0 | Constrained, otherwise capacity available =41 kW | --> | E13 ex KILLYBEGS |  |  |  | 54.6544 | -8.3959
MV/LV Substation MU***438 |  | 20 kV | _ | LV | 50 kVA :Pole Substation | 0.05 | --> | 0.05 | 0 | 0 | Constrained, otherwise capacity available =34 kVA | --> | 0.048 | 0 | 0.006 | 0 | 0 | Constrained, otherwise capacity available =45 kW | --> | E13 ex KILLYBEGS |  |  |  | 54.6449 | -8.3927
MV/LV Substation WO***443 |  | 10 kV | _ | LV | 50 kVA :Pole Substation | 0.05 | --> | 0.05 | 0 | 0 | Constrained, otherwise capacity available =46 kVA | --> | 0.048 | 0 | 0 | 0 | 0 | Constrained, otherwise capacity available =48 kW | --> | E13 ex KILLYBEGS |  |  |  | 54.6524 | -8.2674
MV/LV Substation I ***447 |  | 20 kV | _ | LV | 200 kVA :Pole Substation | 0.2 | --> | 0.2 | 0 | 0 | Constrained, otherwise capacity available =172 kVA | --> | 0.19 | 0 | 0.005 | 0 | 0 | Constrained, otherwise capacity available =190 kW | --> | E13 ex KILLYBEGS |  |  |  | 54.6334 | -8.3509
MV/LV Substation SN***455 |  | 10 kV | _ | LV | 400 kVA :Building Structure | 0.4 | --> | 0.4 | 0.397 | 2.09 |  | --> | 0.38 | 0 | 0 | 0 | 0 | Constrained, otherwise capacity available =380 kW | --> | C15 ex KILCAR | Kilcar [T41] | BINBANE |  | 54.6313 | -8.5961
MV/LV Substation RO***457 |  | 10 kV | _ | LV | 50 kVA :Pole Substation | 0.05 | --> | 0.05 | 0.047 | 2.09 |  | --> | 0.048 | 0 | 0 | 0 | 0 | Constrained, otherwise capacity available =48 kW | --> | C17 ex KILCAR | Kilcar [T41] | BINBANE |  | 54.6921 | -8.7465
MV/LV Substation DR***465 |  | 10 kV | _ | LV | 50 kVA :Pole Substation | 0.05 | --> | 0.05 | 0 | 0 | Constrained, otherwise capacity available =20 kVA | --> | 0.048 | 0 | 0.006 | 0 | 0 | Constrained, otherwise capacity available =47 kW | --> | E13 ex KILLYBEGS |  |  |  | 54.6472 | -8.2756
MV/LV Substation SP***468 |  | 10 kV | _ | LV | 50 kVA :Pole Substation | 0.05 | --> | 0.05 | 0 | 0 | Constrained, otherwise capacity available =29 kVA | --> | 0.048 | 0 | 0.009 | 0 | 0 | Constrained, otherwise capacity available =44 kW | --> | E13 ex KILLYBEGS |  |  |  | 54.6475 | -8.3024
MV/LV Substation BR***485 |  | 20 kV | _ | LV | 100 kVA :Pole Substation | 0.1 | --> | 0.1 | 0 | 0 | Constrained, otherwise capacity available =67 kVA | --> | 0.095 | 0 | 0.016 | 0 | 0 | Constrained, otherwise capacity available =88 kW | --> | E18 ex KILLYBEGS | Killybegs [T422] | BINBANE |  | 54.6404 | -8.4389
MV/LV Substation CE***488 |  | 20 kV | _ | LV | 630 kVA :Kiosk Substation | 0.63 | --> | 0.63 | 0 | 0 | Constrained, otherwise capacity available =513 kVA | --> | 0.598 | 0 | 0.068 | 0 | 0 | Constrained, otherwise capacity available =564 kW | --> | E18 ex KILLYBEGS | Killybegs [T422] | BINBANE |  | 54.6311 | -8.4439
MV/LV Substation KI***502 |  | 10 kV | _ | LV | 630 kVA :Building Structure | 0.63 | --> | 0.63 | 0.333 | 2.09 |  | --> | 0.598 | 0 | 0.005 | 0 | 0 | Constrained, otherwise capacity available =634 kW | --> | C15 ex KILCAR | Kilcar [T41] | BINBANE |  | 54.6324 | -8.5946
MV/LV Substation CA***526 |  | 10 kV | _ | LV | 200 kVA :Pole Substation | 0.2 | --> | 0.2 | 0.07 | 2.09 |  | --> | 0.19 | 0 | 0.019 | 0 | 0 | Constrained, otherwise capacity available =193 kW | --> | C17 ex KILCAR | Kilcar [T41] | BINBANE |  | 54.6586 | -8.6337
MV/LV Substation RO***528 |  | 10 kV | _ | LV | 50 kVA :Pole Substation | 0.05 | --> | 0.05 | 0.027 | 2.09 |  | --> | 0.048 | 0 | 0 | 0 | 0 | Constrained, otherwise capacity available =50 kW | --> | C17 ex KILCAR | Kilcar [T41] | BINBANE |  | 54.6564 | -8.6249
MV/LV Substation CH***541 |  | 20 kV | _ | LV | 200 kVA :Pole Substation | 0.2 | --> | 0.2 | 0 | 0 | Constrained, otherwise capacity available =185 kVA | --> | 0.19 | 0 | 0.003 | 0 | 0 | Constrained, otherwise capacity available =190 kW | --> | E18 ex KILLYBEGS | Killybegs [T422] | BINBANE |  | 54.6441 | -8.4362
MV/LV Substation HO***542 |  | 10 kV | _ | LV | 100 kVA :Pole Substation | 0.1 | --> | 0.1 | 0.078 | 2.09 |  | --> | 0.095 | 0 | 0 | 0 | 0 | Constrained, otherwise capacity available =98 kW | --> | C15 ex KILCAR | Kilcar [T41] | BINBANE |  | 54.6308 | -8.5923
MV/LV Substation CO***544 |  | 10 kV | _ | LV | 630 kVA :Building Structure | 0.63 | --> | 0.63 | 0.431 | 2.09 |  | --> | 0.598 | 0 | 0 | 0 | 0 | Constrained, otherwise capacity available =625 kW | --> | C15 ex KILCAR | Kilcar [T41] | BINBANE |  | 54.6583 | -8.5755
MV/LV Substation FA***564 |  | 10 kV | _ | LV | 50 kVA :Pole Substation | 0.05 | --> | 0.05 | 0 | 0 | Constrained, otherwise capacity available =48 kVA | --> | 0.048 | 0 | 0 | 0 | 0 | Constrained, otherwise capacity available =48 kW | --> | E13 ex KILLYBEGS |  |  |  | 54.65 | -8.294
MV/LV Substation HO***609 |  | 20 kV | _ | LV | 200 kVA :Kiosk Substation | 0.2 | --> | 0.2 | 0.181 | 2.09 |  | --> | 0.19 | 0 | 0 | 0 | 0 | Constrained, otherwise capacity available =193 kW | --> | C15 ex KILCAR | Kilcar [T41] | BINBANE |  | 54.638 | -8.4805
MV/LV Substation TH***611 |  | 20 kV | _ | LV | 630 kVA :Kiosk Substation | 0.63 | --> | 0.63 | 0 | 0 | Constrained, otherwise capacity available =522 kVA | --> | 0.598 | 0 | 0 | 0 | 0 | Constrained, otherwise capacity available =613 kW | --> | E18 ex KILLYBEGS | Killybegs [T422] | BINBANE |  | 54.6363 | -8.4414
MV/LV Substation GL***642 |  | 10 kV | _ | LV | 100 kVA :Pole Substation | 0.1 | --> | 0.1 | 0.05 | 2.09 |  | --> | 0.095 | 0 | 0.015 | 0 | 0 | Constrained, otherwise capacity available =90 kW | --> | C17 ex KILCAR | Kilcar [T41] | BINBANE |  | 54.7071 | -8.7274
MV/LV Substation KI***645 |  | 10 kV | _ | LV | 50 kVA :Pole Substation | 0.05 | --> | 0.05 | 0.032 | 2.09 |  | --> | 0.048 | 0 | 0.005 | 0 | 0 | Constrained, otherwise capacity available =46 kW | --> | C17 ex KILCAR | Kilcar [T41] | BINBANE |  | 54.7064 | -8.7347
MV/LV Substation GL***647 |  | 10 kV | _ | LV | 50 kVA :Pole Substation | 0.05 | --> | 0.05 | 0.05 | 2.09 |  | --> | 0.048 | 0 | 0 | 0 | 0 | Constrained, otherwise capacity available =48 kW | --> | C17 ex KILCAR | Kilcar [T41] | BINBANE |  | 54.6971 | -8.773
MV/LV Substation MA***652 |  | 10 kV | _ | LV | 50 kVA :Pole Substation | 0.05 | --> | 0.05 | 0.039 | 2.09 |  | --> | 0.048 | 0 | 0 | 0 | 0 | Constrained, otherwise capacity available =49 kW | --> | C17 ex KILCAR | Kilcar [T41] | BINBANE |  | 54.6692 | -8.7833
MV/LV Substation FI***655 |  | 20 kV | _ | LV | 50 kVA :Pole Substation | 0.05 | --> | 0.05 | 0 | 0 | Constrained, otherwise capacity available =37 kVA | --> | 0.048 | 0 | 0 | 0 | 0 | Constrained, otherwise capacity available =49 kW | --> | E17 ex KILLYBEGS |  |  |  | 54.6447 | -8.4466
MV/LV Substation HO***663 |  | 10 kV | _ | LV | 50 kVA :Pole Substation | 0.05 | --> | 0.05 | 0.038 | 2.09 |  | --> | 0.048 | 0 | 0 | 0 | 0 | Constrained, otherwise capacity available =49 kW | --> | C17 ex KILCAR | Kilcar [T41] | BINBANE |  | 54.7077 | -8.7323
MV/LV Substation KN***682 |  | 10 kV | _ | LV | 100 kVA :Pole Substation | 0.1 | --> | 0.1 | 0.091 | 2.09 |  | --> | 0.095 | 0 | 0 | 0 | 0 | Constrained, otherwise capacity available =96 kW | --> | C17 ex KILCAR | Kilcar [T41] | BINBANE |  | 54.709 | -8.7304
MV/LV Substation DO***683 |  | 10 kV | _ | LV | 200 kVA :Pole Substation | 0.2 | --> | 0.2 | 0.2 | 2.09 |  | --> | 0.19 | 0 | 0 | 0 | 0 | Constrained, otherwise capacity available =190 kW | --> | C16 ex KILCAR | Kilcar [T41] | BINBANE |  | 54.7075 | -8.6354
MV/LV Substation ST***689 |  | 10 kV | _ | LV | 200 kVA :Pole Substation | 0.2 | --> | 0.2 | 0.156 | 2.09 |  | --> | 0.19 | 0 | 0.05 | 0 | 0 | Constrained, otherwise capacity available =159 kW | --> | C17 ex KILCAR | Kilcar [T41] | BINBANE |  | 54.6557 | -8.6148
MV/LV Substation TE***696 |  | 10 kV | _ | LV | 200 kVA :Pole Substation | 0.2 | --> | 0.2 | 0.199 | 2.09 |  | --> | 0.19 | 0 | 0 | 0 | 0 | Constrained, otherwise capacity available =190 kW | --> | C17 ex KILCAR | Kilcar [T41] | BINBANE |  | 54.6232 | -8.6309
MV/LV Substation D/***697 |  | 20 kV | _ | LV | 1000 kVA :Building Structure | 1 | --> | 1 | 0 | 0 | Constrained, otherwise capacity available =1000 kVA | --> | 0.95 | 0 | 0 | 0 | 0 | Constrained, otherwise capacity available =950 kW | --> | E21 ex KILLYBEGS |  |  |  | 54.6312 | -8.4476
MV/LV Substation VO***736 |  | 20 kV | _ | LV | 400 kVA :Kiosk Substation | 0.4 | --> | 0.4 | 0 | 0 | Constrained, otherwise capacity available =394 kVA | --> | 0.38 | 0 | 0 | 0 | 0 | Constrained, otherwise capacity available =381 kW | --> | E18 ex KILLYBEGS | Killybegs [T422] | BINBANE |  | 54.6395 | -8.4368
MV/LV Substation ST***738 |  | 20 kV | _ | LV | 50 kVA :Pole Substation | 0.05 | --> | 0.05 | 0 | 0 | Constrained, otherwise capacity available =45 kVA | --> | 0.048 | 0 | 0 | 0 | 0 | Constrained, otherwise capacity available =48 kW | --> | E17 ex KILLYBEGS |  |  |  | 54.6485 | -8.4385
MV/LV Substation CA***749 |  | 10 kV | _ | LV | 100 kVA :Pole Substation | 0.1 | --> | 0.1 | 0.068 | 2.09 |  | --> | 0.095 | 0 | 0.01 | 0 | 0 | Constrained, otherwise capacity available =92 kW | --> | C17 ex KILCAR | Kilcar [T41] | BINBANE |  | 54.706 | -8.7245
MV/LV Substation ST***786 |  | 20 kV | _ | LV | 200 kVA :Kiosk Substation | 0.2 | --> | 0.2 | 0 | 0 | Constrained, otherwise capacity available =160 kVA | --> | 0.19 | 0 | 0 | 0 | 0 | Constrained, otherwise capacity available =195 kW | --> | E20 ex KILLYBEGS | Killybegs [T422] | BINBANE |  | 54.6371 | -8.4485
MV/LV Substation FI***792 |  | 10 kV | _ | LV | 50 kVA :Pole Substation | 0.05 | --> | 0.05 | 0 | 0 | Constrained, otherwise capacity available =27 kVA | --> | 0.048 | 0 | 0 | 0 | 0 | Constrained, otherwise capacity available =50 kW | --> | E12 ex KILLYBEGS | Killybegs [T422] | BINBANE |  | 54.6822 | -8.4044
MV/LV Substation NO***848 |  | 20 kV | _ | LV | 400 kVA :Building Structure | 0.4 | --> | 0.4 | 0 | 0 | Constrained, otherwise capacity available =333 kVA | --> | 0.38 | 0 | 0.018 | 0 | 0 | Constrained, otherwise capacity available =376 kW | --> | E18 ex KILLYBEGS | Killybegs [T422] | BINBANE |  | 54.6298 | -8.4473
MV/LV Substation MC***849 |  | 10 kV | _ | LV | 200 kVA :Pole Substation | 0.2 | --> | 0.2 | 0 | 0 | Constrained, otherwise capacity available =169 kVA | --> | 0.19 | 0 | 0 | 0 | 0 | Constrained, otherwise capacity available =194 kW | --> | E12 ex KILLYBEGS | Killybegs [T422] | BINBANE |  | 54.6673 | -8.4133
MV/LV Substation O ***850 |  | 10 kV | _ | LV | 50 kVA :Pole Substation | 0.05 | --> | 0.05 | 0.043 | 2.09 |  | --> | 0.048 | 0 | 0 | 0 | 0 | Constrained, otherwise capacity available =48 kW | --> | C16 ex KILCAR | Kilcar [T41] | BINBANE |  | 54.6943 | -8.6144
MV/LV Substation BI***856 |  | 20 kV | _ | LV | 400 kVA :Building Structure | 0.4 | --> | 0.4 | 0 | 0 | Constrained, otherwise capacity available =375 kVA | --> | 0.38 | 0 | 0 | 0 | 0 | Constrained, otherwise capacity available =383 kW | --> | E18 ex KILLYBEGS | Killybegs [T422] | BINBANE |  | 54.6377 | -8.438
MV/LV Substation PO***859 |  | 10 kV | _ | LV | 630 kVA :Building Structure | 0.63 | --> | 0.63 | 0 | 0 | Constrained, otherwise capacity available =615 kVA | --> | 0.598 | 0 | 0 | 0 | 0 | Constrained, otherwise capacity available =600 kW | --> | E20 ex KILLYBEGS | Killybegs [T422] | BINBANE |  | 54.6331 | -8.4476
MV/LV Substation VO***860 |  | 10 kV | _ | LV | 200 kVA :Pole Substation | 0.2 | --> | 0.2 | 0.173 | 2.09 |  | --> | 0.19 | 0 | 0.03 | 0 | 0 | Constrained, otherwise capacity available =172 kW | --> | C17 ex KILCAR | Kilcar [T41] | BINBANE |  | 54.6561 | -8.6326
MV/LV Substation CO***862 |  | 20 kV | _ | LV | 200 kVA :Kiosk Substation | 0.2 | --> | 0.2 | 0 | 0 | Constrained, otherwise capacity available =153 kVA | --> | 0.19 | 0 | 0.014 | 0 | 0 | Constrained, otherwise capacity available =186 kW | --> | E20 ex KILLYBEGS | Killybegs [T422] | BINBANE |  | 54.638 | -8.4455
MV/LV Substation WO***865 |  | 20 kV | _ | LV | 50 kVA :Pole Substation | 0.05 | --> | 0.05 | 0 | 0 | Constrained, otherwise capacity available =39 kVA | --> | 0.048 | 0 | 0.005 | 0 | 0 | Constrained, otherwise capacity available =45 kW | --> | E13 ex KILLYBEGS |  |  |  | 54.6538 | -8.4267
MV/LV Substation IS***870 |  | 10 kV | _ | LV | 630 kVA :Building Structure | 0.63 | --> | 0.63 | 0 | 0 | Constrained, otherwise capacity available =568 kVA | --> | 0.598 | 0 | 0.126 | 0 | 0 | Constrained, otherwise capacity available =514 kW | --> | E12 ex KILLYBEGS | Killybegs [T422] | BINBANE |  | 54.6733 | -8.4219
MV/LV Substation MU***883 |  | 10 kV | _ | LV | 50 kVA :Pole Substation | 0.05 | --> | 0.05 | 0 | 0 | Constrained, otherwise capacity available =49 kVA | --> | 0.048 | 0 | 0 | 0 | 0 | Constrained, otherwise capacity available =48 kW | --> | E12 ex KILLYBEGS | Killybegs [T422] | BINBANE |  | 54.6787 | -8.3879
MV/LV Substation KI***892 |  | 10 kV | _ | LV | 50 kVA :Pole Substation | 0.05 | --> | 0.05 | 0.042 | 2.09 |  | --> | 0.048 | 0 | 0 | 0 | 0 | Constrained, otherwise capacity available =48 kW | --> | C15 ex KILCAR | Kilcar [T41] | BINBANE |  | 54.6226 | -8.606
MV/LV Substation BR***914 |  | 20 kV | _ | LV | 200 kVA :Pole Substation | 0.2 | --> | 0.2 | 0 | 0 | Constrained, otherwise capacity available =162 kVA | --> | 0.19 | 0 | 0 | 0 | 0 | Constrained, otherwise capacity available =195 kW | --> | E18 ex KILLYBEGS | Killybegs [T422] | BINBANE |  | 54.6245 | -8.4523
MV/LV Substation GA***924 |  | 10 kV | _ | LV | 50 kVA :Pole Substation | 0.05 | --> | 0.05 | 0.042 | 2.09 |  | --> | 0.048 | 0 | 0 | 0 | 0 | Constrained, otherwise capacity available =49 kW | --> | C15 ex KILCAR | Kilcar [T41] | BINBANE |  | 54.6264 | -8.6005
MV/LV Substation BR***946 |  | 20 kV | _ | LV | 100 kVA :Pole Substation | 0.1 | --> | 0.1 | 0 | 0 | Constrained, otherwise capacity available =22 kVA | --> | 0.095 | 0 | 0.005 | 0 | 0 | Constrained, otherwise capacity available =101 kW | --> | E20 ex KILLYBEGS | Killybegs [T422] | BINBANE |  | 54.6382 | -8.4424
MV/LV Substation GL***953 |  | 20 kV | _ | LV | 400 kVA :Kiosk Substation | 0.4 | --> | 0.4 | 0 | 0 | Constrained, otherwise capacity available =379 kVA | --> | 0.38 | 0 | 0 | 0 | 0 | Constrained, otherwise capacity available =383 kW | --> | E13 ex KILLYBEGS |  |  |  | 54.6597 | -8.3985
MV/LV Substation IN***955 |  | 10 kV | _ | LV | 50 kVA :Pole Substation | 0.05 | --> | 0.05 | 0 | 0 | Constrained, otherwise capacity available =48 kVA | --> | 0.048 | 0 | 0 | 0 | 0 | Constrained, otherwise capacity available =48 kW | --> | E13 ex KILLYBEGS |  |  |  | 54.6386 | -8.3091
MV/LV Substation ES***967 |  | 20 kV | _ | LV | 200 kVA :Kiosk Substation | 0.2 | --> | 0.2 | 0 | 0 | Constrained, otherwise capacity available =151 kVA | --> | 0.19 | 0 | 0 | 0 | 0 | Constrained, otherwise capacity available =197 kW | --> | E12 ex KILLYBEGS | Killybegs [T422] | BINBANE |  | 54.6466 | -8.4342
MV/LV Substation VI***972 |  | 20 kV | _ | LV | 200 kVA :Pole Substation | 0.2 | --> | 0.2 | 0 | 0 | Constrained, otherwise capacity available =147 kVA | --> | 0.19 | 0 | 0.065 | 0 | 0 | Constrained, otherwise capacity available =149 kW | --> | E13 ex KILLYBEGS |  |  |  | 54.6328 | -8.3585
MV/LV Substation OU***975 |  | 10 kV | _ | LV | 50 kVA :Pole Substation | 0.05 | --> | 0.05 | 0.036 | 2.09 |  | --> | 0.048 | 0 | 0 | 0 | 0 | Constrained, otherwise capacity available =49 kW | --> | C17 ex KILCAR | Kilcar [T41] | BINBANE |  | 54.6957 | -8.7705
MV/LV Substation BL***982 |  | 20 kV | _ | LV | 100 kVA :Pole Substation | 0.1 | --> | 0.1 | 0.079 | 2.09 |  | --> | 0.095 | 0 | 0 | 0 | 0 | Constrained, otherwise capacity available =98 kW | --> | C15 ex KILCAR | Kilcar [T41] | BINBANE |  | 54.6278 | -8.5257
MV/LV Substation MA***999 |  | 10 kV | _ | LV | 50 kVA :Pole Substation | 0.05 | --> | 0.05 | 0.05 | 2.09 |  | --> | 0.048 | 0 | 0 | 0 | 0 | Constrained, otherwise capacity available =48 kW | --> | C17 ex KILCAR | Kilcar [T41] | BINBANE |  | 54.6676 | -8.7835
MV/LV Substation MA***001 |  | 10 kV | _ | LV | 630 kVA :Building Structure | 0.63 | --> | 0.63 | 0.336 | 1.28 |  | --> | 0.598 | 0 | 0.031 | 0.5 | 0 |  | --> | C17 ex CASTLEREA | Castlerea [T41,T42] | CARRICK ON SHANNON |  | 53.7669 | -8.4892
MV/LV Substation KN***001X |  | 10 kV | _ | LV | 50 kVA :Pole Substation | 0.05 | --> | 0.05 | 0.036 | 1.28 |  | --> | 0.048 | 0 | 0.005 | 0.046 | 0 |  | --> | C17 ex CASTLEREA | Castlerea [T41,T42] | CARRICK ON SHANNON |  | 53.7597 | -8.4708
MV/LV Substation MO***005 |  | 10 kV | _ | LV | 200 kVA :Pole Substation | 0.2 | --> | 0.2 | 0.147 | 1.28 |  | --> | 0.19 | 0 | 0.005 | 0.193 | 0 |  | --> | C17 ex CASTLEREA | Castlerea [T41,T42] | CARRICK ON SHANNON |  | 53.7646 | -8.4791
MV/LV Substation BA***006 |  | 10 kV | _ | LV | 400 kVA :Kiosk Substation | 0.4 | --> | 0.4 | 0.272 | 1.28 |  | --> | 0.38 | 0 | 0.005 | 0.393 | 0 |  | --> | C18 ex CASTLEREA | Castlerea [T41,T42] | CARRICK ON SHANNON |  | 53.7687 | -8.4942
MV/LV Substation TH***008 |  | 20 kV | _ | LV | 200 kVA :Pole Substation | 0.2 | --> | 0.2 | 0.174 | 1.28 |  | --> | 0.19 | 0 | 0.005 | 0.19 | 0 |  | --> | C22 ex CASTLEREA | Castlerea [T41,T42] | CARRICK ON SHANNON |  | 53.7703 | -8.5014
MV/LV Substation ID***009 |  | 10 kV | _ | LV | 400 kVA :Building Structure | 0.4 | --> | 0.4 | 0.353 | 1.28 |  | --> | 0.38 | 0 | 0.011 | 0.378 | 0 |  | --> | C18 ex CASTLEREA | Castlerea [T41,T42] | CARRICK ON SHANNON |  | 53.7671 | -8.4767
MV/LV Substation ST***012 |  | 10 kV | _ | LV | 200 kVA :Pole Substation | 0.2 | --> | 0.2 | 0.118 | 1.28 |  | --> | 0.19 | 0 | 0.01 | 0.194 | 0 |  | --> | C17 ex CASTLEREA | Castlerea [T41,T42] | CARRICK ON SHANNON |  | 53.7632 | -8.4874
MV/LV Substation BA***013 |  | 20 kV | _ | LV | 100 kVA :Pole Substation | 0.1 | --> | 0.1 | 0.06 | 1.28 |  | --> | 0.095 | 0 | 0.026 | 0.081 | 0 |  | --> | C22 ex CASTLEREA | Castlerea [T41,T42] | CARRICK ON SHANNON |  | 53.7749 | -8.4898
MV/LV Substation KN***014 |  | 10 kV | _ | LV | 200 kVA :Pole Substation | 0.2 | --> | 0.2 | 0.158 | 1.28 |  | --> | 0.19 | 0 | 0.014 | 0.185 | 0 |  | --> | C17 ex CASTLEREA | Castlerea [T41,T42] | CARRICK ON SHANNON |  | 53.7619 | -8.4744
MV/LV Substation FE***015 |  | 10 kV | _ | LV | 200 kVA :Pole Substation | 0.2 | --> | 0.2 | 0.067 | 1.28 |  | --> | 0.19 | 0 | 0.005 | 0.204 | 0 |  | --> | C17 ex CASTLEREA | Castlerea [T41,T42] | CARRICK ON SHANNON |  | 53.7609 | -8.4836
MV/LV Substation RE***017 |  | 10 kV | _ | LV | 100 kVA :Pole Substation | 0.1 | --> | 0.1 | 0.072 | 1.28 |  | --> | 0.095 | 0 | 0.005 | 0.095 | 0 |  | --> | C17 ex CASTLEREA | Castlerea [T41,T42] | CARRICK ON SHANNON |  | 53.7639 | -8.4799
MV/LV Substation WE***018 |  | 10 kV | _ | LV | 200 kVA :Pole Substation | 0.2 | --> | 0.2 | 0.176 | 1.28 |  | --> | 0.19 | 0 | 0.003 | 0.191 | 0 |  | --> | C17 ex CASTLEREA | Castlerea [T41,T42] | CARRICK ON SHANNON |  | 53.7617 | -8.4808
MV/LV Substation NC***019X |  | 10 kV | _ | LV | 50 kVA :Pole Substation | 0.05 | --> | 0.05 | 0.041 | 1.28 |  | --> | 0.048 | 0 | 0 | 0.049 | 0 |  | --> | C18 ex CASTLEREA | Castlerea [T41,T42] | CARRICK ON SHANNON |  | 53.7694 | -8.489
MV/LV Substation BA***025X |  | 20 kV | _ | LV | 50 kVA :Pole Substation | 0.05 | --> | 0.05 | 0.044 | 1.28 |  | --> | 0.048 | 0 | 0 | 0.048 | 0 |  | --> | C22 ex CASTLEREA | Castlerea [T41,T42] | CARRICK ON SHANNON |  | 53.8365 | -8.3789
MV/LV Substation PA***067X |  | 10 kV | _ | LV | 400 kVA :Kiosk Substation | 0.4 | --> | 0.4 | 0.352 | 1.28 |  | --> | 0.38 | 0 | 0.005 | 0.383 | 0 |  | --> | C17 ex CASTLEREA | Castlerea [T41,T42] | CARRICK ON SHANNON |  | 53.7648 | -8.4905
MV/LV Substation TH***100X |  | 20 kV | _ | LV | 200 kVA :Kiosk Substation | 0.2 | --> | 0.2 | 0.165 | 1.28 |  | --> | 0.19 | 0 | 0.006 | 0.19 | 0 |  | --> | C22 ex CASTLEREA | Castlerea [T41,T42] | CARRICK ON SHANNON |  | 53.8362 | -8.3808
MV/LV Substation BR***116X |  | 20 kV | _ | LV | 50 kVA :Pole Substation | 0.05 | --> | 0.05 | 0.047 | 1.28 |  | --> | 0.048 | 0 | 0 | 0.048 | 0 |  | --> | C22 ex CASTLEREA | Castlerea [T41,T42] | CARRICK ON SHANNON |  | 53.787 | -8.2394
MV/LV Substation KN***135X |  | 10 kV | _ | LV | 200 kVA :Kiosk Substation | 0.2 | --> | 0.2 | 0.152 | 1.28 |  | --> | 0.19 | 0 | 0.002 | 0.195 | 0 |  | --> | C17 ex CASTLEREA | Castlerea [T41,T42] | CARRICK ON SHANNON |  | 53.7633 | -8.4831
MV/LV Substation RI***137X |  | 10 kV | _ | LV | 630 kVA :Kiosk Substation | 0.63 | --> | 0.63 | 0.5 | 1.28 |  | --> | 0.598 | 0 | 0 | 0.5 | 0 |  | --> | C18 ex CASTLEREA | Castlerea [T41,T42] | CARRICK ON SHANNON |  | 53.7682 | -8.4936
MV/LV Substation KN***148X |  | 10 kV | _ | LV | 50 kVA :Pole Substation | 0.05 | --> | 0.05 | 0.05 | 1.28 |  | --> | 0.048 | 0 | 0 | 0.048 | 0 |  | --> | C18 ex CASTLEREA | Castlerea [T41,T42] | CARRICK ON SHANNON |  | 53.7611 | -8.4688
MV/LV Substation CR***150X |  | 20 kV | _ | LV | 50 kVA :Pole Substation | 0.05 | --> | 0.05 | 0.05 | 1.28 |  | --> | 0.048 | 0 | 0 | 0.048 | 0 |  | --> | C22 ex CASTLEREA | Castlerea [T41,T42] | CARRICK ON SHANNON |  | 53.7598 | -8.5137
MV/LV Substation TE***151X |  | 10 kV | _ | LV | 50 kVA :Pole Substation | 0.05 | --> | 0.05 | 0.048 | 1.28 |  | --> | 0.048 | 0 | 0 | 0.048 | 0 |  | --> | C18 ex CASTLEREA | Castlerea [T41,T42] | CARRICK ON SHANNON |  | 53.7715 | -8.4814
MV/LV Substation LI***159X |  | 10 kV | _ | LV | 400 kVA :Kiosk Substation | 0.4 | --> | 0.4 | 0.261 | 1.28 |  | --> | 0.38 | 0 | 0 | 0.398 | 0 |  | --> | C18 ex CASTLEREA | Castlerea [T41,T42] | CARRICK ON SHANNON |  | 53.7689 | -8.4982
MV/LV Substation CA***160X |  | 20 kV | _ | LV | 630 kVA :Kiosk Substation | 0.63 | --> | 0.63 | 0.5 | 1.28 |  | --> | 0.598 | 0 | 0 | 0.5 | 0 |  | --> | C22 ex CASTLEREA | Castlerea [T41,T42] | CARRICK ON SHANNON |  | 53.7663 | -8.5043
MV/LV Substation WO***161X |  | 20 kV | _ | LV | 200 kVA :Kiosk Substation | 0.2 | --> | 0.2 | 0.101 | 1.28 |  | --> | 0.19 | 0 | 0.003 | 0.201 | 0 |  | --> | C22 ex CASTLEREA | Castlerea [T41,T42] | CARRICK ON SHANNON |  | 53.7694 | -8.5058
MV/LV Substation TA***166X |  | 10 kV | _ | LV | 630 kVA :Kiosk Substation | 0.63 | --> | 0.63 | 0.5 | 1.28 |  | --> | 0.598 | 0 | 0.004 | 0.5 | 0 |  | --> | C18 ex CASTLEREA | Castlerea [T41,T42] | CARRICK ON SHANNON |  | 53.7739 | -8.4847
MV/LV Substation TH***168X |  | 10 kV | _ | LV | 630 kVA :Kiosk Substation | 0.63 | --> | 0.63 | 0.5 | 1.28 |  | --> | 0.598 | 0 | 0 | 0.5 | 0 |  | --> | C18 ex CASTLEREA | Castlerea [T41,T42] | CARRICK ON SHANNON |  | 53.7692 | -8.4959
MV/LV Substation RI***169X |  | 10 kV | _ | LV | 400 kVA :Kiosk Substation | 0.4 | --> | 0.4 | 0.33 | 1.28 |  | --> | 0.38 | 0 | 0 | 0.389 | 0 |  | --> | C18 ex CASTLEREA | Castlerea [T41,T42] | CARRICK ON SHANNON |  | 53.7685 | -8.4952
MV/LV Substation MA***177X |  | 10 kV | _ | LV | 400 kVA :Kiosk Substation | 0.4 | --> | 0.4 | 0.363 | 1.28 |  | --> | 0.38 | 0 | 0 | 0.385 | 0 |  | --> | C18 ex CASTLEREA | Castlerea [T41,T42] | CARRICK ON SHANNON |  | 53.7685 | -8.4905
MV/LV Substation HA***187X |  | 20 kV | _ | LV | 200 kVA :Kiosk Substation | 0.2 | --> | 0.2 | 0.173 | 1.28 |  | --> | 0.19 | 0 | 0.004 | 0.191 | 0 |  | --> | C22 ex CASTLEREA | Castlerea [T41,T42] | CARRICK ON SHANNON |  | 53.8435 | -8.2089
MV/LV Substation TH***192X |  | 10 kV | _ | LV | 630 kVA :Kiosk Substation | 0.63 | --> | 0.63 | 0.5 | 1.28 |  | --> | 0.598 | 0 | 0 | 0.5 | 0 |  | --> | C18 ex CASTLEREA | Castlerea [T41,T42] | CARRICK ON SHANNON |  | 53.7699 | -8.4958
MV/LV Substation CR***234X |  | 20 kV | _ | LV | 50 kVA :Pole Substation | 0.05 | --> | 0.05 | 0.045 | 1.28 |  | --> | 0.048 | 0 | 0 | 0.048 | 0 |  | --> | C22 ex CASTLEREA | Castlerea [T41,T42] | CARRICK ON SHANNON |  | 53.7436 | -8.5461
MV/LV Substation SU***238X |  | 10 kV | _ | LV | 400 kVA :Building Structure | 0.4 | --> | 0.4 | 0.31 | 1.28 |  | --> | 0.38 | 0 | 0 | 0.392 | 0 |  | --> | C18 ex CASTLEREA | Castlerea [T41,T42] | CARRICK ON SHANNON |  | 53.7693 | -8.492
MV/LV Substation VA***250X |  | 20 kV | _ | LV | 50 kVA :Pole Substation | 0.05 | --> | 0.05 | 0.05 | 1.28 |  | --> | 0.048 | 0 | 0 | 0.048 | 0 |  | --> | C22 ex CASTLEREA | Castlerea [T41,T42] | CARRICK ON SHANNON |  | 53.7769 | -8.4018
MV/LV Substation DU***4002 |  | 20 kV | _ | LV | 50 kVA :Pole Substation | 0.05 | --> | 0.05 | 0.049 | 1.28 |  | --> | 0.048 | 0 | 0 | 0.048 | 0 |  | --> | C22 ex CASTLEREA | Castlerea [T41,T42] | CARRICK ON SHANNON |  | 53.7825 | -8.5893
MV/LV Substation RE***4006 |  | 10 kV | _ | LV | 100 kVA :Pole Substation | 0.1 | --> | 0.1 | 0.046 | 1.28 |  | --> | 0.095 | 0 | 0 | 0.102 | 0 |  | --> | C18 ex CASTLEREA | Castlerea [T41,T42] | CARRICK ON SHANNON |  | 53.7675 | -8.4735
MV/LV Substation HA***4036 |  | 10 kV | _ | LV | 400 kVA :Building Structure | 0.4 | --> | 0.4 | 0.4 | 1.28 |  | --> | 0.38 | 0 | 0 | 0.38 | 0 |  | --> | C17 ex CASTLEREA | Castlerea [T41,T42] | CARRICK ON SHANNON |  | 53.756 | -8.4957
MV/LV Substation CL***4045 |  | 10 kV | _ | LV | 50 kVA :Pole Substation | 0.05 | --> | 0.05 | 0.041 | 1.04 |  | --> | 0.048 | 0 | 0 | 0 | 0 | Constrained, otherwise capacity available =49 kW | --> | C12 ex BOYLE | Boyle [T41,T42] | CARRICK ON SHANNON |  | 53.8624 | -8.4003
MV/LV Substation WI***4047 |  | 10 kV | _ | LV | 50 kVA :Pole Substation | 0.05 | --> | 0.05 | 0.05 | 1.28 |  | --> | 0.048 | 0 | 0 | 0.048 | 0 |  | --> | C21 ex CASTLEREA | Castlerea [T41,T42] | CARRICK ON SHANNON |  | 53.7287 | -8.4696
MV/LV Substation KI***408 |  | 20 kV | _ | LV | 50 kVA :Pole Substation | 0.05 | --> | 0.05 | 0.048 | 1.28 |  | --> | 0.048 | 0 | 0.005 | 0.044 | 0 |  | --> | C22 ex CASTLEREA | Castlerea [T41,T42] | CARRICK ON SHANNON |  | 53.8054 | -8.2315
MV/LV Substation DE***4082 |  | 20 kV | _ | LV | 50 kVA :Pole Substation | 0.05 | --> | 0.05 | 0.049 | 1.28 |  | --> | 0.048 | 0 | 0 | 0.048 | 0 |  | --> | C22 ex CASTLEREA | Castlerea [T41,T42] | CARRICK ON SHANNON |  | 53.8197 | -8.41
MV/LV Substation NE***4091 |  | 10 kV | _ | LV | 400 kVA :Kiosk Substation | 0.4 | --> | 0.4 | 0.374 | 1.28 |  | --> | 0.38 | 0 | 0.012 | 0.375 | 0 |  | --> | C17 ex CASTLEREA | Castlerea [T41,T42] | CARRICK ON SHANNON |  | 53.7645 | -8.486
MV/LV Substation WI***4099 |  | 20 kV | _ | LV | 200 kVA :Pole Substation | 0.2 | --> | 0.2 | 0.104 | 1.28 |  | --> | 0.19 | 0 | 0.15 | 0.079 | 0 |  | --> | C22 ex CASTLEREA | Castlerea [T41,T42] | CARRICK ON SHANNON |  | 53.8347 | -8.3207
MV/LV Substation BA***487 |  | 20 kV | _ | LV | 200 kVA :Pole Substation | 0.2 | --> | 0.2 | 0.157 | 1.28 |  | --> | 0.19 | 0 | 0.005 | 0.192 | 0 |  | --> | C22 ex CASTLEREA | Castlerea [T41,T42] | CARRICK ON SHANNON |  | 53.8382 | -8.3822
MV/LV Substation CR***560 |  | 10 kV | _ | LV | 50 kVA :Pole Substation | 0.05 | --> | 0.05 | 0.043 | 1.28 |  | --> | 0.048 | 0 | 0 | 0.048 | 0 |  | --> | C18 ex CASTLEREA | Castlerea [T41,T42] | CARRICK ON SHANNON |  | 53.7593 | -8.4633
MV/LV Substation CO***794 |  | 20 kV | _ | LV | 50 kVA :Pole Substation | 0.05 | --> | 0.05 | 0.039 | 1.28 |  | --> | 0.048 | 0 | 0 | 0.049 | 0 |  | --> | C22 ex CASTLEREA | Castlerea [T41,T42] | CARRICK ON SHANNON |  | 53.8049 | -8.2281
MV/LV Substation DE***818 |  | 10 kV | _ | LV | 50 kVA :Pole Substation | 0.05 | --> | 0.05 | 0.05 | 1.04 |  | --> | 0.048 | 0 | 0 | 0 | 0 | Constrained, otherwise capacity available =48 kW | --> | C12 ex BOYLE | Boyle [T41,T42] | CARRICK ON SHANNON |  | 53.8585 | -8.3978
MV/LV Substation CA***830 |  | 20 kV | _ | LV | 50 kVA :Pole Substation | 0.05 | --> | 0.05 | 0.027 | 1.28 |  | --> | 0.048 | 0 | 0 | 0.051 | 0 |  | --> | C22 ex CASTLEREA | Castlerea [T41,T42] | CARRICK ON SHANNON |  | 53.8004 | -8.2479
MV/LV Substation SE***885 |  | 20 kV | _ | LV | 50 kVA :Pole Substation | 0.05 | --> | 0.05 | 0.024 | 1.28 |  | --> | 0.048 | 0 | 0.004 | 0.048 | 0 |  | --> | C22 ex CASTLEREA | Castlerea [T41,T42] | CARRICK ON SHANNON |  | 53.7752 | -8.4811
MV/LV Substation HA***902 |  | 10 kV | _ | LV | 630 kVA :Kiosk Substation | 0.63 | --> | 0.63 | 0.248 | 1.28 |  | --> | 0.598 | 0 | 0 | 0.5 | 0 |  | --> | C18 ex CASTLEREA | Castlerea [T41,T42] | CARRICK ON SHANNON |  | 53.7676 | -8.4788
MV/LV Substation DO***904 |  | 20 kV | _ | LV | 200 kVA :Pole Substation | 0.2 | --> | 0.2 | 0.128 | 1.28 |  | --> | 0.19 | 0 | 0.005 | 0.196 | 0 |  | --> | C22 ex CASTLEREA | Castlerea [T41,T42] | CARRICK ON SHANNON |  | 53.7686 | -8.5093
MV/LV Substation TE***908 |  | 10 kV | _ | LV | 400 kVA :Building Structure | 0.4 | --> | 0.4 | 0.35 | 1.28 |  | --> | 0.38 | 0 | 0 | 0.387 | 0 |  | --> | C18 ex CASTLEREA | Castlerea [T41,T42] | CARRICK ON SHANNON |  | 53.7658 | -8.4757
MV/LV Substation LO***909 |  | 10 kV | _ | LV | 50 kVA :Pole Substation | 0.05 | --> | 0.05 | 0 | 1.28 |  | --> | 0.048 | 0 | 0 | 0.056 | 0 |  | --> | C17 ex CASTLEREA | Castlerea [T41,T42] | CARRICK ON SHANNON |  | 53.7542 | -8.4684
MV/LV Substation KI***914 |  | 20 kV | _ | LV | 50 kVA :Pole Substation | 0.05 | --> | 0.05 | 0.045 | 1.28 |  | --> | 0.048 | 0 | 0 | 0.048 | 0 |  | --> | C22 ex CASTLEREA | Castlerea [T41,T42] | CARRICK ON SHANNON |  | 53.779 | -8.3764
MV/LV Substation KE***915 |  | 10 kV | _ | LV | 200 kVA :Pole Substation | 0.2 | --> | 0.2 | 0.164 | 1.28 |  | --> | 0.19 | 0 | 0.017 | 0.182 | 0 |  | --> | C17 ex CASTLEREA | Castlerea [T41,T42] | CARRICK ON SHANNON |  | 53.761 | -8.4789
MV/LV Substation BO***918 |  | 20 kV | _ | LV | 50 kVA :Pole Substation | 0.05 | --> | 0.05 | 0.05 | 1.28 |  | --> | 0.048 | 0 | 0 | 0.048 | 0 |  | --> | C22 ex CASTLEREA | Castlerea [T41,T42] | CARRICK ON SHANNON |  | 53.8002 | -8.2755
MV/LV Substation BA***925 |  | 10 kV | _ | LV | 200 kVA :Pole Substation | 0.2 | --> | 0.2 | 0.081 | 1.28 |  | --> | 0.19 | 0 | 0.009 | 0.199 | 0 |  | --> | C17 ex CASTLEREA | Castlerea [T41,T42] | CARRICK ON SHANNON |  | 53.7662 | -8.4844
MV/LV Substation AR***937 |  | 20 kV | _ | LV | 50 kVA :Pole Substation | 0.05 | --> | 0.05 | 0.017 | 1.28 |  | --> | 0.048 | 0 | 0.01 | 0.044 | 0 |  | --> | C22 ex CASTLEREA | Castlerea [T41,T42] | CARRICK ON SHANNON |  | 53.7669 | -8.5057
MV/LV Substation GA***952 |  | 10 kV | _ | LV | 50 kVA :Pole Substation | 0.05 | --> | 0.05 | 0.046 | 1.28 |  | --> | 0.048 | 0 | 0 | 0.048 | 0 |  | --> | C18 ex CASTLEREA | Castlerea [T41,T42] | CARRICK ON SHANNON |  | 53.7723 | -8.4895
MV/LV Substation LE***958 |  | 10 kV | _ | LV | 50 kVA :Pole Substation | 0.05 | --> | 0.05 | 0.048 | 1.04 |  | --> | 0.048 | 0 | 0 | 0 | 0 | Constrained, otherwise capacity available =48 kW | --> | C12 ex BOYLE | Boyle [T41,T42] | CARRICK ON SHANNON |  | 53.8599 | -8.4007
MV/LV Substation GI***961 |  | 10 kV | _ | LV | 50 kVA :Pole Substation | 0.05 | --> | 0.05 | 0.05 | 1.28 |  | --> | 0.048 | 0 | 0 | 0.048 | 0 |  | --> | C17 ex CASTLEREA | Castlerea [T41,T42] | CARRICK ON SHANNON |  | 53.7663 | -8.4928
MV/LV Substation HA***971 |  | 10 kV | _ | LV | 50 kVA :Pole Substation | 0.05 | --> | 0.05 | 0.043 | 1.28 |  | --> | 0.048 | 0 | 0 | 0.048 | 0 |  | --> | C17 ex CASTLEREA | Castlerea [T41,T42] | CARRICK ON SHANNON |  | 53.7497 | -8.4785
MV/LV Substation DE***994 |  | 10 kV | _ | LV | 50 kVA :Pole Substation | 0.05 | --> | 0.05 | 0.046 | 1.28 |  | --> | 0.048 | 0 | 0 | 0.048 | 0 |  | --> | C17 ex CASTLEREA | Castlerea [T41,T42] | CARRICK ON SHANNON |  | 53.7556 | -8.4896
MV/LV Substation BA***013X |  | 20 kV | _ | LV | 50 kVA :Pole Substation | 0.05 | --> | 0.05 | 0.046 | 1.86 |  | --> | 0.048 | 0 | 0 | 0 | 0 | Constrained, otherwise capacity available =48 kW | --> | E17 ex CREESLOUGH | Creeslough [T421] | ARDNAGAPPARY |  | 55.1517 | -7.8707
MV/LV Substation SH***027X |  | 20 kV | _ | LV | 400 kVA :Building Structure | 0.4 | --> | 0.4 | 0.303 | 1.86 |  | --> | 0.38 | 0 | 0 | 0 | 0 | Constrained, otherwise capacity available =393 kW | --> | E17 ex CREESLOUGH | Creeslough [T421] | ARDNAGAPPARY |  | 55.1802 | -7.9065
MV/LV Substation BI***031X |  | 20 kV | _ | LV | 400 kVA :Kiosk Substation | 0.4 | --> | 0.4 | 0.28 | 1.86 |  | --> | 0.38 | 0 | 0.022 | 0 | 0 | Constrained, otherwise capacity available =380 kW | --> | E18 ex CREESLOUGH | Creeslough [T421] | ARDNAGAPPARY |  | 55.1185 | -7.907
MV/LV Substation MO***033X |  | 20 kV | _ | LV | 400 kVA :Building Structure | 0.4 | --> | 0.4 | 0.395 | 1.86 |  | --> | 0.38 | 0 | 0 | 0 | 0 | Constrained, otherwise capacity available =381 kW | --> | E17 ex CREESLOUGH | Creeslough [T421] | ARDNAGAPPARY |  | 55.1531 | -8.0364
MV/LV Substation FI***048X |  | 20 kV | _ | LV | 100 kVA :Pole Substation | 0.1 | --> | 0.1 | 0.08 | 1.86 |  | --> | 0.095 | 0 | 0.025 | 0 | 0 | Constrained, otherwise capacity available =79 kW | --> | E17 ex CREESLOUGH | Creeslough [T421] | ARDNAGAPPARY |  | 55.1768 | -7.9742
MV/LV Substation AR***052X |  | 20 kV | _ | LV | 50 kVA :Kiosk Substation | 0.05 | --> | 0.05 | 0.05 | 1.86 |  | --> | 0.048 | 0 | 0 | 0 | 0 | Constrained, otherwise capacity available =48 kW | --> | E17 ex CREESLOUGH | Creeslough [T421] | ARDNAGAPPARY |  | 55.1536 | -7.9047
MV/LV Substation AR***053X |  | 20 kV | _ | LV | 50 kVA :Kiosk Substation | 0.05 | --> | 0.05 | 0.048 | 1.86 |  | --> | 0.048 | 0 | 0 | 0 | 0 | Constrained, otherwise capacity available =48 kW | --> | E17 ex CREESLOUGH | Creeslough [T421] | ARDNAGAPPARY |  | 55.1581 | -7.8884
MV/LV Substation KI***061X |  | 20 kV | _ | LV | 100 kVA :Pole Substation | 0.1 | --> | 0.1 | 0.077 | 1.86 |  | --> | 0.095 | 0 | 0.015 | 0 | 0 | Constrained, otherwise capacity available =87 kW | --> | E17 ex CREESLOUGH | Creeslough [T421] | ARDNAGAPPARY |  | 55.182 | -7.9624
MV/LV Substation DU***066X |  | 20 kV | _ | LV | 400 kVA :Kiosk Substation | 0.4 | --> | 0.4 | 0.167 | 1.86 |  | --> | 0.38 | 0 | 0.006 | 0 | 0 | Constrained, otherwise capacity available =406 kW | --> | E17 ex CREESLOUGH | Creeslough [T421] | ARDNAGAPPARY |  | 55.1837 | -7.9702
MV/LV Substation HO***068X |  | 20 kV | _ | LV | 400 kVA :Kiosk Substation | 0.4 | --> | 0.4 | 0.326 | 1.86 |  | --> | 0.38 | 0 | 0.023 | 0 | 0 | Constrained, otherwise capacity available =373 kW | --> | E17 ex CREESLOUGH | Creeslough [T421] | ARDNAGAPPARY |  | 55.1821 | -7.9749
MV/LV Substation FI***069X |  | 20 kV | _ | LV | 400 kVA :Kiosk Substation | 0.4 | --> | 0.4 | 0.345 | 1.86 |  | --> | 0.38 | 0 | 0.005 | 0 | 0 | Constrained, otherwise capacity available =384 kW | --> | E17 ex CREESLOUGH | Creeslough [T421] | ARDNAGAPPARY |  | 55.1795 | -7.977
MV/LV Substation FI***4012 |  | 20 kV | _ | LV | 50 kVA :Pole Substation | 0.05 | --> | 0.05 | 0.05 | 1.86 |  | --> | 0.048 | 0 | 0 | 0 | 0 | Constrained, otherwise capacity available =48 kW | --> | E17 ex CREESLOUGH | Creeslough [T421] | ARDNAGAPPARY |  | 55.1824 | -7.9869
MV/LV Substation LU***4066 |  | 20 kV | _ | LV | 50 kVA :Pole Substation | 0.05 | --> | 0.05 | 0.05 | 1.86 |  | --> | 0.048 | 0 | 0 | 0 | 0 | Constrained, otherwise capacity available =48 kW | --> | E17 ex CREESLOUGH | Creeslough [T421] | ARDNAGAPPARY |  | 55.1896 | -7.9853
MV/LV Substation TH***412 |  | 20 kV | _ | LV | 50 kVA :Pole Substation | 0.05 | --> | 0.05 | 0.038 | 1.86 |  | --> | 0.048 | 0 | 0.005 | 0 | 0 | Constrained, otherwise capacity available =46 kW | --> | E17 ex CREESLOUGH | Creeslough [T421] | ARDNAGAPPARY |  | 55.1798 | -7.972
MV/LV Substation SE***414 |  | 20 kV | _ | LV | 100 kVA :Pole Substation | 0.1 | --> | 0.1 | 0.08 | 1.86 |  | --> | 0.095 | 0 | 0.014 | 0 | 0 | Constrained, otherwise capacity available =87 kW | --> | E17 ex CREESLOUGH | Creeslough [T421] | ARDNAGAPPARY |  | 55.1799 | -7.96
MV/LV Substation KI***415 |  | 20 kV | _ | LV | 100 kVA :Pole Substation | 0.1 | --> | 0.1 | 0.087 | 1.86 |  | --> | 0.095 | 0 | 0 | 0 | 0 | Constrained, otherwise capacity available =97 kW | --> | E17 ex CREESLOUGH | Creeslough [T421] | ARDNAGAPPARY |  | 55.1782 | -7.9619
MV/LV Substation RA***416 |  | 20 kV | _ | LV | 100 kVA :Pole Substation | 0.1 | --> | 0.1 | 0.077 | 1.86 |  | --> | 0.095 | 0 | 0 | 0 | 0 | Constrained, otherwise capacity available =98 kW | --> | E17 ex CREESLOUGH | Creeslough [T421] | ARDNAGAPPARY |  | 55.1771 | -7.9489
MV/LV Substation PO***419 |  | 20 kV | _ | LV | 400 kVA :Kiosk Substation | 0.4 | --> | 0.4 | 0.378 | 1.86 |  | --> | 0.38 | 0 | 0 | 0 | 0 | Constrained, otherwise capacity available =383 kW | --> | E17 ex CREESLOUGH | Creeslough [T421] | ARDNAGAPPARY |  | 55.1782 | -7.9351
MV/LV Substation CA***420 |  | 20 kV | _ | LV | 200 kVA :Pole Substation | 0.2 | --> | 0.2 | 0.16 | 1.86 |  | --> | 0.19 | 0 | 0.003 | 0 | 0 | Constrained, otherwise capacity available =193 kW | --> | E17 ex CREESLOUGH | Creeslough [T421] | ARDNAGAPPARY |  | 55.1781 | -7.927
MV/LV Substation RO***421 |  | 20 kV | _ | LV | 100 kVA :Pole Substation | 0.1 | --> | 0.1 | 0.062 | 1.86 |  | --> | 0.095 | 0 | 0.011 | 0 | 0 | Constrained, otherwise capacity available =92 kW | --> | E17 ex CREESLOUGH | Creeslough [T421] | ARDNAGAPPARY |  | 55.175 | -7.927
MV/LV Substation SH***424 |  | 20 kV | _ | LV | 200 kVA :Pole Substation | 0.2 | --> | 0.2 | 0.197 | 1.86 |  | --> | 0.19 | 0 | 0 | 0 | 0 | Constrained, otherwise capacity available =190 kW | --> | E17 ex CREESLOUGH | Creeslough [T421] | ARDNAGAPPARY |  | 55.1794 | -7.9066
MV/LV Substation MA***431 |  | 20 kV | _ | LV | 50 kVA :Pole Substation | 0.05 | --> | 0.05 | 0.043 | 1.86 |  | --> | 0.048 | 0 | 0 | 0 | 0 | Constrained, otherwise capacity available =48 kW | --> | E17 ex CREESLOUGH | Creeslough [T421] | ARDNAGAPPARY |  | 55.1728 | -7.8996
MV/LV Substation IR***440 |  | 20 kV | _ | LV | 200 kVA :Pole Substation | 0.2 | --> | 0.2 | 0.198 | 1.86 |  | --> | 0.19 | 0 | 0 | 0 | 0 | Constrained, otherwise capacity available =190 kW | --> | E17 ex CREESLOUGH | Creeslough [T421] | ARDNAGAPPARY |  | 55.1492 | -7.9281
MV/LV Substation AR***449 |  | 20 kV | _ | LV | 100 kVA :Pole Substation | 0.1 | --> | 0.1 | 0.001 | 1.86 |  | --> | 0.095 | 0 | 0 | 0 | 0 | Constrained, otherwise capacity available =108 kW | --> | E17 ex CREESLOUGH | Creeslough [T421] | ARDNAGAPPARY |  | 55.159 | -7.8633
MV/LV Substation MA***459 |  | 20 kV | _ | LV | 50 kVA :Pole Substation | 0.05 | --> | 0.05 | 0.031 | 1.86 |  | --> | 0.048 | 0 | 0.019 | 0 | 0 | Constrained, otherwise capacity available =36 kW | --> | E17 ex CREESLOUGH | Creeslough [T421] | ARDNAGAPPARY |  | 55.1256 | -7.9126
MV/LV Substation CR***460 |  | 20 kV | _ | LV | 200 kVA :Pole Substation | 0.2 | --> | 0.2 | 0.114 | 1.86 |  | --> | 0.19 | 0 | 0.02 | 0 | 0 | Constrained, otherwise capacity available =187 kW | --> | E18 ex CREESLOUGH | Creeslough [T421] | ARDNAGAPPARY |  | 55.1213 | -7.9083
MV/LV Substation RO***462 |  | 20 kV | _ | LV | 50 kVA :Pole Substation | 0.05 | --> | 0.05 | 0.041 | 1.86 |  | --> | 0.048 | 0 | 0.01 | 0 | 0 | Constrained, otherwise capacity available =41 kW | --> | E18 ex CREESLOUGH | Creeslough [T421] | ARDNAGAPPARY |  | 55.113 | -7.9083
MV/LV Substation FI***521 |  | 20 kV | _ | LV | 200 kVA :Pole Substation | 0.2 | --> | 0.2 | 0.194 | 1.86 |  | --> | 0.19 | 0 | 0 | 0 | 0 | Constrained, otherwise capacity available =191 kW | --> | E17 ex CREESLOUGH | Creeslough [T421] | ARDNAGAPPARY |  | 55.1431 | -7.9791
MV/LV Substation MA***523 |  | 20 kV | _ | LV | 50 kVA :Pole Substation | 0.05 | --> | 0.05 | 0.039 | 1.86 |  | --> | 0.048 | 0 | 0 | 0 | 0 | Constrained, otherwise capacity available =49 kW | --> | E17 ex CREESLOUGH | Creeslough [T421] | ARDNAGAPPARY |  | 55.1735 | -7.9045
MV/LV Substation AD***551 |  | 20 kV | _ | LV | 100 kVA :Pole Substation | 0.1 | --> | 0.1 | 0.064 | 1.86 |  | --> | 0.095 | 0 | 0 | 0 | 0 | Constrained, otherwise capacity available =100 kW | --> | E18 ex CREESLOUGH | Creeslough [T421] | ARDNAGAPPARY |  | 55.0521 | -7.9365
MV/LV Substation GL***552 |  | 20 kV | _ | LV | 100 kVA :Pole Substation | 0.1 | --> | 0.1 | 0.065 | 1.86 |  | --> | 0.095 | 0 | 0 | 0 | 0 | Constrained, otherwise capacity available =100 kW | --> | E18 ex CREESLOUGH | Creeslough [T421] | ARDNAGAPPARY |  | 55.0559 | -7.936
MV/LV Substation BL***553 |  | 20 kV | _ | LV | 200 kVA :Pole Substation | 0.2 | --> | 0.2 | 0.172 | 1.86 |  | --> | 0.19 | 0 | 0 | 0 | 0 | Constrained, otherwise capacity available =194 kW | --> | E17 ex CREESLOUGH | Creeslough [T421] | ARDNAGAPPARY |  | 55.1324 | -7.9649
MV/LV Substation GL***556 |  | 20 kV | _ | LV | 100 kVA :Pole Substation | 0.1 | --> | 0.1 | 0.07 | 1.86 |  | --> | 0.095 | 0 | 0 | 0 | 0 | Constrained, otherwise capacity available =99 kW | --> | E18 ex CREESLOUGH | Creeslough [T421] | ARDNAGAPPARY |  | 55.0383 | -7.9648
MV/LV Substation MU***583 |  | 20 kV | _ | LV | 50 kVA :Pole Substation | 0.05 | --> | 0.05 | 0.05 | 1.86 |  | --> | 0.048 | 0 | 0 | 0 | 0 | Constrained, otherwise capacity available =48 kW | --> | E17 ex CREESLOUGH | Creeslough [T421] | ARDNAGAPPARY |  | 55.1422 | -7.9223
MV/LV Substation CR***595 |  | 20 kV | _ | LV | 100 kVA :Pole Substation | 0.1 | --> | 0.1 | 0.063 | 1.86 |  | --> | 0.095 | 0 | 0.031 | 0 | 0 | Constrained, otherwise capacity available =77 kW | --> | E18 ex CREESLOUGH | Creeslough [T421] | ARDNAGAPPARY |  | 55.1221 | -7.9085
MV/LV Substation WA***707 |  | 20 kV | _ | LV | 50 kVA :Pole Substation | 0.05 | --> | 0.05 | 0.047 | 1.86 |  | --> | 0.048 | 0 | 0 | 0 | 0 | Constrained, otherwise capacity available =48 kW | --> | E17 ex CREESLOUGH | Creeslough [T421] | ARDNAGAPPARY |  | 55.1942 | -7.9676
MV/LV Substation SA***711 |  | 20 kV | _ | LV | 200 kVA :Pole Substation | 0.2 | --> | 0.2 | 0.17 | 1.86 |  | --> | 0.19 | 0 | 0.011 | 0 | 0 | Constrained, otherwise capacity available =186 kW | --> | E17 ex CREESLOUGH | Creeslough [T421] | ARDNAGAPPARY |  | 55.1756 | -7.9417
MV/LV Substation FA***712 |  | 20 kV | _ | LV | 50 kVA :Pole Substation | 0.05 | --> | 0.05 | 0.05 | 1.86 |  | --> | 0.048 | 0 | 0 | 0 | 0 | Constrained, otherwise capacity available =48 kW | --> | E17 ex CREESLOUGH | Creeslough [T421] | ARDNAGAPPARY |  | 55.1719 | -7.9233
MV/LV Substation KI***721 |  | 20 kV | _ | LV | 400 kVA :Kiosk Substation | 0.4 | --> | 0.4 | 0.33 | 1.86 |  | --> | 0.38 | 0 | 0.026 | 0 | 0 | Constrained, otherwise capacity available =370 kW | --> | E17 ex CREESLOUGH | Creeslough [T421] | ARDNAGAPPARY |  | 55.1812 | -7.9644
MV/LV Substation JO***723 |  | 20 kV | _ | LV | 100 kVA :Pole Substation | 0.1 | --> | 0.1 | 0.094 | 1.86 |  | --> | 0.095 | 0 | 0 | 0 | 0 | Constrained, otherwise capacity available =96 kW | --> | E17 ex CREESLOUGH | Creeslough [T421] | ARDNAGAPPARY |  | 55.1714 | -7.9007
MV/LV Substation WO***865 |  | 20 kV | _ | LV | 50 kVA :Pole Substation | 0.05 | --> | 0.05 | 0.045 | 1.86 |  | --> | 0.048 | 0 | 0 | 0 | 0 | Constrained, otherwise capacity available =48 kW | --> | E18 ex CREESLOUGH | Creeslough [T421] | ARDNAGAPPARY |  | 55.1228 | -7.8801
MV/LV Substation GA***908 |  | 20 kV | _ | LV | 50 kVA :Pole Substation | 0.05 | --> | 0.05 | 0.045 | 1.86 |  | --> | 0.048 | 0 | 0 | 0 | 0 | Constrained, otherwise capacity available =48 kW | --> | E18 ex CREESLOUGH | Creeslough [T421] | ARDNAGAPPARY |  | 55.093 | -7.8974
MV/LV Substation TH***933 |  | 20 kV | _ | LV | 50 kVA :Pole Substation | 0.05 | --> | 0.05 | 0.043 | 1.86 |  | --> | 0.048 | 0 | 0 | 0 | 0 | Constrained, otherwise capacity available =48 kW | --> | E17 ex CREESLOUGH | Creeslough [T421] | ARDNAGAPPARY |  | 55.177 | -7.9289
MV/LV Substation AL***936 |  | 20 kV | _ | LV | 50 kVA :Pole Substation | 0.05 | --> | 0.05 | 0.044 | 1.86 |  | --> | 0.048 | 0 | 0 | 0 | 0 | Constrained, otherwise capacity available =48 kW | --> | E17 ex CREESLOUGH | Creeslough [T421] | ARDNAGAPPARY |  | 55.1696 | -7.9033
MV/LV Substation KI***961 |  | 20 kV | _ | LV | 50 kVA :Pole Substation | 0.05 | --> | 0.05 | 0.046 | 1.86 |  | --> | 0.048 | 0 | 0 | 0 | 0 | Constrained, otherwise capacity available =48 kW | --> | E17 ex CREESLOUGH | Creeslough [T421] | ARDNAGAPPARY |  | 55.1787 | -7.9521
MV/LV Substation SH***964 |  | 20 kV | _ | LV | 50 kVA :Pole Substation | 0.05 | --> | 0.05 | 0.05 | 1.86 |  | --> | 0.048 | 0 | 0 | 0 | 0 | Constrained, otherwise capacity available =48 kW | --> | E18 ex CREESLOUGH | Creeslough [T421] | ARDNAGAPPARY |  | 55.1094 | -7.8878
MV/LV Substation LU***966 |  | 20 kV | _ | LV | 50 kVA :Pole Substation | 0.05 | --> | 0.05 | 0.041 | 1.86 |  | --> | 0.048 | 0 | 0.005 | 0 | 0 | Constrained, otherwise capacity available =45 kW | --> | E17 ex CREESLOUGH | Creeslough [T421] | ARDNAGAPPARY |  | 55.1932 | -7.9864
MV/LV Substation CA***001 |  | 20 kV | _ | LV | 100 kVA :Pole Substation | 0.1 | --> | 0.1 | 0.066 | 1.67 |  | --> | 0.095 | 0 | 0 | 0.1 | 0 |  | --> | E18 ex NEWPORT | Newport [T421] | CARROWBEG |  | 53.8833 | -9.5441
MV/LV Substation ME***002 |  | 20 kV | _ | LV | 50 kVA :Pole Substation | 0.05 | --> | 0.05 | 0.027 | 1.67 |  | --> | 0.048 | 0 | 0 | 0.05 | 0 |  | --> | E18 ex NEWPORT | Newport [T421] | CARROWBEG |  | 53.8828 | -9.5471
MV/LV Substation CA***003 |  | 20 kV | _ | LV | 50 kVA :Pole Substation | 0.05 | --> | 0.05 | 0.029 | 1.67 |  | --> | 0.048 | 0 | 0.011 | 0.042 | 0 |  | --> | E18 ex NEWPORT | Newport [T421] | CARROWBEG |  | 53.8848 | -9.5391
MV/LV Substation BA***004 |  | 20 kV | _ | LV | 200 kVA :Pole Substation | 0.2 | --> | 0.2 | 0.036 | 1.67 |  | --> | 0.19 | 0 | 0.02 | 0.196 | 0 |  | --> | E18 ex NEWPORT | Newport [T421] | CARROWBEG |  | 53.8861 | -9.5444
MV/LV Substation OA***005 |  | 20 kV | _ | LV | 200 kVA :Kiosk Substation | 0.2 | --> | 0.2 | 0.188 | 1.67 |  | --> | 0.19 | 0 | 0.005 | 0.188 | 0 |  | --> | E18 ex NEWPORT | Newport [T421] | CARROWBEG |  | 53.8858 | -9.5476
MV/LV Substation CH***006 |  | 20 kV | _ | LV | 100 kVA :Pole Substation | 0.1 | --> | 0.1 | 0.086 | 1.67 |  | --> | 0.095 | 0 | 0 | 0.097 | 0 |  | --> | E18 ex NEWPORT | Newport [T421] | CARROWBEG |  | 53.8849 | -9.5522
MV/LV Substation TE***232 |  | 20 kV | _ | LV | 50 kVA :Pole Substation | 0.05 | --> | 0.05 | 0.042 | 1.67 |  | --> | 0.048 | 0 | 0 | 0.049 | 0 |  | --> | E18 ex NEWPORT | Newport [T421] | CARROWBEG |  | 53.8902 | -9.5453
MV/LV Substation MO***267 |  | 10 kV | _ | LV | 400 kVA :Kiosk Substation | 0.4 | --> | 0.4 | 0.246 | 1.67 |  | --> | 0.38 | 0 | 0 | 0.4 | 0 |  | --> | E14 ex NEWPORT | Newport [T421] | CARROWBEG |  | 53.8457 | -9.5727
MV/LV Substation MU***280 |  | 10 kV | _ | LV | 50 kVA :Pole Substation | 0.05 | --> | 0.05 | 0.044 | 1.67 |  | --> | 0.048 | 0 | 0 | 0.048 | 0 |  | --> | E14 ex NEWPORT | Newport [T421] | CARROWBEG |  | 53.8296 | -9.6132
MV/LV Substation WE***313 |  | 20 kV | _ | LV | 50 kVA :Pole Substation | 0.05 | --> | 0.05 | 0.049 | 1.67 |  | --> | 0.048 | 0 | 0 | 0.048 | 0 |  | --> | E18 ex NEWPORT | Newport [T421] | CARROWBEG |  | 53.8926 | -9.5472
MV/LV Substation KN***4005 |  | 20 kV | _ | LV | 50 kVA :Pole Substation | 0.05 | --> | 0.05 | 0.036 | 1.67 |  | --> | 0.048 | 0 | 0 | 0.049 | 0 |  | --> | E13 ex NEWPORT | Newport [T421] | CARROWBEG |  | 53.9154 | -9.5051
MV/LV Substation SK***4006 |  | 20 kV | _ | LV | 50 kVA :Pole Substation | 0.05 | --> | 0.05 | 0.037 | 1.67 |  | --> | 0.048 | 0 | 0 | 0.049 | 0 |  | --> | E13 ex NEWPORT | Newport [T421] | CARROWBEG |  | 53.9218 | -9.4922
MV/LV Substation BA***4028 |  | 20 kV | _ | LV | 50 kVA :Pole Substation | 0.05 | --> | 0.05 | 0.044 | 1.67 |  | --> | 0.048 | 0 | 0 | 0.048 | 0 |  | --> | E13 ex NEWPORT | Newport [T421] | CARROWBEG |  | 53.9244 | -9.4443
MV/LV Substation DE***4043 |  | 20 kV | _ | LV | 630 kVA :Building Structure | 0.63 | --> | 0.63 | 0.5 | 1.67 |  | --> | 0.598 | 0 | 0 | 0.5 | 0 |  | --> | E11 ex NEWPORT | Newport [T421] | CARROWBEG |  | 53.8839 | -9.4558
MV/LV Substation AR***4048 |  | 10 kV | _ | LV | 50 kVA :Pole Substation | 0.05 | --> | 0.05 | 0.048 | 1.67 |  | --> | 0.048 | 0 | 0 | 0.048 | 0 |  | --> | E14 ex NEWPORT | Newport [T421] | CARROWBEG |  | 53.8436 | -9.5989
MV/LV Substation KE***4079 |  | 20 kV | _ | LV | 50 kVA :Pole Substation | 0.05 | --> | 0.05 | 0.046 | 1.67 |  | --> | 0.048 | 0 | 0 | 0.048 | 0 |  | --> | E18 ex NEWPORT | Newport [T421] | CARROWBEG |  | 53.8831 | -9.5384
MV/LV Substation MO***410X |  | 10 kV | _ | LV | 50 kVA :Pole Substation | 0.05 | --> | 0.05 | 0.047 | 1.67 |  | --> | 0.048 | 0 | 0 | 0.048 | 0 |  | --> | E14 ex NEWPORT | Newport [T421] | CARROWBEG |  | 53.8418 | -9.5807
MV/LV Substation MO***458X |  | 10 kV | _ | LV | 50 kVA :Pole Substation | 0.05 | --> | 0.05 | 0.048 | 1.67 |  | --> | 0.048 | 0 | 0.006 | 0.043 | 0 |  | --> | E14 ex NEWPORT | Newport [T421] | CARROWBEG |  | 53.8258 | -9.6056
MV/LV Substation MO***460 |  | 10 kV | _ | LV | 100 kVA :Pole Substation | 0.1 | --> | 0.1 | 0.076 | 1.67 |  | --> | 0.095 | 0 | 0 | 0.098 | 0 |  | --> | E14 ex NEWPORT | Newport [T421] | CARROWBEG |  | 53.8424 | -9.5741
MV/LV Substation NE***506X |  | 20 kV | _ | LV | 100 kVA :Pole Substation | 0.1 | --> | 0.1 | 0.08 | 1.67 |  | --> | 0.095 | 0 | 0 | 0.098 | 0 |  | --> | E18 ex NEWPORT | Newport [T421] | CARROWBEG |  | 53.8864 | -9.5502
MV/LV Substation NE***528 |  | 20 kV | _ | LV | 100 kVA :Pole Substation | 0.1 | --> | 0.1 | 0.079 | 1.67 |  | --> | 0.095 | 0 | 0 | 0.098 | 0 |  | --> | E18 ex NEWPORT | Newport [T421] | CARROWBEG |  | 53.8893 | -9.5244
MV/LV Substation KI***531 |  | 20 kV | _ | LV | 50 kVA :Pole Substation | 0.05 | --> | 0.05 | 0.046 | 1.67 |  | --> | 0.048 | 0 | 0.005 | 0.044 | 0 |  | --> | E18 ex NEWPORT | Newport [T421] | CARROWBEG |  | 53.8776 | -9.5504
MV/LV Substation SE***539 |  | 20 kV | _ | LV | 200 kVA :Pole Substation | 0.2 | --> | 0.2 | 0.166 | 1.67 |  | --> | 0.19 | 0 | 0.005 | 0.191 | 0 |  | --> | E18 ex NEWPORT | Newport [T421] | CARROWBEG |  | 53.8828 | -9.5545
MV/LV Substation DE***544 |  | 20 kV | _ | LV | 50 kVA :Pole Substation | 0.05 | --> | 0.05 | 0.04 | 1.67 |  | --> | 0.048 | 0 | 0.005 | 0.045 | 0 |  | --> | E18 ex NEWPORT | Newport [T421] | CARROWBEG |  | 53.8889 | -9.543
MV/LV Substation KN***546 |  | 20 kV | _ | LV | 50 kVA :Pole Substation | 0.05 | --> | 0.05 | 0.034 | 1.67 |  | --> | 0.048 | 0 | 0.005 | 0.046 | 0 |  | --> | E18 ex NEWPORT | Newport [T421] | CARROWBEG |  | 53.8937 | -9.5487
MV/LV Substation BU***558X |  | 20 kV | _ | LV | 50 kVA :Pole Substation | 0.05 | --> | 0.05 | 0.05 | 1.67 |  | --> | 0.048 | 0 | 0 | 0.048 | 0 |  | --> | E18 ex NEWPORT | Newport [T421] | CARROWBEG |  | 53.8998 | -9.5695
MV/LV Substation TI***576X |  | 20 kV | _ | LV | 100 kVA :Pole Substation | 0.1 | --> | 0.1 | 0.082 | 1.67 |  | --> | 0.095 | 0 | 0.4 | 0 | 0 |  | --> | E11 ex NEWPORT | Newport [T421] | CARROWBEG |  | 53.8808 | -9.4559
MV/LV Substation RO***613X |  | 20 kV | _ | LV | 200 kVA :Kiosk Substation | 0.2 | --> | 0.2 | 0.181 | 1.67 |  | --> | 0.19 | 0 | 0 | 0.193 | 0 |  | --> | E18 ex NEWPORT | Newport [T421] | CARROWBEG |  | 53.888 | -9.5425
MV/LV Substation CL***638X |  | 20 kV | _ | LV | 50 kVA :Pole Substation | 0.05 | --> | 0.05 | 0.05 | 1.67 |  | --> | 0.048 | 0 | 0 | 0.048 | 0 |  | --> | E13 ex NEWPORT | Newport [T421] | CARROWBEG |  | 53.9425 | -9.4222
MV/LV Substation BU***662X |  | 20 kV | _ | LV | 50 kVA :Pole Substation | 0.05 | --> | 0.05 | 0.042 | 1.67 |  | --> | 0.048 | 0 | 0 | 0.048 | 0 |  | --> | E18 ex NEWPORT | Newport [T421] | CARROWBEG |  | 53.898 | -9.579
MV/LV Substation KI***676X |  | 20 kV | _ | LV | 50 kVA :Pole Substation | 0.05 | --> | 0.05 | 0.035 | 1.67 |  | --> | 0.048 | 0 | 0 | 0.05 | 0 |  | --> | E14 ex NEWPORT | Newport [T421] | CARROWBEG |  | 53.8324 | -9.5301
MV/LV Substation NE***695X |  | 20 kV | _ | LV | 630 kVA :Building Structure | 0.63 | --> | 0.63 | 0.499 | 1.67 |  | --> | 0.598 | 0 | 0.048 | 0.5 | 0 |  | --> | E18 ex NEWPORT | Newport [T421] | CARROWBEG |  | 53.8863 | -9.5468
MV/LV Substation BL***707X |  | 20 kV | _ | LV | 200 kVA :Kiosk Substation | 0.2 | --> | 0.2 | 0.166 | 1.67 |  | --> | 0.19 | 0 | 0 | 0.195 | 0 |  | --> | E18 ex NEWPORT | Newport [T421] | CARROWBEG |  | 53.8867 | -9.5357
MV/LV Substation WH***708X |  | 20 kV | _ | LV | 200 kVA :Kiosk Substation | 0.2 | --> | 0.2 | 0.188 | 1.67 |  | --> | 0.19 | 0 | 0.009 | 0.185 | 0 |  | --> | E18 ex NEWPORT | Newport [T421] | CARROWBEG |  | 53.8869 | -9.5501
MV/LV Substation ME***713X |  | 20 kV | _ | LV | 100 kVA :Pole Substation | 0.1 | --> | 0.1 | 0.1 | 1.67 |  | --> | 0.095 | 0 | 0 | 0.095 | 0 |  | --> | E14 ex NEWPORT | Newport [T421] | CARROWBEG |  | 53.8341 | -9.5327
MV/LV Substation CL***714X |  | 20 kV | _ | LV | 50 kVA :Pole Substation | 0.05 | --> | 0.05 | 0.05 | 1.67 |  | --> | 0.048 | 0 | 0 | 0.048 | 0 |  | --> | E13 ex NEWPORT | Newport [T421] | CARROWBEG |  | 53.9609 | -9.4427
MV/LV Substation DA***718X |  | 20 kV | _ | LV | 50 kVA :Pole Substation | 0.05 | --> | 0.05 | 0.044 | 1.67 |  | --> | 0.048 | 0 | 0.005 | 0.045 | 0 |  | --> | E18 ex NEWPORT | Newport [T421] | CARROWBEG |  | 53.8827 | -9.5535
MV/LV Substation VI***726X |  | 20 kV | _ | LV | 630 kVA :Kiosk Substation | 0.63 | --> | 0.63 | 0.5 | 1.67 |  | --> | 0.598 | 0 | 0.04 | 0.5 | 0 |  | --> | E18 ex NEWPORT | Newport [T421] | CARROWBEG |  | 53.8856 | -9.5447
MV/LV Substation ST***731X |  | 20 kV | _ | LV | 200 kVA :Kiosk Substation | 0.2 | --> | 0.2 | 0.186 | 1.67 |  | --> | 0.19 | 0 | 0 | 0.192 | 0 |  | --> | E18 ex NEWPORT | Newport [T421] | CARROWBEG |  | 53.8859 | -9.5419
MV/LV Substation SA***834 |  | 20 kV | _ | LV | 100 kVA :Pole Substation | 0.1 | --> | 0.1 | 0.087 | 1.67 |  | --> | 0.095 | 0 | 0.024 | 0.079 | 0 |  | --> | E18 ex NEWPORT | Newport [T421] | CARROWBEG |  | 53.9229 | -9.5726
MV/LV Substation NE***874 |  | 20 kV | _ | LV | 50 kVA :Pole Substation | 0.05 | --> | 0.05 | 0.044 | 1.67 |  | --> | 0.048 | 0 | 0.005 | 0.044 | 0 |  | --> | E18 ex NEWPORT | Newport [T421] | CARROWBEG |  | 53.8807 | -9.5476
MV/LV Substation CU***911 |  | 10 kV | _ | LV | 50 kVA :Pole Substation | 0.05 | --> | 0.05 | 0.049 | 1.67 |  | --> | 0.048 | 0 | 0 | 0.048 | 0 |  | --> | E14 ex NEWPORT | Newport [T421] | CARROWBEG |  | 53.8477 | -9.5614
MV/LV Substation CH***004 |  | 10 kV | _ | LV | 400 kVA :Kiosk Substation | 0.4 | --> | 0.4 | 0.291 | 2.56 |  | --> | 0.38 | 0 | 0.013 | 0.385 | 0 |  | --> | C17 ex KILLESHANDRA | Killeshandra [T41,T42] | GORTAWEE |  | 54.0164 | -7.5297
MV/LV Substation MA***006 |  | 20 kV | _ | LV | 630 kVA :Kiosk Substation | 0.63 | --> | 0.63 | 0.5 | 2.56 |  | --> | 0.598 | 0 | 0.012 | 0.5 | 0 |  | --> | C18 ex KILLESHANDRA | Killeshandra [T41,T42] | GORTAWEE |  | 54.0128 | -7.5265
MV/LV Substation KI***014Y |  | 20 kV | _ | LV | 50 kVA :Pole Substation | 0.05 | --> | 0.05 | 0.049 | 0.07 |  | --> | 0.048 | 0 | 0.01 | 0 | 0 | Constrained, otherwise capacity available =40 kW | --> | E15 ex BALLYCONNELL | Ballyconnell [T421,T422] | GORTAWEE |  | 54.1194 | -7.5839
MV/LV Substation BO***017Y |  | 20 kV | _ | LV | 400 kVA :Kiosk Substation | 0.4 | --> | 0.4 | 0.066 | 0.07 | Constrained, otherwise capacity available =285 kVA | --> | 0.38 | 0 | 0.003 | 0 | 0 | Constrained, otherwise capacity available =393 kW | --> | E15 ex BALLYCONNELL | Ballyconnell [T421,T422] | GORTAWEE |  | 54.1127 | -7.5707
MV/LV Substation KI***018 |  | 20 kV | _ | LV | 200 kVA :Pole Substation | 0.2 | --> | 0.2 | 0.098 | 2.56 |  | --> | 0.19 | 0 | 0 | 0.204 | 0 |  | --> | C17 ex KILLESHANDRA | Killeshandra [T41,T42] | GORTAWEE |  | 54.0584 | -7.6124
MV/LV Substation CA***023 |  | 20 kV | _ | LV | 50 kVA :Pole Substation | 0.05 | --> | 0.05 | 0.037 | 2.56 |  | --> | 0.048 | 0 | 0 | 0.049 | 0 |  | --> | C18 ex KILLESHANDRA | Killeshandra [T41,T42] | GORTAWEE |  | 54.0104 | -7.5239
MV/LV Substation BE***025Y |  | 20 kV | _ | LV | 50 kVA :Pole Substation | 0.05 | --> | 0.05 | 0.05 | 0.07 |  | --> | 0.048 | 0 | 0 | 0 | 0 | Constrained, otherwise capacity available =48 kW | --> | E17 ex BALLYCONNELL | Ballyconnell [T421,T422] | GORTAWEE |  | 54.0863 | -7.6241
MV/LV Substation FL***032Y |  | 20 kV | _ | LV | 400 kVA :Building Structure | 0.4 | --> | 0.4 | 0.066 | 0.07 | Constrained, otherwise capacity available =297 kVA | --> | 0.38 | 0 | 0 | 0 | 0 | Constrained, otherwise capacity available =394 kW | --> | E15 ex BALLYCONNELL | Ballyconnell [T421,T422] | GORTAWEE |  | 54.1203 | -7.4938
MV/LV Substation GO***048Y |  | 20 kV | _ | LV | 400 kVA :Kiosk Substation | 0.4 | --> | 0.4 | 0.066 | 0.07 | Constrained, otherwise capacity available =386 kVA | --> | 0.38 | 0 | 0 | 0 | 0 | Constrained, otherwise capacity available =382 kW | --> | E15 ex BALLYCONNELL | Ballyconnell [T421,T422] | GORTAWEE |  | 54.1143 | -7.5773
MV/LV Substation PU***054Y |  | 20 kV | _ | LV | 50 kVA :Pole Substation | 0.05 | --> | 0.05 | 0.048 | 0.07 |  | --> | 0.048 | 0 | 0 | 0 | 0 | Constrained, otherwise capacity available =48 kW | --> | E17 ex BALLYCONNELL | Ballyconnell [T421,T422] | GORTAWEE |  | 54.1186 | -7.5916
MV/LV Substation MI***058Y |  | 20 kV | _ | LV | 50 kVA :Pole Substation | 0.05 | --> | 0.05 | 0.039 | 2.56 |  | --> | 0.048 | 0 | 0 | 0.049 | 0 |  | --> | C17 ex KILLESHANDRA | Killeshandra [T41,T42] | GORTAWEE |  | 54.0651 | -7.4731
MV/LV Substation DA***060Y |  | 20 kV | _ | LV | 400 kVA :Kiosk Substation | 0.4 | --> | 0.4 | 0.066 | 0.07 | Constrained, otherwise capacity available =374 kVA | --> | 0.38 | 0 | 0.012 | 0 | 0 | Constrained, otherwise capacity available =375 kW | --> | E12 ex BALLYCONNELL | Ballyconnell [T421,T422] | GORTAWEE |  | 54.1089 | -7.5762
MV/LV Substation KI***062Y |  | 20 kV | _ | LV | 50 kVA :Pole Substation | 0.05 | --> | 0.05 | 0.013 | 0.07 |  | --> | 0.048 | 0 | 0 | 0 | 0 | Constrained, otherwise capacity available =52 kW | --> | E17 ex BALLYCONNELL | Ballyconnell [T421,T422] | GORTAWEE |  | 54.0489 | -7.6453
MV/LV Substation LA***069Y |  | 20 kV | _ | LV | 50 kVA :Pole Substation | 0.05 | --> | 0.05 | 0.042 | 2.56 |  | --> | 0.048 | 0 | 0 | 0.048 | 0 |  | --> | C17 ex KILLESHANDRA | Killeshandra [T41,T42] | GORTAWEE |  | 54.0168 | -7.5253
MV/LV Substation CR***072Y |  | 20 kV | _ | LV | 100 kVA :Pole Substation | 0.1 | --> | 0.1 | 0.066 | 0.07 | Constrained, otherwise capacity available =96 kVA | --> | 0.095 | 0 | 0.024 | 0 | 0 | Constrained, otherwise capacity available =78 kW | --> | E15 ex BALLYCONNELL | Ballyconnell [T421,T422] | GORTAWEE |  | 54.0929 | -7.5525
MV/LV Substation CA***076Y |  | 20 kV | _ | LV | 400 kVA :Kiosk Substation | 0.4 | --> | 0.4 | 0.066 | 0.07 | Constrained, otherwise capacity available =341 kVA | --> | 0.38 | 0 | 0 | 0 | 0 | Constrained, otherwise capacity available =388 kW | --> | E15 ex BALLYCONNELL | Ballyconnell [T421,T422] | GORTAWEE |  | 54.1159 | -7.5803
MV/LV Substation MI***084Y |  | 20 kV | _ | LV | 100 kVA :Pole Substation | 0.1 | --> | 0.1 | 0.087 | 2.56 |  | --> | 0.095 | 0 | 0.006 | 0.092 | 0 |  | --> | C17 ex KILLESHANDRA | Killeshandra [T41,T42] | GORTAWEE |  | 54.0689 | -7.4805
MV/LV Substation AB***086Y |  | 20 kV | _ | LV | 50 kVA :Pole Substation | 0.05 | --> | 0.05 | 0.048 | 2.56 |  | --> | 0.048 | 0 | 0 | 0.048 | 0 |  | --> | C17 ex KILLESHANDRA | Killeshandra [T41,T42] | GORTAWEE |  | 54.0643 | -7.4782
MV/LV Substation CR***094Y |  | 20 kV | _ | LV | 400 kVA :Kiosk Substation | 0.4 | --> | 0.4 | 0.066 | 0.07 | Constrained, otherwise capacity available =381 kVA | --> | 0.38 | 0 | 0.005 | 0 | 0 | Constrained, otherwise capacity available =379 kW | --> | E17 ex BALLYCONNELL | Ballyconnell [T421,T422] | GORTAWEE |  | 54.1157 | -7.5855
MV/LV Substation WO***106Y |  | 20 kV | _ | LV | 400 kVA :Kiosk Substation | 0.4 | --> | 0.4 | 0.066 | 0.07 | Constrained, otherwise capacity available =344 kVA | --> | 0.38 | 0 | 0.005 | 0 | 0 | Constrained, otherwise capacity available =384 kW | --> | E15 ex BALLYCONNELL | Ballyconnell [T421,T422] | GORTAWEE |  | 54.1134 | -7.5839
MV/LV Substation RI***109Y |  | 20 kV | _ | LV | 50 kVA :Pole Substation | 0.05 | --> | 0.05 | 0.049 | 2.56 |  | --> | 0.048 | 0 | 0 | 0.048 | 0 |  | --> | C17 ex KILLESHANDRA | Killeshandra [T41,T42] | GORTAWEE |  | 54.0726 | -7.6223
MV/LV Substation BR***143Y |  | 20 kV | _ | LV | 200 kVA :Pole Substation | 0.2 | --> | 0.2 | 0.181 | 2.56 |  | --> | 0.19 | 0 | 0 | 0.193 | 0 |  | --> | C18 ex KILLESHANDRA | Killeshandra [T41,T42] | GORTAWEE |  | 53.921 | -7.574
MV/LV Substation EX***144Y |  | 20 kV | _ | LV | 50 kVA :Pole Substation | 0.05 | --> | 0.05 | 0.048 | 2.56 |  | --> | 0.048 | 0 | 0 | 0.048 | 0 |  | --> | C17 ex KILLESHANDRA | Killeshandra [T41,T42] | GORTAWEE |  | 54.0743 | -7.592
MV/LV Substation LA***159Y |  | 20 kV | _ | LV | 50 kVA :Pole Substation | 0.05 | --> | 0.05 | 0.046 | 0.07 |  | --> | 0.048 | 0 | 0.01 | 0 | 0 | Constrained, otherwise capacity available =41 kW | --> | E15 ex BALLYCONNELL | Ballyconnell [T421,T422] | GORTAWEE |  | 54.1178 | -7.4833
MV/LV Substation GO***163Y |  | 20 kV | _ | LV | 200 kVA :Building Structure | 0.2 | --> | 0.2 | 0.066 | 0.07 | Constrained, otherwise capacity available =161 kVA | --> | 0.19 | 0 | 0 | 0 | 0 | Constrained, otherwise capacity available =195 kW | --> | E17 ex BALLYCONNELL | Ballyconnell [T421,T422] | GORTAWEE |  | 54.1706 | -7.6937
MV/LV Substation LA***169 |  | 20 kV | _ | LV | 50 kVA :Pole Substation | 0.05 | --> | 0.05 | 0.047 | 2.56 |  | --> | 0.048 | 0 | 0 | 0.048 | 0 |  | --> | C18 ex KILLESHANDRA | Killeshandra [T41,T42] | GORTAWEE |  | 53.9282 | -7.5613
MV/LV Substation HO***171Y |  | 20 kV | _ | LV | 50 kVA :Pole Substation | 0.05 | --> | 0.05 | 0.05 | 0.07 |  | --> | 0.048 | 0 | 0 | 0 | 0 | Constrained, otherwise capacity available =48 kW | --> | E17 ex BALLYCONNELL | Ballyconnell [T421,T422] | GORTAWEE |  | 54.1177 | -7.6637
MV/LV Substation FA***177 |  | 20 kV | _ | LV | 100 kVA :Pole Substation | 0.1 | --> | 0.1 | 0.085 | 2.56 |  | --> | 0.095 | 0 | 0.005 | 0.093 | 0 |  | --> | C18 ex KILLESHANDRA | Killeshandra [T41,T42] | GORTAWEE |  | 53.9216 | -7.5695
MV/LV Substation GA***178 |  | 20 kV | _ | LV | 200 kVA :Pole Substation | 0.2 | --> | 0.2 | 0.123 | 2.56 |  | --> | 0.19 | 0 | 0 | 0.2 | 0 |  | --> | C18 ex KILLESHANDRA | Killeshandra [T41,T42] | GORTAWEE |  | 53.9273 | -7.5722
MV/LV Substation BR***181 |  | 20 kV | _ | LV | 200 kVA :Pole Substation | 0.2 | --> | 0.2 | 0.149 | 2.56 |  | --> | 0.19 | 0 | 0 | 0.197 | 0 |  | --> | C18 ex KILLESHANDRA | Killeshandra [T41,T42] | GORTAWEE |  | 53.9208 | -7.578
MV/LV Substation MA***182 |  | 20 kV | _ | LV | 200 kVA :Pole Substation | 0.2 | --> | 0.2 | 0.054 | 2.56 |  | --> | 0.19 | 0 | 0.035 | 0.183 | 0 |  | --> | C18 ex KILLESHANDRA | Killeshandra [T41,T42] | GORTAWEE |  | 53.9223 | -7.5803
MV/LV Substation AR***183 |  | 20 kV | _ | LV | 100 kVA :Pole Substation | 0.1 | --> | 0.1 | 0.094 | 2.56 |  | --> | 0.095 | 0 | 0 | 0.096 | 0 |  | --> | C18 ex KILLESHANDRA | Killeshandra [T41,T42] | GORTAWEE |  | 53.9207 | -7.583
MV/LV Substation MU***183Y |  | 20 kV | _ | LV | 50 kVA :Pole Substation | 0.05 | --> | 0.05 | 0.05 | 0.07 |  | --> | 0.048 | 0 | 0 | 0 | 0 | Constrained, otherwise capacity available =48 kW | --> | E17 ex BALLYCONNELL | Ballyconnell [T421,T422] | GORTAWEE |  | 54.116 | -7.6096
MV/LV Substation AR***185 |  | 20 kV | _ | LV | 50 kVA :Pole Substation | 0.05 | --> | 0.05 | 0.044 | 2.56 |  | --> | 0.048 | 0 | 0 | 0.048 | 0 |  | --> | C18 ex KILLESHANDRA | Killeshandra [T41,T42] | GORTAWEE |  | 53.9259 | -7.5893
MV/LV Substation CA***186 |  | 20 kV | _ | LV | 100 kVA :Pole Substation | 0.1 | --> | 0.1 | 0.038 | 2.56 |  | --> | 0.095 | 0 | 0 | 0.103 | 0 |  | --> | C18 ex KILLESHANDRA | Killeshandra [T41,T42] | GORTAWEE |  | 53.9252 | -7.5847
MV/LV Substation PO***187 |  | 20 kV | _ | LV | 200 kVA :Pole Substation | 0.2 | --> | 0.2 | 0.107 | 2.56 |  | --> | 0.19 | 0 | 0 | 0.202 | 0 |  | --> | C18 ex KILLESHANDRA | Killeshandra [T41,T42] | GORTAWEE |  | 53.9241 | -7.5847
MV/LV Substation CA***199 |  | 20 kV | _ | LV | 200 kVA :Pole Substation | 0.2 | --> | 0.2 | 0.173 | 2.56 |  | --> | 0.19 | 0 | 0 | 0.194 | 0 |  | --> | C18 ex KILLESHANDRA | Killeshandra [T41,T42] | GORTAWEE |  | 53.9199 | -7.5455
MV/LV Substation CL***202Y |  | 20 kV | _ | LV | 200 kVA :Pole Substation | 0.2 | --> | 0.2 | 0.199 | 2.56 |  | --> | 0.19 | 0 | 0 | 0.19 | 0 |  | --> | C17 ex KILLESHANDRA | Killeshandra [T41,T42] | GORTAWEE |  | 54.0777 | -7.5971
MV/LV Substation DE***206Y |  | 20 kV | _ | LV | 50 kVA :Pole Substation | 0.05 | --> | 0.05 | 0.038 | 2.56 |  | --> | 0.048 | 0 | 0 | 0.049 | 0 |  | --> | C17 ex KILLESHANDRA | Killeshandra [T41,T42] | GORTAWEE |  | 54.0585 | -7.4675
MV/LV Substation MU***213Y |  | 20 kV | _ | LV | 50 kVA :Pole Substation | 0.05 | --> | 0.05 | 0.05 | 0.07 |  | --> | 0.048 | 0 | 0 | 0 | 0 | Constrained, otherwise capacity available =48 kW | --> | E15 ex BALLYCONNELL | Ballyconnell [T421,T422] | GORTAWEE |  | 54.123 | -7.5792
MV/LV Substation QU***219Y |  | 20 kV | _ | LV | 50 kVA :Pole Substation | 0.05 | --> | 0.05 | 0.05 | 2.56 |  | --> | 0.048 | 0 | 0 | 0.048 | 0 |  | --> | C18 ex KILLESHANDRA | Killeshandra [T41,T42] | GORTAWEE |  | 53.9547 | -7.5121
MV/LV Substation DR***4007 |  | 20 kV | _ | LV | 50 kVA :Pole Substation | 0.05 | --> | 0.05 | 0.05 | 2.56 |  | --> | 0.048 | 0 | 0 | 0.048 | 0 |  | --> | C18 ex KILLESHANDRA | Killeshandra [T41,T42] | GORTAWEE |  | 53.9161 | -7.5107
MV/LV Substation SL***4010 |  | 20 kV | _ | LV | 50 kVA :Pole Substation | 0.05 | --> | 0.05 | 0.045 | 0.07 |  | --> | 0.048 | 0 | 0 | 0 | 0 | Constrained, otherwise capacity available =48 kW | --> | E17 ex BALLYCONNELL | Ballyconnell [T421,T422] | GORTAWEE |  | 54.0932 | -7.5895
MV/LV Substation DR***4013 |  | 20 kV | _ | LV | 50 kVA :Pole Substation | 0.05 | --> | 0.05 | 0.05 | 2.56 |  | --> | 0.048 | 0 | 0 | 0.048 | 0 |  | --> | C18 ex KILLESHANDRA | Killeshandra [T41,T42] | GORTAWEE |  | 53.9951 | -7.5277
MV/LV Substation TE***4023 |  | 10 kV | _ | LV | 50 kVA :Pole Substation | 0.05 | --> | 0.05 | 0.044 | 2.56 |  | --> | 0.048 | 0 | 0 | 0.048 | 0 |  | --> | C17 ex KILLESHANDRA | Killeshandra [T41,T42] | GORTAWEE |  | 54.0163 | -7.5357
MV/LV Substation DR***4054 |  | 20 kV | _ | LV | 50 kVA :Pole Substation | 0.05 | --> | 0.05 | 0.05 | 2.56 |  | --> | 0.048 | 0 | 0 | 0.048 | 0 |  | --> | C18 ex KILLESHANDRA | Killeshandra [T41,T42] | GORTAWEE |  | 53.9224 | -7.5909
MV/LV Substation TO***4089 |  | 20 kV | _ | LV | 50 kVA :Pole Substation | 0.05 | --> | 0.05 | 0.05 | 0.07 |  | --> | 0.048 | 0 | 0 | 0 | 0 | Constrained, otherwise capacity available =48 kW | --> | E17 ex BALLYCONNELL | Ballyconnell [T421,T422] | GORTAWEE |  | 54.0809 | -7.6345
MV/LV Substation TH***4097 |  | 20 kV | _ | LV | 50 kVA :Pole Substation | 0.05 | --> | 0.05 | 0.05 | 2.56 |  | --> | 0.048 | 0 | 0 | 0.048 | 0 |  | --> | C18 ex KILLESHANDRA | Killeshandra [T41,T42] | GORTAWEE |  | 53.9972 | -7.5839
MV/LV Substation DR***4109 |  | 20 kV | _ | LV | 50 kVA :Pole Substation | 0.05 | --> | 0.05 | 0.05 | 2.56 |  | --> | 0.048 | 0 | 0 | 0.048 | 0 |  | --> | C18 ex KILLESHANDRA | Killeshandra [T41,T42] | GORTAWEE |  | 53.9517 | -7.4977
MV/LV Substation BL***4113 |  | 20 kV | _ | LV | 400 kVA :Kiosk Substation | 0.4 | --> | 0.4 | 0.066 | 0.07 | Constrained, otherwise capacity available =400 kVA | --> | 0.38 | 0 | 0 | 0 | 0 | Constrained, otherwise capacity available =380 kW | --> | E12 ex BALLYCONNELL | Ballyconnell [T421,T422] | GORTAWEE |  | 54.1122 | -7.5749
MV/LV Substation AR***4119 |  | 20 kV | _ | LV | 100 kVA :Pole Substation | 0.1 | --> | 0.1 | 0.098 | 2.56 |  | --> | 0.095 | 0 | 0 | 0.095 | 0 |  | --> | C18 ex KILLESHANDRA | Killeshandra [T41,T42] | GORTAWEE |  | 53.9188 | -7.5819
MV/LV Substation CH***4132 |  | 10 kV | _ | LV | 50 kVA :Pole Substation | 0.05 | --> | 0.05 | 0.05 | 2.56 |  | --> | 0.048 | 0 | 0 | 0.048 | 0 |  | --> | C17 ex KILLESHANDRA | Killeshandra [T41,T42] | GORTAWEE |  | 54.0169 | -7.534
MV/LV Substation BA***449X |  | 20 kV | _ | LV | 50 kVA :Pole Substation | 0.05 | --> | 0.05 | 0.048 | 0.07 |  | --> | 0.048 | 0 | 0 | 0 | 0 | Constrained, otherwise capacity available =48 kW | --> | E17 ex BALLYCONNELL | Ballyconnell [T421,T422] | GORTAWEE |  | 54.1504 | -7.7099
MV/LV Substation CO***464X |  | 20 kV | _ | LV | 200 kVA :Pole Substation | 0.2 | --> | 0.2 | 0.147 | 2.56 |  | --> | 0.19 | 0 | 0 | 0.197 | 0 |  | --> | C17 ex KILLESHANDRA | Killeshandra [T41,T42] | GORTAWEE |  | 54.0302 | -7.5276
MV/LV Substation KI***472X |  | 20 kV | _ | LV | 50 kVA :Pole Substation | 0.05 | --> | 0.05 | 0.035 | 0.07 |  | --> | 0.048 | 0 | 0 | 0 | 0 | Constrained, otherwise capacity available =50 kW | --> | E17 ex BALLYCONNELL | Ballyconnell [T421,T422] | GORTAWEE |  | 54.1102 | -7.6829
MV/LV Substation KI***522X |  | 20 kV | _ | LV | 50 kVA :Pole Substation | 0.05 | --> | 0.05 | 0.04 | 2.56 |  | --> | 0.048 | 0 | 0 | 0.049 | 0 |  | --> | C17 ex KILLESHANDRA | Killeshandra [T41,T42] | GORTAWEE |  | 54.025 | -7.526
MV/LV Substation TU***535X |  | 20 kV | _ | LV | 50 kVA :Pole Substation | 0.05 | --> | 0.05 | 0.05 | 2.56 |  | --> | 0.048 | 0 | 0 | 0.048 | 0 |  | --> | C18 ex KILLESHANDRA | Killeshandra [T41,T42] | GORTAWEE |  | 53.985 | -7.5295
MV/LV Substation DR***537 |  | 20 kV | _ | LV | 50 kVA :Pole Substation | 0.05 | --> | 0.05 | 0.045 | 2.56 |  | --> | 0.048 | 0 | 0 | 0.048 | 0 |  | --> | C17 ex KILLESHANDRA | Killeshandra [T41,T42] | GORTAWEE |  | 54.0605 | -7.4904
MV/LV Substation CR***540 |  | 20 kV | _ | LV | 100 kVA :Pole Substation | 0.1 | --> | 0.1 | 0.088 | 2.56 |  | --> | 0.095 | 0 | 0.01 | 0.089 | 0 |  | --> | C17 ex KILLESHANDRA | Killeshandra [T41,T42] | GORTAWEE |  | 54.0648 | -7.472
MV/LV Substation DR***546X |  | 20 kV | _ | LV | 50 kVA :Pole Substation | 0.05 | --> | 0.05 | 0.049 | 2.56 |  | --> | 0.048 | 0 | 0 | 0.048 | 0 |  | --> | C17 ex KILLESHANDRA | Killeshandra [T41,T42] | GORTAWEE |  | 54.0352 | -7.5369
MV/LV Substation LO***556X |  | 20 kV | _ | LV | 50 kVA :Pole Substation | 0.05 | --> | 0.05 | 0.049 | 0.07 |  | --> | 0.048 | 0 | 0 | 0 | 0 | Constrained, otherwise capacity available =48 kW | --> | E17 ex BALLYCONNELL | Ballyconnell [T421,T422] | GORTAWEE |  | 54.062 | -7.6324
MV/LV Substation LO***559X |  | 20 kV | _ | LV | 50 kVA :Pole Substation | 0.05 | --> | 0.05 | 0.049 | 0.07 |  | --> | 0.048 | 0 | 0 | 0 | 0 | Constrained, otherwise capacity available =48 kW | --> | E15 ex BALLYCONNELL | Ballyconnell [T421,T422] | GORTAWEE |  | 54.1186 | -7.5747
MV/LV Substation LO***561X |  | 20 kV | _ | LV | 50 kVA :Pole Substation | 0.05 | --> | 0.05 | 0.049 | 0.07 |  | --> | 0.048 | 0 | 0 | 0 | 0 | Constrained, otherwise capacity available =48 kW | --> | E15 ex BALLYCONNELL | Ballyconnell [T421,T422] | GORTAWEE |  | 54.1299 | -7.5207
MV/LV Substation I.***563X |  | 20 kV | _ | LV | 400 kVA :Kiosk Substation | 0.4 | --> | 0.4 | 0.066 | 0.07 | Constrained, otherwise capacity available =314 kVA | --> | 0.38 | 0 | 0 | 0 | 0 | Constrained, otherwise capacity available =392 kW | --> | E12 ex BALLYCONNELL | Ballyconnell [T421,T422] | GORTAWEE |  | 54.1142 | -7.5747
MV/LV Substation DR***564X |  | 20 kV | _ | LV | 50 kVA :Pole Substation | 0.05 | --> | 0.05 | 0.037 | 2.56 |  | --> | 0.048 | 0 | 0.004 | 0.046 | 0 |  | --> | C18 ex KILLESHANDRA | Killeshandra [T41,T42] | GORTAWEE |  | 53.981 | -7.4957
MV/LV Substation GO***568X |  | 20 kV | _ | LV | 50 kVA :Pole Substation | 0.05 | --> | 0.05 | 0.049 | 0.07 |  | --> | 0.048 | 0 | 0 | 0 | 0 | Constrained, otherwise capacity available =48 kW | --> | E17 ex BALLYCONNELL | Ballyconnell [T421,T422] | GORTAWEE |  | 54.1762 | -7.7091
MV/LV Substation FU***617X |  | 20 kV | _ | LV | 50 kVA :Pole Substation | 0.05 | --> | 0.05 | 0.038 | 0.07 |  | --> | 0.048 | 0 | 0 | 0 | 0 | Constrained, otherwise capacity available =49 kW | --> | E17 ex BALLYCONNELL | Ballyconnell [T421,T422] | GORTAWEE |  | 54.1889 | -7.7043
MV/LV Substation PO***618X |  | 20 kV | _ | LV | 400 kVA :Kiosk Substation | 0.4 | --> | 0.4 | 0.391 | 2.56 |  | --> | 0.38 | 0 | 0 | 0.381 | 0 |  | --> | C18 ex KILLESHANDRA | Killeshandra [T41,T42] | GORTAWEE |  | 54.0089 | -7.5215
MV/LV Substation DR***654X |  | 20 kV | _ | LV | 100 kVA :Pole Substation | 0.1 | --> | 0.1 | 0.066 | 0.07 | Constrained, otherwise capacity available =94 kVA | --> | 0.095 | 0 | 0 | 0 | 0 | Constrained, otherwise capacity available =96 kW | --> | E17 ex BALLYCONNELL | Ballyconnell [T421,T422] | GORTAWEE |  | 54.1974 | -7.6978
MV/LV Substation TH***655 |  | 20 kV | _ | LV | 630 kVA :Building Structure | 0.63 | --> | 0.63 | 0.066 | 0.07 | Constrained, otherwise capacity available =458 kVA | --> | 0.598 | 0 | 0 | 0 | 0 | Constrained, otherwise capacity available =622 kW | --> | E15 ex BALLYCONNELL | Ballyconnell [T421,T422] | GORTAWEE |  | 54.1151 | -7.583
MV/LV Substation EN***656 |  | 20 kV | _ | LV | 630 kVA :Building Structure | 0.63 | --> | 0.63 | 0.066 | 0.07 | Constrained, otherwise capacity available =630 kVA | --> | 0.598 | 0 | 0 | 0 | 0 | Constrained, otherwise capacity available =598 kW | --> | E15 ex BALLYCONNELL | Ballyconnell [T421,T422] | GORTAWEE |  | 54.1202 | -7.5755
MV/LV Substation DO***656X |  | 20 kV | _ | LV | 630 kVA :Kiosk Substation | 0.63 | --> | 0.63 | 0.066 | 0.07 | Constrained, otherwise capacity available =597 kVA | --> | 0.598 | 0 | 0.005 | 0 | 0 | Constrained, otherwise capacity available =599 kW | --> | E15 ex BALLYCONNELL | Ballyconnell [T421,T422] | GORTAWEE |  | 54.1206 | -7.5787
MV/LV Substation BA***657 |  | 20 kV | _ | LV | 200 kVA :Pole Substation | 0.2 | --> | 0.2 | 0.061 | 0.07 |  | --> | 0.19 | 0 | 0 | 0 | 0 | Constrained, otherwise capacity available =208 kW | --> | E15 ex BALLYCONNELL | Ballyconnell [T421,T422] | GORTAWEE |  | 54.1181 | -7.5825
MV/LV Substation KI***664X |  | 20 kV | _ | LV | 100 kVA :Pole Substation | 0.1 | --> | 0.1 | 0.066 | 0.07 | Constrained, otherwise capacity available =83 kVA | --> | 0.095 | 0 | 0.005 | 0 | 0 | Constrained, otherwise capacity available =94 kW | --> | E15 ex BALLYCONNELL | Ballyconnell [T421,T422] | GORTAWEE |  | 54.1265 | -7.5083
MV/LV Substation AG***678 |  | 20 kV | _ | LV | 50 kVA :Pole Substation | 0.05 | --> | 0.05 | 0.046 | 0.07 |  | --> | 0.048 | 0 | 0 | 0 | 0 | Constrained, otherwise capacity available =48 kW | --> | E17 ex BALLYCONNELL | Ballyconnell [T421,T422] | GORTAWEE |  | 54.0973 | -7.5788
MV/LV Substation TE***693 |  | 20 kV | _ | LV | 100 kVA :Pole Substation | 0.1 | --> | 0.1 | 0.066 | 0.07 | Constrained, otherwise capacity available =86 kVA | --> | 0.095 | 0 | 0.01 | 0 | 0 | Constrained, otherwise capacity available =90 kW | --> | E17 ex BALLYCONNELL | Ballyconnell [T421,T422] | GORTAWEE |  | 54.0962 | -7.6634
MV/LV Substation CL***694 |  | 20 kV | _ | LV | 50 kVA :Pole Substation | 0.05 | --> | 0.05 | 0.038 | 0.07 |  | --> | 0.048 | 0 | 0 | 0 | 0 | Constrained, otherwise capacity available =49 kW | --> | E17 ex BALLYCONNELL | Ballyconnell [T421,T422] | GORTAWEE |  | 54.0917 | -7.6581
MV/LV Substation WO***722X |  | 20 kV | _ | LV | 400 kVA :Kiosk Substation | 0.4 | --> | 0.4 | 0.265 | 2.56 |  | --> | 0.38 | 0 | 0 | 0.383 | 0 |  | --> | C17 ex KILLESHANDRA | Killeshandra [T41,T42] | GORTAWEE |  | 54.0547 | -7.6162
MV/LV Substation DO***735X |  | 20 kV | _ | LV | 100 kVA :Pole Substation | 0.1 | --> | 0.1 | 0.066 | 0.07 | Constrained, otherwise capacity available =73 kVA | --> | 0.095 | 0 | 0 | 0 | 0 | Constrained, otherwise capacity available =99 kW | --> | E15 ex BALLYCONNELL | Ballyconnell [T421,T422] | GORTAWEE |  | 54.1229 | -7.5759
MV/LV Substation DO***740X |  | 20 kV | _ | LV | 50 kVA :Pole Substation | 0.05 | --> | 0.05 | 0.047 | 0.07 |  | --> | 0.048 | 0 | 0 | 0 | 0 | Constrained, otherwise capacity available =48 kW | --> | E15 ex BALLYCONNELL | Ballyconnell [T421,T422] | GORTAWEE |  | 54.1218 | -7.5741
MV/LV Substation BA***742 |  | 20 kV | _ | LV | 100 kVA :Pole Substation | 0.1 | --> | 0.1 | 0.064 | 0.07 |  | --> | 0.095 | 0 | 0.005 | 0 | 0 | Constrained, otherwise capacity available =96 kW | --> | E17 ex BALLYCONNELL | Ballyconnell [T421,T422] | GORTAWEE |  | 54.1207 | -7.6749
MV/LV Substation DO***745X |  | 20 kV | _ | LV | 200 kVA :Pole Substation | 0.2 | --> | 0.2 | 0.066 | 0.07 | Constrained, otherwise capacity available =197 kVA | --> | 0.19 | 0 | 0 | 0 | 0 | Constrained, otherwise capacity available =190 kW | --> | E15 ex BALLYCONNELL | Ballyconnell [T421,T422] | GORTAWEE |  | 54.1186 | -7.5836
MV/LV Substation CO***748X |  | 20 kV | _ | LV | 50 kVA :Pole Substation | 0.05 | --> | 0.05 | 0.031 | 0.07 |  | --> | 0.048 | 0 | 0 | 0 | 0 | Constrained, otherwise capacity available =50 kW | --> | E17 ex BALLYCONNELL | Ballyconnell [T421,T422] | GORTAWEE |  | 54.1189 | -7.6634
MV/LV Substation CR***750X |  | 20 kV | _ | LV | 50 kVA :Pole Substation | 0.05 | --> | 0.05 | 0.041 | 0.07 |  | --> | 0.048 | 0 | 0 | 0 | 0 | Constrained, otherwise capacity available =49 kW | --> | E15 ex BALLYCONNELL | Ballyconnell [T421,T422] | GORTAWEE |  | 54.0983 | -7.5581
MV/LV Substation RA***757X |  | 20 kV | _ | LV | 50 kVA :Pole Substation | 0.05 | --> | 0.05 | 0.011 | 0.07 |  | --> | 0.048 | 0 | 0 | 0 | 0 | Constrained, otherwise capacity available =52 kW | --> | E15 ex BALLYCONNELL | Ballyconnell [T421,T422] | GORTAWEE |  | 54.1247 | -7.5746
MV/LV Substation BA***762 |  | 20 kV | _ | LV | 50 kVA :Pole Substation | 0.05 | --> | 0.05 | 0.048 | 0.07 |  | --> | 0.048 | 0 | 0 | 0 | 0 | Constrained, otherwise capacity available =48 kW | --> | E17 ex BALLYCONNELL | Ballyconnell [T421,T422] | GORTAWEE |  | 54.123 | -7.6749
MV/LV Substation HE***764X |  | 20 kV | _ | LV | 400 kVA :Kiosk Substation | 0.4 | --> | 0.4 | 0.066 | 0.07 | Constrained, otherwise capacity available =324 kVA | --> | 0.38 | 0 | 0.002 | 0 | 0 | Constrained, otherwise capacity available =389 kW | --> | E17 ex BALLYCONNELL | Ballyconnell [T421,T422] | GORTAWEE |  | 54.1174 | -7.5839
MV/LV Substation GO***775X |  | 20 kV | _ | LV | 50 kVA :Pole Substation | 0.05 | --> | 0.05 | 0.049 | 2.56 |  | --> | 0.048 | 0 | 0 | 0.048 | 0 |  | --> | C18 ex KILLESHANDRA | Killeshandra [T41,T42] | GORTAWEE |  | 53.9139 | -7.5134
MV/LV Substation DR***781X |  | 20 kV | _ | LV | 200 kVA :Pole Substation | 0.2 | --> | 0.2 | 0.124 | 2.56 |  | --> | 0.19 | 0 | 0 | 0.2 | 0 |  | --> | C18 ex KILLESHANDRA | Killeshandra [T41,T42] | GORTAWEE |  | 53.9972 | -7.506
MV/LV Substation RU***790X |  | 20 kV | _ | LV | 200 kVA :Kiosk Substation | 0.2 | --> | 0.2 | 0.066 | 0.07 | Constrained, otherwise capacity available =165 kVA | --> | 0.19 | 0 | 0 | 0 | 0 | Constrained, otherwise capacity available =195 kW | --> | E15 ex BALLYCONNELL | Ballyconnell [T421,T422] | GORTAWEE |  | 54.1139 | -7.5858
MV/LV Substation SW***796 |  | 20 kV | _ | LV | 100 kVA :Pole Substation | 0.1 | --> | 0.1 | 0.066 | 0.07 | Constrained, otherwise capacity available =91 kVA | --> | 0.095 | 0 | 0.005 | 0 | 0 | Constrained, otherwise capacity available =92 kW | --> | E17 ex BALLYCONNELL | Ballyconnell [T421,T422] | GORTAWEE |  | 54.1905 | -7.7028
MV/LV Substation SW***801 |  | 20 kV | _ | LV | 100 kVA :Pole Substation | 0.1 | --> | 0.1 | 0.066 | 0.07 | Constrained, otherwise capacity available =68 kVA | --> | 0.095 | 0 | 0.02 | 0 | 0 | Constrained, otherwise capacity available =84 kW | --> | E17 ex BALLYCONNELL | Ballyconnell [T421,T422] | GORTAWEE |  | 54.1924 | -7.7046
MV/LV Substation SW***802 |  | 20 kV | _ | LV | 50 kVA :Pole Substation | 0.05 | --> | 0.05 | 0.006 | 0.07 |  | --> | 0.048 | 0 | 0 | 0 | 0 | Constrained, otherwise capacity available =53 kW | --> | E17 ex BALLYCONNELL | Ballyconnell [T421,T422] | GORTAWEE |  | 54.1957 | -7.7029
MV/LV Substation HO***812 |  | 20 kV | _ | LV | 50 kVA :Pole Substation | 0.05 | --> | 0.05 | 0.048 | 2.56 |  | --> | 0.048 | 0 | 0 | 0.048 | 0 |  | --> | C17 ex KILLESHANDRA | Killeshandra [T41,T42] | GORTAWEE |  | 54.0135 | -7.5141
MV/LV Substation MC***817X |  | 20 kV | _ | LV | 400 kVA :Kiosk Substation | 0.4 | --> | 0.4 | 0.255 | 2.56 |  | --> | 0.38 | 0 | 0 | 0.399 | 0 |  | --> | C18 ex KILLESHANDRA | Killeshandra [T41,T42] | GORTAWEE |  | 53.9591 | -7.5269
MV/LV Substation CU***819 |  | 20 kV | _ | LV | 50 kVA :Pole Substation | 0.05 | --> | 0.05 | 0 | 0.07 |  | --> | 0.048 | 0 | 0.02 | 0 | 0 | Constrained, otherwise capacity available =41 kW | --> | E12 ex BALLYCONNELL | Ballyconnell [T421,T422] | GORTAWEE |  | 54.1134 | -7.5797
MV/LV Substation MA***819X |  | 20 kV | _ | LV | 200 kVA :Pole Substation | 0.2 | --> | 0.2 | 0.194 | 2.56 |  | --> | 0.19 | 0 | 0 | 0.191 | 0 |  | --> | C18 ex KILLESHANDRA | Killeshandra [T41,T42] | GORTAWEE |  | 53.9228 | -7.5805
MV/LV Substation VO***826 |  | 20 kV | _ | LV | 200 kVA :Pole Substation | 0.2 | --> | 0.2 | 0.066 | 0.07 | Constrained, otherwise capacity available =161 kVA | --> | 0.19 | 0 | 0.006 | 0 | 0 | Constrained, otherwise capacity available =191 kW | --> | E17 ex BALLYCONNELL | Ballyconnell [T421,T422] | GORTAWEE |  | 54.1234 | -7.6766
MV/LV Substation PA***830 |  | 20 kV | _ | LV | 50 kVA :Pole Substation | 0.05 | --> | 0.05 | 0.038 | 2.56 |  | --> | 0.048 | 0 | 0.008 | 0.043 | 0 |  | --> | C18 ex KILLESHANDRA | Killeshandra [T41,T42] | GORTAWEE |  | 54.0075 | -7.5228
MV/LV Substation DR***831X |  | 20 kV | _ | LV | 100 kVA :Pole Substation | 0.1 | --> | 0.1 | 0.09 | 2.56 |  | --> | 0.095 | 0 | 0 | 0.096 | 0 |  | --> | C18 ex KILLESHANDRA | Killeshandra [T41,T42] | GORTAWEE |  | 53.9214 | -7.582
MV/LV Substation BA***836 |  | 20 kV | _ | LV | 100 kVA :Pole Substation | 0.1 | --> | 0.1 | 0.062 | 0.07 |  | --> | 0.095 | 0 | 0.005 | 0 | 0 | Constrained, otherwise capacity available =96 kW | --> | E15 ex BALLYCONNELL | Ballyconnell [T421,T422] | GORTAWEE |  | 54.1174 | -7.5443
MV/LV Substation PU***841 |  | 20 kV | _ | LV | 50 kVA :Pole Substation | 0.05 | --> | 0.05 | 0.045 | 2.56 |  | --> | 0.048 | 0 | 0 | 0.048 | 0 |  | --> | C18 ex KILLESHANDRA | Killeshandra [T41,T42] | GORTAWEE |  | 54.0048 | -7.5187
MV/LV Substation T+***842 |  | 20 kV | _ | LV | 50 kVA :Pole Substation | 0.05 | --> | 0.05 | 0.039 | 0.07 |  | --> | 0.048 | 0 | 0 | 0 | 0 | Constrained, otherwise capacity available =49 kW | --> | E12 ex BALLYCONNELL | Ballyconnell [T421,T422] | GORTAWEE |  | 54.1097 | -7.5814
MV/LV Substation DR***859X |  | 20 kV | _ | LV | 200 kVA :Pole Substation | 0.2 | --> | 0.2 | 0.192 | 2.56 |  | --> | 0.19 | 0 | 0 | 0.191 | 0 |  | --> | C17 ex KILLESHANDRA | Killeshandra [T41,T42] | GORTAWEE |  | 54.0334 | -7.5402
MV/LV Substation KI***860X |  | 20 kV | _ | LV | 50 kVA :Pole Substation | 0.05 | --> | 0.05 | 0.049 | 2.56 |  | --> | 0.048 | 0 | 0 | 0.048 | 0 |  | --> | C17 ex KILLESHANDRA | Killeshandra [T41,T42] | GORTAWEE |  | 54.0717 | -7.4999
MV/LV Substation CO***869 |  | 20 kV | _ | LV | 50 kVA :Pole Substation | 0.05 | --> | 0.05 | 0.04 | 0.07 |  | --> | 0.048 | 0 | 0 | 0 | 0 | Constrained, otherwise capacity available =49 kW | --> | E17 ex BALLYCONNELL | Ballyconnell [T421,T422] | GORTAWEE |  | 54.2014 | -7.7154
MV/LV Substation TR***871X |  | 20 kV | _ | LV | 50 kVA :Pole Substation | 0.05 | --> | 0.05 | 0.048 | 2.56 |  | --> | 0.048 | 0 | 0 | 0.048 | 0 |  | --> | C18 ex KILLESHANDRA | Killeshandra [T41,T42] | GORTAWEE |  | 54.0084 | -7.5206
MV/LV Substation CA***874 |  | 20 kV | _ | LV | 50 kVA :Pole Substation | 0.05 | --> | 0.05 | 0.008 | 2.56 |  | --> | 0.048 | 0 | 0 | 0.053 | 0 |  | --> | C17 ex KILLESHANDRA | Killeshandra [T41,T42] | GORTAWEE |  | 54.0711 | -7.609
MV/LV Substation CO***876 |  | 20 kV | _ | LV | 200 kVA :Pole Substation | 0.2 | --> | 0.2 | 0.066 | 0.07 | Constrained, otherwise capacity available =117 kVA | --> | 0.19 | 0 | 0.053 | 0 | 0 | Constrained, otherwise capacity available =162 kW | --> | E17 ex BALLYCONNELL | Ballyconnell [T421,T422] | GORTAWEE |  | 54.1171 | -7.5852
MV/LV Substation LA***881 |  | 20 kV | _ | LV | 100 kVA :Pole Substation | 0.1 | --> | 0.1 | 0.066 | 0.07 |  | --> | 0.095 | 0 | 0.05 | 0 | 0 | Constrained, otherwise capacity available =62 kW | --> | E15 ex BALLYCONNELL | Ballyconnell [T421,T422] | GORTAWEE |  | 54.1195 | -7.4869
MV/LV Substation DE***882X |  | 20 kV | _ | LV | 50 kVA :Pole Substation | 0.05 | --> | 0.05 | 0.035 | 0.07 |  | --> | 0.048 | 0 | 0 | 0 | 0 | Constrained, otherwise capacity available =50 kW | --> | E17 ex BALLYCONNELL | Ballyconnell [T421,T422] | GORTAWEE |  | 54.1145 | -7.5887
MV/LV Substation DO***888X |  | 20 kV | _ | LV | 100 kVA :Pole Substation | 0.1 | --> | 0.1 | 0.066 | 0.07 | Constrained, otherwise capacity available =92 kVA | --> | 0.095 | 0 | 0 | 0 | 0 | Constrained, otherwise capacity available =96 kW | --> | E17 ex BALLYCONNELL | Ballyconnell [T421,T422] | GORTAWEE |  | 54.1191 | -7.5874
MV/LV Substation RA***889 |  | 10 kV | _ | LV | 200 kVA :Pole Substation | 0.2 | --> | 0.2 | 0.127 | 2.56 |  | --> | 0.19 | 0 | 0.004 | 0.197 | 0 |  | --> | C18 ex KILLESHANDRA | Killeshandra [T41,T42] | GORTAWEE |  | 54.0136 | -7.5313
MV/LV Substation LO***890 |  | 20 kV | _ | LV | 50 kVA :Pole Substation | 0.05 | --> | 0.05 | 0.035 | 2.56 |  | --> | 0.048 | 0 | 0 | 0.05 | 0 |  | --> | C17 ex KILLESHANDRA | Killeshandra [T41,T42] | GORTAWEE |  | 54.0732 | -7.5881
MV/LV Substation KI***911 |  | 20 kV | _ | LV | 50 kVA :Pole Substation | 0.05 | --> | 0.05 | 0.04 | 0.07 |  | --> | 0.048 | 0 | 0 | 0 | 0 | Constrained, otherwise capacity available =49 kW | --> | E17 ex BALLYCONNELL | Ballyconnell [T421,T422] | GORTAWEE |  | 54.1177 | -7.6802
MV/LV Substation GA***913X |  | 20 kV | _ | LV | 100 kVA :Pole Substation | 0.1 | --> | 0.1 | 0.066 | 0.07 | Constrained, otherwise capacity available =93 kVA | --> | 0.095 | 0 | 0 | 0 | 0 | Constrained, otherwise capacity available =96 kW | --> | E17 ex BALLYCONNELL | Ballyconnell [T421,T422] | GORTAWEE |  | 54.1909 | -7.7018
MV/LV Substation MI***926 |  | 20 kV | _ | LV | 50 kVA :Pole Substation | 0.05 | --> | 0.05 | 0.05 | 2.56 |  | --> | 0.048 | 0 | 0 | 0.048 | 0 |  | --> | C17 ex KILLESHANDRA | Killeshandra [T41,T42] | GORTAWEE |  | 54.054 | -7.4799
MV/LV Substation DA***926X |  | 20 kV | _ | LV | 50 kVA :Pole Substation | 0.05 | --> | 0.05 | 0.03 | 0.07 |  | --> | 0.048 | 0 | 0 | 0 | 0 | Constrained, otherwise capacity available =50 kW | --> | E17 ex BALLYCONNELL | Ballyconnell [T421,T422] | GORTAWEE |  | 54.076 | -7.6722
MV/LV Substation CL***927 |  | 20 kV | _ | LV | 50 kVA :Pole Substation | 0.05 | --> | 0.05 | 0.049 | 0.07 |  | --> | 0.048 | 0 | 0 | 0 | 0 | Constrained, otherwise capacity available =48 kW | --> | E15 ex BALLYCONNELL | Ballyconnell [T421,T422] | GORTAWEE |  | 54.094 | -7.5149
MV/LV Substation CA***931X |  | 20 kV | _ | LV | 400 kVA :Kiosk Substation | 0.4 | --> | 0.4 | 0.367 | 2.56 |  | --> | 0.38 | 0 | 0.006 | 0.38 | 0 |  | --> | C17 ex KILLESHANDRA | Killeshandra [T41,T42] | GORTAWEE |  | 54.0699 | -7.6206
MV/LV Substation KL***935X |  | 20 kV | _ | LV | 200 kVA :Pole Substation | 0.2 | --> | 0.2 | 0.177 | 2.56 |  | --> | 0.19 | 0 | 0.01 | 0.186 | 0 |  | --> | C18 ex KILLESHANDRA | Killeshandra [T41,T42] | GORTAWEE |  | 54.0088 | -7.5227
MV/LV Substation UR***937 |  | 20 kV | _ | LV | 50 kVA :Pole Substation | 0.05 | --> | 0.05 | 0.028 | 0.07 |  | --> | 0.048 | 0 | 0 | 0 | 0 | Constrained, otherwise capacity available =50 kW | --> | E17 ex BALLYCONNELL | Ballyconnell [T421,T422] | GORTAWEE |  | 54.189 | -7.6957
MV/LV Substation DR***938X |  | 20 kV | _ | LV | 200 kVA :Pole Substation | 0.2 | --> | 0.2 | 0.187 | 2.56 |  | --> | 0.19 | 0 | 0 | 0.192 | 0 |  | --> | C18 ex KILLESHANDRA | Killeshandra [T41,T42] | GORTAWEE |  | 53.92 | -7.5775
MV/LV Substation BA***942X |  | 20 kV | _ | LV | 50 kVA :Pole Substation | 0.05 | --> | 0.05 | 0.05 | 0.07 |  | --> | 0.048 | 0 | 0 | 0 | 0 | Constrained, otherwise capacity available =48 kW | --> | E17 ex BALLYCONNELL | Ballyconnell [T421,T422] | GORTAWEE |  | 54.1219 | -7.6793
MV/LV Substation CU***944X |  | 20 kV | _ | LV | 50 kVA :Pole Substation | 0.05 | --> | 0.05 | 0.038 | 0.07 |  | --> | 0.048 | 0 | 0 | 0 | 0 | Constrained, otherwise capacity available =49 kW | --> | E12 ex BALLYCONNELL | Ballyconnell [T421,T422] | GORTAWEE |  | 54.1117 | -7.5842
MV/LV Substation AM***951X |  | 20 kV | _ | LV | 100 kVA :Pole Substation | 0.1 | --> | 0.1 | 0.066 | 0.07 | Constrained, otherwise capacity available =100 kVA | --> | 0.095 | 0 | 0 | 0 | 0 | Constrained, otherwise capacity available =95 kW | --> | E15 ex BALLYCONNELL | Ballyconnell [T421,T422] | GORTAWEE |  | 54.1116 | -7.5714
MV/LV Substation CO***957X |  | 20 kV | _ | LV | 50 kVA :Pole Substation | 0.05 | --> | 0.05 | 0.05 | 0.07 |  | --> | 0.048 | 0 | 0 | 0 | 0 | Constrained, otherwise capacity available =48 kW | --> | E17 ex BALLYCONNELL | Ballyconnell [T421,T422] | GORTAWEE |  | 54.1518 | -7.7452
MV/LV Substation RA***962X |  | 20 kV | _ | LV | 200 kVA :Kiosk Substation | 0.2 | --> | 0.2 | 0.066 | 0.07 | Constrained, otherwise capacity available =178 kVA | --> | 0.19 | 0 | 0 | 0 | 0 | Constrained, otherwise capacity available =193 kW | --> | E15 ex BALLYCONNELL | Ballyconnell [T421,T422] | GORTAWEE |  | 54.1229 | -7.573
MV/LV Substation AR***966 |  | 20 kV | _ | LV | 50 kVA :Pole Substation | 0.05 | --> | 0.05 | 0.05 | 2.56 |  | --> | 0.048 | 0 | 0 | 0.048 | 0 |  | --> | C17 ex KILLESHANDRA | Killeshandra [T41,T42] | GORTAWEE |  | 54.064 | -7.5823
MV/LV Substation CL***967 |  | 20 kV | _ | LV | 100 kVA :Pole Substation | 0.1 | --> | 0.1 | 0.066 | 0.07 | Constrained, otherwise capacity available =100 kVA | --> | 0.095 | 0 | 0.004 | 0 | 0 | Constrained, otherwise capacity available =92 kW | --> | E15 ex BALLYCONNELL | Ballyconnell [T421,T422] | GORTAWEE |  | 54.0965 | -7.5276
MV/LV Substation KI***974X |  | 20 kV | _ | LV | 200 kVA :Pole Substation | 0.2 | --> | 0.2 | 0.066 | 0.07 | Constrained, otherwise capacity available =200 kVA | --> | 0.19 | 0 | 0 | 0 | 0 | Constrained, otherwise capacity available =190 kW | --> | E17 ex BALLYCONNELL | Ballyconnell [T421,T422] | GORTAWEE |  | 54.0879 | -7.6278
MV/LV Substation RA***977X |  | 20 kV | _ | LV | 50 kVA :Pole Substation | 0.05 | --> | 0.05 | 0.05 | 0.07 |  | --> | 0.048 | 0 | 0 | 0 | 0 | Constrained, otherwise capacity available =48 kW | --> | E15 ex BALLYCONNELL | Ballyconnell [T421,T422] | GORTAWEE |  | 54.0934 | -7.5159
MV/LV Substation SW***978 |  | 20 kV | _ | LV | 100 kVA :Pole Substation | 0.1 | --> | 0.1 | 0.066 | 0.07 | Constrained, otherwise capacity available =77 kVA | --> | 0.095 | 0 | 0 | 0 | 0 | Constrained, otherwise capacity available =98 kW | --> | E17 ex BALLYCONNELL | Ballyconnell [T421,T422] | GORTAWEE |  | 54.1939 | -7.7037
MV/LV Substation BA***989 |  | 20 kV | _ | LV | 50 kVA :Pole Substation | 0.05 | --> | 0.05 | 0.049 | 0.07 |  | --> | 0.048 | 0 | 0 | 0 | 0 | Constrained, otherwise capacity available =48 kW | --> | E17 ex BALLYCONNELL | Ballyconnell [T421,T422] | GORTAWEE |  | 54.1204 | -7.6716
MV/LV Substation CO***990X |  | 20 kV | _ | LV | 50 kVA :Pole Substation | 0.05 | --> | 0.05 | 0.041 | 0.07 |  | --> | 0.048 | 0 | 0 | 0 | 0 | Constrained, otherwise capacity available =49 kW | --> | E15 ex BALLYCONNELL | Ballyconnell [T421,T422] | GORTAWEE |  | 54.1273 | -7.4664
MV/LV Substation DR***993X |  | 20 kV | _ | LV | 50 kVA :Pole Substation | 0.05 | --> | 0.05 | 0.048 | 0.07 |  | --> | 0.048 | 0 | 0 | 0 | 0 | Constrained, otherwise capacity available =48 kW | --> | E17 ex BALLYCONNELL | Ballyconnell [T421,T422] | GORTAWEE |  | 54.1918 | -7.6834
MV/LV Substation GL***009X |  | 20 kV | _ | LV | 50 kVA :Pole Substation | 0.05 | --> | 0.05 | 0 | 0 | Constrained, otherwise capacity available =44 kVA | --> | 0.048 | 0 | 0 | 0 | 0 | Constrained, otherwise capacity available =48 kW | --> | E12 ex CARNDONAGH | Carndonagh [T421,T422] | TRILLICK |  | 55.2843 | -7.3961
MV/LV Substation FA***010X |  | 20 kV | _ | LV | 50 kVA :Pole Substation | 0.05 | --> | 0.05 | 0.04 | 3.03 |  | --> | 0.048 | 0 | 0 | 0 | 0 | Constrained, otherwise capacity available =49 kW | --> | E13 ex MOVILLE | Moville [T421,T422] | TRILLICK |  | 55.2833 | -7.2233
MV/LV Substation IN***029X |  | 20 kV | _ | LV | 200 kVA :Pole Substation | 0.2 | --> | 0.2 | 0 | 0 | Constrained, otherwise capacity available =127 kVA | --> | 0.19 | 0 | 0.002 | 0 | 0 | Constrained, otherwise capacity available =198 kW | --> | E17 ex CARNDONAGH | Carndonagh [T421,T422] | TRILLICK |  | 55.3152 | -7.2067
MV/LV Substation UM***034X |  | 20 kV | _ | LV | 50 kVA :Pole Substation | 0.05 | --> | 0.05 | 0 | 0 | Constrained, otherwise capacity available =43 kVA | --> | 0.048 | 0 | 0 | 0 | 0 | Constrained, otherwise capacity available =48 kW | --> | E17 ex CARNDONAGH | Carndonagh [T421,T422] | TRILLICK |  | 55.3059 | -7.2352
MV/LV Substation PU***045X |  | 20 kV | _ | LV | 50 kVA :Pole Substation | 0.05 | --> | 0.05 | 0 | 0 | Constrained, otherwise capacity available =43 kVA | --> | 0.048 | 0 | 0 | 0 | 0 | Constrained, otherwise capacity available =48 kW | --> | E12 ex CARNDONAGH | Carndonagh [T421,T422] | TRILLICK |  | 55.2632 | -7.2697
MV/LV Substation KE***050X |  | 20 kV | _ | LV | 50 kVA :Pole Substation | 0.05 | --> | 0.05 | 0.049 | 3.03 |  | --> | 0.048 | 0 | 0 | 0 | 0 | Constrained, otherwise capacity available =48 kW | --> | E13 ex MOVILLE | Moville [T421,T422] | TRILLICK |  | 55.294 | -7.2154
MV/LV Substation PU***053X |  | 20 kV | _ | LV | 50 kVA :Pole Substation | 0.05 | --> | 0.05 | 0.034 | 3.03 |  | --> | 0.048 | 0 | 0 | 0 | 0 | Constrained, otherwise capacity available =50 kW | --> | E13 ex MOVILLE | Moville [T421,T422] | TRILLICK |  | 55.2816 | -7.1524
MV/LV Substation DR***054X |  | 20 kV | _ | LV | 100 kVA :Pole Substation | 0.1 | --> | 0.1 | 0 | 0 | Constrained, otherwise capacity available =91 kVA | --> | 0.095 | 0 | 0 | 0 | 0 | Constrained, otherwise capacity available =96 kW | --> | E17 ex CARNDONAGH | Carndonagh [T421,T422] | TRILLICK |  | 55.2838 | -7.2495
MV/LV Substation CA***060X |  | 20 kV | _ | LV | 630 kVA :Building Structure | 0.63 | --> | 0.63 | 0 | 0 | Constrained, otherwise capacity available =552 kVA | --> | 0.598 | 0 | 0 | 0 | 0 | Constrained, otherwise capacity available =609 kW | --> | E14 ex CARNDONAGH | Carndonagh [T421,T422] | TRILLICK |  | 55.2513 | -7.2666
MV/LV Substation BU***063X |  | 20 kV | _ | LV | 50 kVA :Pole Substation | 0.05 | --> | 0.05 | 0 | 0 | Constrained, otherwise capacity available =39 kVA | --> | 0.048 | 0 | 0 | 0 | 0 | Constrained, otherwise capacity available =49 kW | --> | E17 ex CARNDONAGH | Carndonagh [T421,T422] | TRILLICK |  | 55.3222 | -7.1827
MV/LV Substation MI***066X |  | 20 kV | _ | LV | 200 kVA :Kiosk Substation | 0.2 | --> | 0.2 | 0 | 0 | Constrained, otherwise capacity available =167 kVA | --> | 0.19 | 0 | 0.005 | 0 | 0 | Constrained, otherwise capacity available =191 kW | --> | E18 ex CARNDONAGH | Carndonagh [T421,T422] | TRILLICK |  | 55.2447 | -7.2639
MV/LV Substation PO***067X |  | 20 kV | _ | LV | 200 kVA :Pole Substation | 0.2 | --> | 0.2 | 0 | 0 | Constrained, otherwise capacity available =152 kVA | --> | 0.19 | 0 | 0 | 0 | 0 | Constrained, otherwise capacity available =196 kW | --> | E18 ex CARNDONAGH | Carndonagh [T421,T422] | TRILLICK |  | 55.2511 | -7.2566
MV/LV Substation DU***079X |  | 20 kV | _ | LV | 100 kVA :Pole Substation | 0.1 | --> | 0.1 | 0.072 | 3.03 |  | --> | 0.095 | 0 | 0.014 | 0 | 0 | Constrained, otherwise capacity available =88 kW | --> | E13 ex MOVILLE | Moville [T421,T422] | TRILLICK |  | 55.284 | -7.164
MV/LV Substation CA***095X |  | 20 kV | _ | LV | 200 kVA :Pole Substation | 0.2 | --> | 0.2 | 0 | 0 | Constrained, otherwise capacity available =168 kVA | --> | 0.19 | 0 | 0 | 0 | 0 | Constrained, otherwise capacity available =194 kW | --> | E17 ex CARNDONAGH | Carndonagh [T421,T422] | TRILLICK |  | 55.2775 | -7.2612
MV/LV Substation PO***096X |  | 20 kV | _ | LV | 200 kVA :Pole Substation | 0.2 | --> | 0.2 | 0 | 0 | Constrained, otherwise capacity available =200 kVA | --> | 0.19 | 0 | 0 | 0 | 0 | Constrained, otherwise capacity available =190 kW | --> | E12 ex CARNDONAGH | Carndonagh [T421,T422] | TRILLICK |  | 55.2886 | -7.3931
MV/LV Substation AU***115X |  | 20 kV | _ | LV | 200 kVA :Pole Substation | 0.2 | --> | 0.2 | 0 | 0 | Constrained, otherwise capacity available =182 kVA | --> | 0.19 | 0 | 0 | 0 | 0 | Constrained, otherwise capacity available =192 kW | --> | E12 ex CARNDONAGH | Carndonagh [T421,T422] | TRILLICK |  | 55.2756 | -7.395
MV/LV Substation AB***121X |  | 20 kV | _ | LV | 100 kVA :Pole Substation | 0.1 | --> | 0.1 | 0 | 0 | Constrained, otherwise capacity available =75 kVA | --> | 0.095 | 0 | 0.009 | 0 | 0 | Constrained, otherwise capacity available =92 kW | --> | E18 ex CARNDONAGH | Carndonagh [T421,T422] | TRILLICK |  | 55.2402 | -7.2655
MV/LV Substation SL***122X |  | 20 kV | _ | LV | 50 kVA :Pole Substation | 0.05 | --> | 0.05 | 0 | 0 | Constrained, otherwise capacity available =48 kVA | --> | 0.048 | 0 | 0 | 0 | 0 | Constrained, otherwise capacity available =48 kW | --> | E12 ex CARNDONAGH | Carndonagh [T421,T422] | TRILLICK |  | 55.3681 | -7.3374
MV/LV Substation SI***128X |  | 20 kV | _ | LV | 100 kVA :Pole Substation | 0.1 | --> | 0.1 | 0 | 0 | Constrained, otherwise capacity available =26 kVA | --> | 0.095 | 0 | 0 | 0 | 0 | Constrained, otherwise capacity available =105 kW | --> | E18 ex CARNDONAGH | Carndonagh [T421,T422] | TRILLICK |  | 55.2508 | -7.2484
MV/LV Substation CE***131 |  | 20 kV | _ | LV | 200 kVA :Pole Substation | 0.2 | --> | 0.2 | 0 | 0 | Constrained, otherwise capacity available =166 kVA | --> | 0.19 | 0 | 0.002 | 0 | 0 | Constrained, otherwise capacity available =193 kW | --> | E12 ex CARNDONAGH | Carndonagh [T421,T422] | TRILLICK |  | 55.2558 | -7.2767
MV/LV Substation MA***133X |  | 20 kV | _ | LV | 100 kVA :Pole Substation | 0.1 | --> | 0.1 | 0 | 0 | Constrained, otherwise capacity available =84 kVA | --> | 0.095 | 0 | 0 | 0 | 0 | Constrained, otherwise capacity available =97 kW | --> | E17 ex CARNDONAGH | Carndonagh [T421,T422] | TRILLICK |  | 55.2974 | -7.2643
MV/LV Substation PU***142X |  | 20 kV | _ | LV | 100 kVA :Pole Substation | 0.1 | --> | 0.1 | 0 | 0 | Constrained, otherwise capacity available =94 kVA | --> | 0.095 | 0 | 0 | 0 | 0 | Constrained, otherwise capacity available =96 kW | --> | E12 ex CARNDONAGH | Carndonagh [T421,T422] | TRILLICK |  | 55.269 | -7.2752
MV/LV Substation WO***143X |  | 20 kV | _ | LV | 50 kVA :Pole Substation | 0.05 | --> | 0.05 | 0 | 0 | Constrained, otherwise capacity available =43 kVA | --> | 0.048 | 0 | 0 | 0 | 0 | Constrained, otherwise capacity available =48 kW | --> | E12 ex CARNDONAGH | Carndonagh [T421,T422] | TRILLICK |  | 55.2687 | -7.2686
MV/LV Substation AR***152X |  | 20 kV | _ | LV | 100 kVA :Pole Substation | 0.1 | --> | 0.1 | 0 | 0 | Constrained, otherwise capacity available =95 kVA | --> | 0.095 | 0 | 0 | 0 | 0 | Constrained, otherwise capacity available =96 kW | --> | E12 ex CARNDONAGH | Carndonagh [T421,T422] | TRILLICK |  | 55.3667 | -7.3387
MV/LV Substation GL***173X |  | 20 kV | _ | LV | 50 kVA :Pole Substation | 0.05 | --> | 0.05 | 0 | 0 | Constrained, otherwise capacity available =44 kVA | --> | 0.048 | 0 | 0 | 0 | 0 | Constrained, otherwise capacity available =48 kW | --> | E12 ex CARNDONAGH | Carndonagh [T421,T422] | TRILLICK |  | 55.2621 | -7.3155
MV/LV Substation BE***177X |  | 20 kV | _ | LV | 50 kVA :Pole Substation | 0.05 | --> | 0.05 | 0 | 0 | Constrained, otherwise capacity available =46 kVA | --> | 0.048 | 0 | 0 | 0 | 0 | Constrained, otherwise capacity available =48 kW | --> | E17 ex CARNDONAGH | Carndonagh [T421,T422] | TRILLICK |  | 55.275 | -7.2552
MV/LV Substation BA***178X |  | 20 kV | _ | LV | 100 kVA :Pole Substation | 0.1 | --> | 0.1 | 0 | 0 | Constrained, otherwise capacity available =86 kVA | --> | 0.095 | 0 | 0 | 0 | 0 | Constrained, otherwise capacity available =97 kW | --> | E13 ex CARNDONAGH | Carndonagh [T421,T422] | TRILLICK |  | 55.2422 | -7.2813
MV/LV Substation DR***192X |  | 20 kV | _ | LV | 50 kVA :Pole Substation | 0.05 | --> | 0.05 | 0 | 0 | Constrained, otherwise capacity available =43 kVA | --> | 0.048 | 0 | 0 | 0 | 0 | Constrained, otherwise capacity available =48 kW | --> | E17 ex CARNDONAGH | Carndonagh [T421,T422] | TRILLICK |  | 55.2924 | -7.2564
MV/LV Substation HO***197X |  | 20 kV | _ | LV | 50 kVA :Pole Substation | 0.05 | --> | 0.05 | 0 | 0 | Constrained, otherwise capacity available =49 kVA | --> | 0.048 | 0 | 0 | 0 | 0 | Constrained, otherwise capacity available =48 kW | --> | E18 ex CARNDONAGH | Carndonagh [T421,T422] | TRILLICK |  | 55.2408 | -7.2476
MV/LV Substation SL***208X |  | 20 kV | _ | LV | 50 kVA :Pole Substation | 0.05 | --> | 0.05 | 0 | 0 | Constrained, otherwise capacity available =50 kVA | --> | 0.048 | 0 | 0 | 0 | 0 | Constrained, otherwise capacity available =48 kW | --> | E12 ex CARNDONAGH | Carndonagh [T421,T422] | TRILLICK |  | 55.3718 | -7.3414
MV/LV Substation BA***211X |  | 20 kV | _ | LV | 200 kVA :Kiosk Substation | 0.2 | --> | 0.2 | 0 | 0 | Constrained, otherwise capacity available =95 kVA | --> | 0.19 | 0 | 0.011 | 0 | 0 | Constrained, otherwise capacity available =196 kW | --> | E12 ex CARNDONAGH | Carndonagh [T421,T422] | TRILLICK |  | 55.2803 | -7.3952
MV/LV Substation CA***213X |  | 20 kV | _ | LV | 100 kVA :Pole Substation | 0.1 | --> | 0.1 | 0 | 0 | Constrained, otherwise capacity available =98 kVA | --> | 0.095 | 0 | 0.01 | 0 | 0 | Constrained, otherwise capacity available =88 kW | --> | E17 ex CARNDONAGH | Carndonagh [T421,T422] | TRILLICK |  | 55.2602 | -7.2482
MV/LV Substation HA***216X |  | 20 kV | _ | LV | 200 kVA :Pole Substation | 0.2 | --> | 0.2 | 0 | 0 | Constrained, otherwise capacity available =173 kVA | --> | 0.19 | 0 | 0 | 0 | 0 | Constrained, otherwise capacity available =194 kW | --> | E14 ex CARNDONAGH | Carndonagh [T421,T422] | TRILLICK |  | 55.2453 | -7.2708
MV/LV Substation WD***224X |  | 20 kV | _ | LV | 50 kVA :Pole Substation | 0.05 | --> | 0.05 | 0 | 0 | Constrained, otherwise capacity available =49 kVA | --> | 0.048 | 0 | 0 | 0 | 0 | Constrained, otherwise capacity available =48 kW | --> | E12 ex CARNDONAGH | Carndonagh [T421,T422] | TRILLICK |  | 55.3378 | -7.2423
MV/LV Substation RA***231X |  | 20 kV | _ | LV | 50 kVA :Pole Substation | 0.05 | --> | 0.05 | 0 | 0 | Constrained, otherwise capacity available =43 kVA | --> | 0.048 | 0 | 0.01 | 0 | 0 | Constrained, otherwise capacity available =41 kW | --> | E12 ex CARNDONAGH | Carndonagh [T421,T422] | TRILLICK |  | 55.278 | -7.344
MV/LV Substation AR***235X |  | 20 kV | _ | LV | 100 kVA :Pole Substation | 0.1 | --> | 0.1 | 0 | 0 | Constrained, otherwise capacity available =74 kVA | --> | 0.095 | 0 | 0 | 0 | 0 | Constrained, otherwise capacity available =99 kW | --> | E12 ex CARNDONAGH | Carndonagh [T421,T422] | TRILLICK |  | 55.2555 | -7.279
MV/LV Substation TI***245X |  | 20 kV | _ | LV | 50 kVA :Pole Substation | 0.05 | --> | 0.05 | 0 | 0 | Constrained, otherwise capacity available =50 kVA | --> | 0.048 | 0 | 0 | 0 | 0 | Constrained, otherwise capacity available =48 kW | --> | E12 ex CARNDONAGH | Carndonagh [T421,T422] | TRILLICK |  | 55.2597 | -7.2782
MV/LV Substation CR***248X |  | 20 kV | _ | LV | 50 kVA :Pole Substation | 0.05 | --> | 0.05 | 0 | 0 | Constrained, otherwise capacity available =50 kVA | --> | 0.048 | 0 | 0 | 0 | 0 | Constrained, otherwise capacity available =48 kW | --> | E12 ex CARNDONAGH | Carndonagh [T421,T422] | TRILLICK |  | 55.3539 | -7.3398
MV/LV Substation LI***251 |  | 20 kV | _ | LV | 50 kVA :Pole Substation | 0.05 | --> | 0.05 | 0 | 0 | Constrained, otherwise capacity available =16 kVA | --> | 0.048 | 0 | 0 | 0 | 0 | Constrained, otherwise capacity available =52 kW | --> | E12 ex CARNDONAGH | Carndonagh [T421,T422] | TRILLICK |  | 55.244 | -7.2782
MV/LV Substation CA***255X |  | 20 kV | _ | LV | 50 kVA :Pole Substation | 0.05 | --> | 0.05 | 0 | 0 | Constrained, otherwise capacity available =42 kVA | --> | 0.048 | 0 | 0 | 0 | 0 | Constrained, otherwise capacity available =49 kW | --> | E18 ex CARNDONAGH | Carndonagh [T421,T422] | TRILLICK |  | 55.2548 | -7.2301
MV/LV Substation BA***261X |  | 20 kV | _ | LV | 200 kVA :Pole Substation | 0.2 | --> | 0.2 | 0 | 0 | Constrained, otherwise capacity available =175 kVA | --> | 0.19 | 0 | 0.011 | 0 | 0 | Constrained, otherwise capacity available =185 kW | --> | E12 ex CARNDONAGH | Carndonagh [T421,T422] | TRILLICK |  | 55.2806 | -7.3912
MV/LV Substation SU***266X |  | 20 kV | _ | LV | 630 kVA :Building Structure | 0.63 | --> | 0.63 | 0 | 0 | Constrained, otherwise capacity available =534 kVA | --> | 0.598 | 0 | 0 | 0 | 0 | Constrained, otherwise capacity available =612 kW | --> | E18 ex CARNDONAGH | Carndonagh [T421,T422] | TRILLICK |  | 55.2523 | -7.2594
MV/LV Substation DU***279X |  | 20 kV | _ | LV | 50 kVA :Pole Substation | 0.05 | --> | 0.05 | 0 | 0 | Constrained, otherwise capacity available =50 kVA | --> | 0.048 | 0 | 0 | 0 | 0 | Constrained, otherwise capacity available =48 kW | --> | E12 ex CARNDONAGH | Carndonagh [T421,T422] | TRILLICK |  | 55.3449 | -7.2752
MV/LV Substation GA***282X |  | 20 kV | _ | LV | 400 kVA :Building Structure | 0.4 | --> | 0.4 | 0 | 0 | Constrained, otherwise capacity available =365 kVA | --> | 0.38 | 0 | 0 | 0 | 0 | Constrained, otherwise capacity available =385 kW | --> | E18 ex CARNDONAGH | Carndonagh [T421,T422] | TRILLICK |  | 55.2488 | -7.2648
MV/LV Substation BA***285X |  | 20 kV | _ | LV | 50 kVA :Pole Substation | 0.05 | --> | 0.05 | 0 | 0 | Constrained, otherwise capacity available =50 kVA | --> | 0.048 | 0 | 0 | 0 | 0 | Constrained, otherwise capacity available =48 kW | --> | E17 ex CARNDONAGH | Carndonagh [T421,T422] | TRILLICK |  | 55.3198 | -7.1953
MV/LV Substation BU***286X |  | 20 kV | _ | LV | 50 kVA :Pole Substation | 0.05 | --> | 0.05 | 0 | 0 | Constrained, otherwise capacity available =48 kVA | --> | 0.048 | 0 | 0 | 0 | 0 | Constrained, otherwise capacity available =48 kW | --> | E17 ex CARNDONAGH | Carndonagh [T421,T422] | TRILLICK |  | 55.3202 | -7.1786
MV/LV Substation DR***287X |  | 20 kV | _ | LV | 50 kVA :Pole Substation | 0.05 | --> | 0.05 | 0 | 0 | Constrained, otherwise capacity available =48 kVA | --> | 0.048 | 0 | 0 | 0 | 0 | Constrained, otherwise capacity available =48 kW | --> | E17 ex CARNDONAGH | Carndonagh [T421,T422] | TRILLICK |  | 55.2776 | -7.2454
MV/LV Substation GL***299X |  | 20 kV | _ | LV | 50 kVA :Pole Substation | 0.05 | --> | 0.05 | 0 | 0 | Constrained, otherwise capacity available =46 kVA | --> | 0.048 | 0 | 0.01 | 0 | 0 | Constrained, otherwise capacity available =41 kW | --> | E13 ex CARNDONAGH | Carndonagh [T421,T422] | TRILLICK |  | 55.2156 | -7.4059
MV/LV Substation RE***359 |  | 20 kV | _ | LV | 200 kVA :Pole Substation | 0.2 | --> | 0.2 | 0 | 0 | Constrained, otherwise capacity available =193 kVA | --> | 0.19 | 0 | 0 | 0 | 0 | Constrained, otherwise capacity available =191 kW | --> | E12 ex CARNDONAGH | Carndonagh [T421,T422] | TRILLICK |  | 55.278 | -7.3974
MV/LV Substation AT***368 |  | 20 kV | _ | LV | 100 kVA :Pole Substation | 0.1 | --> | 0.1 | 0.098 | 3.03 |  | --> | 0.095 | 0 | 0 | 0 | 0 | Constrained, otherwise capacity available =95 kW | --> | E13 ex MOVILLE | Moville [T421,T422] | TRILLICK |  | 55.2996 | -7.1565
MV/LV Substation CO***376 |  | 20 kV | _ | LV | 200 kVA :Pole Substation | 0.2 | --> | 0.2 | 0 | 0 | Constrained, otherwise capacity available =155 kVA | --> | 0.19 | 0 | 0 | 0 | 0 | Constrained, otherwise capacity available =196 kW | --> | E18 ex CARNDONAGH | Carndonagh [T421,T422] | TRILLICK |  | 55.244 | -7.2658
MV/LV Substation DR***388 |  | 20 kV | _ | LV | 200 kVA :Pole Substation | 0.2 | --> | 0.2 | 0 | 0 | Constrained, otherwise capacity available =153 kVA | --> | 0.19 | 0 | 0.022 | 0 | 0 | Constrained, otherwise capacity available =180 kW | --> | E17 ex CARNDONAGH | Carndonagh [T421,T422] | TRILLICK |  | 55.2974 | -7.2548
MV/LV Substation G ***394 |  | 20 kV | _ | LV | 50 kVA :Pole Substation | 0.05 | --> | 0.05 | 0 | 0 | Constrained, otherwise capacity available =33 kVA | --> | 0.048 | 0 | 0 | 0 | 0 | Constrained, otherwise capacity available =50 kW | --> | E17 ex CARNDONAGH | Carndonagh [T421,T422] | TRILLICK |  | 55.2982 | -7.2593
MV/LV Substation RA***4011 |  | 20 kV | _ | LV | 50 kVA :Pole Substation | 0.05 | --> | 0.05 | 0 | 0 | Constrained, otherwise capacity available =37 kVA | --> | 0.048 | 0 | 0 | 0 | 0 | Constrained, otherwise capacity available =49 kW | --> | E12 ex CARNDONAGH | Carndonagh [T421,T422] | TRILLICK |  | 55.2748 | -7.3396
MV/LV Substation CA***4017 |  | 20 kV | _ | LV | 200 kVA :Kiosk Substation | 0.2 | --> | 0.2 | 0 | 0 | Constrained, otherwise capacity available =200 kVA | --> | 0.19 | 0 | 0 | 0 | 0 | Constrained, otherwise capacity available =190 kW | --> | E11 ex CARNDONAGH | Carndonagh [T421,T422] | TRILLICK |  | 55.2426 | -7.2756
MV/LV Substation CA***4018 |  | 20 kV | _ | LV | 50 kVA :Pole Substation | 0.05 | --> | 0.05 | 0 | 0 | Constrained, otherwise capacity available =50 kVA | --> | 0.048 | 0 | 0 | 0 | 0 | Constrained, otherwise capacity available =48 kW | --> | E17 ex CARNDONAGH | Carndonagh [T421,T422] | TRILLICK |  | 55.3058 | -7.2577
MV/LV Substation TU***403 |  | 20 kV | _ | LV | 100 kVA :Pole Substation | 0.1 | --> | 0.1 | 0 | 0 | Constrained, otherwise capacity available =85 kVA | --> | 0.095 | 0 | 0 | 0 | 0 | Constrained, otherwise capacity available =97 kW | --> | E18 ex CARNDONAGH | Carndonagh [T421,T422] | TRILLICK |  | 55.2519 | -7.2484
MV/LV Substation GL***4030 |  | 20 kV | _ | LV | 50 kVA :Pole Substation | 0.05 | --> | 0.05 | 0 | 0 | Constrained, otherwise capacity available =44 kVA | --> | 0.048 | 0 | 0 | 0 | 0 | Constrained, otherwise capacity available =48 kW | --> | E12 ex CARNDONAGH | Carndonagh [T421,T422] | TRILLICK |  | 55.2658 | -7.3147
MV/LV Substation BU***4040 |  | 20 kV | _ | LV | 50 kVA :Pole Substation | 0.05 | --> | 0.05 | 0 | 0 | Constrained, otherwise capacity available =50 kVA | --> | 0.048 | 0 | 0 | 0 | 0 | Constrained, otherwise capacity available =48 kW | --> | E17 ex CARNDONAGH | Carndonagh [T421,T422] | TRILLICK |  | 55.3211 | -7.1806
MV/LV Substation CA***4042 |  | 20 kV | _ | LV | 50 kVA :Pole Substation | 0.05 | --> | 0.05 | 0 | 0 | Constrained, otherwise capacity available =49 kVA | --> | 0.048 | 0 | 0 | 0 | 0 | Constrained, otherwise capacity available =48 kW | --> | E18 ex CARNDONAGH | Carndonagh [T421,T422] | TRILLICK |  | 55.2316 | -7.2681
MV/LV Substation BA***4050 |  | 20 kV | _ | LV | 50 kVA :Pole Substation | 0.05 | --> | 0.05 | 0 | 0 | Constrained, otherwise capacity available =15 kVA | --> | 0.048 | 0 | 0 | 0 | 0 | Constrained, otherwise capacity available =52 kW | --> | E12 ex CARNDONAGH | Carndonagh [T421,T422] | TRILLICK |  | 55.3612 | -7.2923
MV/LV Substation CA***4054 |  | 20 kV | _ | LV | 50 kVA :Pole Substation | 0.05 | --> | 0.05 | 0 | 0 | Constrained, otherwise capacity available =48 kVA | --> | 0.048 | 0 | 0 | 0 | 0 | Constrained, otherwise capacity available =48 kW | --> | E12 ex CARNDONAGH | Carndonagh [T421,T422] | TRILLICK |  | 55.356 | -7.3321
MV/LV Substation CL***4056 |  | 20 kV | _ | LV | 400 kVA :Kiosk Substation | 0.4 | --> | 0.4 | 0 | 0 | Constrained, otherwise capacity available =395 kVA | --> | 0.38 | 0 | 0 | 0 | 0 | Constrained, otherwise capacity available =381 kW | --> | E18 ex CARNDONAGH | Carndonagh [T421,T422] | TRILLICK |  | 55.2418 | -7.2692
MV/LV Substation DR***4067 |  | 20 kV | _ | LV | 50 kVA :Pole Substation | 0.05 | --> | 0.05 | 0 | 0 | Constrained, otherwise capacity available =50 kVA | --> | 0.048 | 0 | 0 | 0 | 0 | Constrained, otherwise capacity available =48 kW | --> | E17 ex CARNDONAGH | Carndonagh [T421,T422] | TRILLICK |  | 55.284 | -7.2537
MV/LV Substation CE***407 |  | 20 kV | _ | LV | 200 kVA :Pole Substation | 0.2 | --> | 0.2 | 0 | 0 | Constrained, otherwise capacity available =108 kVA | --> | 0.19 | 0 | 0.009 | 0 | 0 | Constrained, otherwise capacity available =196 kW | --> | E18 ex CARNDONAGH | Carndonagh [T421,T422] | TRILLICK |  | 55.2531 | -7.259
MV/LV Substation GO***4073 |  | 20 kV | _ | LV | 50 kVA :Pole Substation | 0.05 | --> | 0.05 | 0 | 0 | Constrained, otherwise capacity available =50 kVA | --> | 0.048 | 0 | 0 | 0 | 0 | Constrained, otherwise capacity available =48 kW | --> | E17 ex CARNDONAGH | Carndonagh [T421,T422] | TRILLICK |  | 55.3239 | -7.1878
MV/LV Substation BA***4078 |  | 20 kV | _ | LV | 50 kVA :Pole Substation | 0.05 | --> | 0.05 | 0 | 0 | Constrained, otherwise capacity available =50 kVA | --> | 0.048 | 0 | 0 | 0 | 0 | Constrained, otherwise capacity available =48 kW | --> | E12 ex CARNDONAGH | Carndonagh [T421,T422] | TRILLICK |  | 55.2648 | -7.327
MV/LV Substation TU***4083 |  | 20 kV | _ | LV | 50 kVA :Pole Substation | 0.05 | --> | 0.05 | 0 | 0 | Constrained, otherwise capacity available =50 kVA | --> | 0.048 | 0 | 0 | 0 | 0 | Constrained, otherwise capacity available =48 kW | --> | E18 ex CARNDONAGH | Carndonagh [T421,T422] | TRILLICK |  | 55.2515 | -7.2461
MV/LV Substation DR***4087 |  | 20 kV | _ | LV | 50 kVA :Pole Substation | 0.05 | --> | 0.05 | 0 | 0 | Constrained, otherwise capacity available =50 kVA | --> | 0.048 | 0 | 0 | 0 | 0 | Constrained, otherwise capacity available =48 kW | --> | E17 ex CARNDONAGH | Carndonagh [T421,T422] | TRILLICK |  | 55.2759 | -7.2452
MV/LV Substation LI***4093 |  | 20 kV | _ | LV | 400 kVA :Building Structure | 0.4 | --> | 0.4 | 0 | 0 | Constrained, otherwise capacity available =400 kVA | --> | 0.38 | 0 | 0 | 0 | 0 | Constrained, otherwise capacity available =380 kW | --> | E14 ex CARNDONAGH | Carndonagh [T421,T422] | TRILLICK |  | 55.2535 | -7.2638
MV/LV Substation GL***4096 |  | 20 kV | _ | LV | 200 kVA :Pole Substation | 0.2 | --> | 0.2 | 0 | 0 | Constrained, otherwise capacity available =200 kVA | --> | 0.19 | 0 | 0 | 0 | 0 | Constrained, otherwise capacity available =190 kW | --> | E17 ex CARNDONAGH | Carndonagh [T421,T422] | TRILLICK |  | 55.2999 | -7.2513
MV/LV Substation BA***4098 |  | 20 kV | _ | LV | 200 kVA :Pole Substation | 0.2 | --> | 0.2 | 0 | 0 | Constrained, otherwise capacity available =200 kVA | --> | 0.19 | 0 | 0 | 0 | 0 | Constrained, otherwise capacity available =190 kW | --> | E18 ex CARNDONAGH | Carndonagh [T421,T422] | TRILLICK |  | 55.2466 | -7.2588
MV/LV Substation FI***4100 |  | 20 kV | _ | LV | 100 kVA :Pole Substation | 0.1 | --> | 0.1 | 0 | 0 | Constrained, otherwise capacity available =100 kVA | --> | 0.095 | 0 | 0 | 0 | 0 | Constrained, otherwise capacity available =95 kW | --> | E17 ex CARNDONAGH | Carndonagh [T421,T422] | TRILLICK |  | 55.3155 | -7.2064
MV/LV Substation ST***412 |  | 20 kV | _ | LV | 630 kVA :Kiosk Substation | 0.63 | --> | 0.63 | 0 | 0 | Constrained, otherwise capacity available =444 kVA | --> | 0.598 | 0 | 0.005 | 0 | 0 | Constrained, otherwise capacity available =620 kW | --> | E14 ex CARNDONAGH | Carndonagh [T421,T422] | TRILLICK |  | 55.2512 | -7.2641
MV/LV Substation MA***418 |  | 20 kV | _ | LV | 100 kVA :Pole Substation | 0.1 | --> | 0.1 | 0 | 0 | Constrained, otherwise capacity available =76 kVA | --> | 0.095 | 0 | 0 | 0 | 0 | Constrained, otherwise capacity available =98 kW | --> | E17 ex CARNDONAGH | Carndonagh [T421,T422] | TRILLICK |  | 55.2573 | -7.2564
MV/LV Substation CH***419 |  | 20 kV | _ | LV | 100 kVA :Pole Substation | 0.1 | --> | 0.1 | 0 | 0 | Constrained, otherwise capacity available =72 kVA | --> | 0.095 | 0 | 0 | 0 | 0 | Constrained, otherwise capacity available =99 kW | --> | E14 ex CARNDONAGH | Carndonagh [T421,T422] | TRILLICK |  | 55.2447 | -7.2746
MV/LV Substation SC***420 |  | 20 kV | _ | LV | 200 kVA :Pole Substation | 0.2 | --> | 0.2 | 0 | 0 | Constrained, otherwise capacity available =179 kVA | --> | 0.19 | 0 | 0 | 0 | 0 | Constrained, otherwise capacity available =193 kW | --> | E14 ex CARNDONAGH | Carndonagh [T421,T422] | TRILLICK |  | 55.2544 | -7.2637
MV/LV Substation NE***421 |  | 20 kV | _ | LV | 50 kVA :Pole Substation | 0.05 | --> | 0.05 | 0 | 0 | Constrained, otherwise capacity available =44 kVA | --> | 0.048 | 0 | 0 | 0 | 0 | Constrained, otherwise capacity available =48 kW | --> | E18 ex CARNDONAGH | Carndonagh [T421,T422] | TRILLICK |  | 55.2527 | -7.2579
MV/LV Substation MU***422 |  | 20 kV | _ | LV | 50 kVA :Pole Substation | 0.05 | --> | 0.05 | 0 | 0 | Constrained, otherwise capacity available =50 kVA | --> | 0.048 | 0 | 0 | 0 | 0 | Constrained, otherwise capacity available =48 kW | --> | E18 ex CARNDONAGH | Carndonagh [T421,T422] | TRILLICK |  | 55.244 | -7.2689
MV/LV Substation B ***429 |  | 20 kV | _ | LV | 200 kVA :Pole Substation | 0.2 | --> | 0.2 | 0 | 0 | Constrained, otherwise capacity available =173 kVA | --> | 0.19 | 0 | 0.06 | 0 | 0 | Constrained, otherwise capacity available =149 kW | --> | E12 ex CARNDONAGH | Carndonagh [T421,T422] | TRILLICK |  | 55.2913 | -7.3719
MV/LV Substation ME***430 |  | 20 kV | _ | LV | 50 kVA :Pole Substation | 0.05 | --> | 0.05 | 0 | 0 | Constrained, otherwise capacity available =44 kVA | --> | 0.048 | 0 | 0 | 0 | 0 | Constrained, otherwise capacity available =48 kW | --> | E12 ex CARNDONAGH | Carndonagh [T421,T422] | TRILLICK |  | 55.2544 | -7.3471
MV/LV Substation BA***433 |  | 20 kV | _ | LV | 50 kVA :Pole Substation | 0.05 | --> | 0.05 | 0 | 0 | Constrained, otherwise capacity available =49 kVA | --> | 0.048 | 0 | 0 | 0 | 0 | Constrained, otherwise capacity available =48 kW | --> | E12 ex CARNDONAGH | Carndonagh [T421,T422] | TRILLICK |  | 55.2763 | -7.3975
MV/LV Substation AS***435 |  | 20 kV | _ | LV | 400 kVA :Kiosk Substation | 0.4 | --> | 0.4 | 0 | 0 | Constrained, otherwise capacity available =237 kVA | --> | 0.38 | 0 | 0.05 | 0 | 0 | Constrained, otherwise capacity available =365 kW | --> | E14 ex CARNDONAGH | Carndonagh [T421,T422] | TRILLICK |  | 55.253 | -7.2635
MV/LV Substation PO***436 |  | 20 kV | _ | LV | 200 kVA :Pole Substation | 0.2 | --> | 0.2 | 0 | 0 | Constrained, otherwise capacity available =130 kVA | --> | 0.19 | 0 | 0.016 | 0 | 0 | Constrained, otherwise capacity available =188 kW | --> | E14 ex CARNDONAGH | Carndonagh [T421,T422] | TRILLICK |  | 55.2495 | -7.2706
MV/LV Substation PO***437 |  | 20 kV | _ | LV | 50 kVA :Pole Substation | 0.05 | --> | 0.05 | 0 | 0 | Constrained, otherwise capacity available =46 kVA | --> | 0.048 | 0 | 0 | 0 | 0 | Constrained, otherwise capacity available =48 kW | --> | E17 ex CARNDONAGH | Carndonagh [T421,T422] | TRILLICK |  | 55.3196 | -7.1781
MV/LV Substation JO***438 |  | 20 kV | _ | LV | 200 kVA :Pole Substation | 0.2 | --> | 0.2 | 0 | 0 | Constrained, otherwise capacity available =178 kVA | --> | 0.19 | 0 | 0 | 0 | 0 | Constrained, otherwise capacity available =193 kW | --> | E17 ex CARNDONAGH | Carndonagh [T421,T422] | TRILLICK |  | 55.263 | -7.2527
MV/LV Substation MC***442 |  | 20 kV | _ | LV | 200 kVA :Pole Substation | 0.2 | --> | 0.2 | 0 | 0 | Constrained, otherwise capacity available =180 kVA | --> | 0.19 | 0 | 0 | 0 | 0 | Constrained, otherwise capacity available =193 kW | --> | E12 ex CARNDONAGH | Carndonagh [T421,T422] | TRILLICK |  | 55.3509 | -7.311
MV/LV Substation PO***443 |  | 20 kV | _ | LV | 50 kVA :Pole Substation | 0.05 | --> | 0.05 | 0 | 0 | Constrained, otherwise capacity available =35 kVA | --> | 0.048 | 0 | 0 | 0 | 0 | Constrained, otherwise capacity available =50 kW | --> | E17 ex CARNDONAGH | Carndonagh [T421,T422] | TRILLICK |  | 55.3194 | -7.1763
MV/LV Substation UR***444 |  | 20 kV | _ | LV | 50 kVA :Pole Substation | 0.05 | --> | 0.05 | 0 | 0 | Constrained, otherwise capacity available =50 kVA | --> | 0.048 | 0 | 0 | 0 | 0 | Constrained, otherwise capacity available =48 kW | --> | E12 ex CARNDONAGH | Carndonagh [T421,T422] | TRILLICK |  | 55.334 | -7.2843
MV/LV Substation PO***446 |  | 20 kV | _ | LV | 100 kVA :Pole Substation | 0.1 | --> | 0.1 | 0 | 0 | Constrained, otherwise capacity available =54 kVA | --> | 0.095 | 0 | 0.003 | 0 | 0 | Constrained, otherwise capacity available =99 kW | --> | E12 ex CARNDONAGH | Carndonagh [T421,T422] | TRILLICK |  | 55.3707 | -7.3386
MV/LV Substation MU***490 |  | 20 kV | _ | LV | 100 kVA :Pole Substation | 0.1 | --> | 0.1 | 0 | 0 | Constrained, otherwise capacity available =85 kVA | --> | 0.095 | 0 | 0 | 0 | 0 | Constrained, otherwise capacity available =97 kW | --> | E12 ex CARNDONAGH | Carndonagh [T421,T422] | TRILLICK |  | 55.2821 | -7.3999
MV/LV Substation VI***497 |  | 20 kV | _ | LV | 50 kVA :Pole Substation | 0.05 | --> | 0.05 | 0.008 | 3.03 |  | --> | 0.048 | 0 | 0 | 0 | 0 | Constrained, otherwise capacity available =53 kW | --> | E13 ex MOVILLE | Moville [T421,T422] | TRILLICK |  | 55.2812 | -7.2299
MV/LV Substation MI***527 |  | 20 kV | _ | LV | 50 kVA :Pole Substation | 0.05 | --> | 0.05 | 0 | 0 | Constrained, otherwise capacity available =50 kVA | --> | 0.048 | 0 | 0 | 0 | 0 | Constrained, otherwise capacity available =48 kW | --> | E18 ex CARNDONAGH | Carndonagh [T421,T422] | TRILLICK |  | 55.2433 | -7.2706
MV/LV Substation CO***529 |  | 20 kV | _ | LV | 100 kVA :Pole Substation | 0.1 | --> | 0.1 | 0 | 0 | Constrained, otherwise capacity available =67 kVA | --> | 0.095 | 0 | 0.005 | 0 | 0 | Constrained, otherwise capacity available =96 kW | --> | E17 ex CARNDONAGH | Carndonagh [T421,T422] | TRILLICK |  | 55.2949 | -7.2478
MV/LV Substation WO***542 |  | 20 kV | _ | LV | 50 kVA :Pole Substation | 0.05 | --> | 0.05 | 0 | 0 | Constrained, otherwise capacity available =48 kVA | --> | 0.048 | 0 | 0 | 0 | 0 | Constrained, otherwise capacity available =48 kW | --> | E12 ex CARNDONAGH | Carndonagh [T421,T422] | TRILLICK |  | 55.2597 | -7.3159
MV/LV Substation ST***558 |  | 20 kV | _ | LV | 100 kVA :Pole Substation | 0.1 | --> | 0.1 | 0.053 | 3.03 |  | --> | 0.095 | 0 | 0 | 0 | 0 | Constrained, otherwise capacity available =101 kW | --> | E13 ex MOVILLE | Moville [T421,T422] | TRILLICK |  | 55.2882 | -7.1662
MV/LV Substation CO***567 |  | 20 kV | _ | LV | 100 kVA :Pole Substation | 0.1 | --> | 0.1 | 0 | 0 | Constrained, otherwise capacity available =56 kVA | --> | 0.095 | 0 | 0 | 0 | 0 | Constrained, otherwise capacity available =101 kW | --> | E12 ex CARNDONAGH | Carndonagh [T421,T422] | TRILLICK |  | 55.2628 | -7.2729
MV/LV Substation DR***579 |  | 20 kV | _ | LV | 50 kVA :Pole Substation | 0.05 | --> | 0.05 | 0.046 | 3.03 |  | --> | 0.048 | 0 | 0.005 | 0 | 0 | Constrained, otherwise capacity available =44 kW | --> | E13 ex MOVILLE | Moville [T421,T422] | TRILLICK |  | 55.2797 | -7.2344
MV/LV Substation SE***584 |  | 20 kV | _ | LV | 50 kVA :Pole Substation | 0.05 | --> | 0.05 | 0 | 0 | Constrained, otherwise capacity available =47 kVA | --> | 0.048 | 0 | 0 | 0 | 0 | Constrained, otherwise capacity available =48 kW | --> | E12 ex CARNDONAGH | Carndonagh [T421,T422] | TRILLICK |  | 55.2843 | -7.3918
MV/LV Substation MO***595 |  | 20 kV | _ | LV | 50 kVA :Pole Substation | 0.05 | --> | 0.05 | 0 | 0 | Constrained, otherwise capacity available =50 kVA | --> | 0.048 | 0 | 0 | 0 | 0 | Constrained, otherwise capacity available =48 kW | --> | E17 ex CARNDONAGH | Carndonagh [T421,T422] | TRILLICK |  | 55.3105 | -7.2718
MV/LV Substation CA***622 |  | 20 kV | _ | LV | 200 kVA :Pole Substation | 0.2 | --> | 0.2 | 0 | 0 | Constrained, otherwise capacity available =171 kVA | --> | 0.19 | 0 | 0 | 0 | 0 | Constrained, otherwise capacity available =194 kW | --> | E18 ex CARNDONAGH | Carndonagh [T421,T422] | TRILLICK |  | 55.2453 | -7.2491
MV/LV Substation LA***638 |  | 20 kV | _ | LV | 50 kVA :Pole Substation | 0.05 | --> | 0.05 | 0 | 0 | Constrained, otherwise capacity available =44 kVA | --> | 0.048 | 0 | 0.006 | 0 | 0 | Constrained, otherwise capacity available =44 kW | --> | E12 ex CARNDONAGH | Carndonagh [T421,T422] | TRILLICK |  | 55.3089 | -7.3373
MV/LV Substation FI***681 |  | 20 kV | _ | LV | 100 kVA :Pole Substation | 0.1 | --> | 0.1 | 0 | 0 | Constrained, otherwise capacity available =79 kVA | --> | 0.095 | 0 | 0.011 | 0 | 0 | Constrained, otherwise capacity available =90 kW | --> | E12 ex CARNDONAGH | Carndonagh [T421,T422] | TRILLICK |  | 55.2742 | -7.4001
MV/LV Substation B ***682 |  | 20 kV | _ | LV | 200 kVA :Pole Substation | 0.2 | --> | 0.2 | 0 | 0 | Constrained, otherwise capacity available =115 kVA | --> | 0.19 | 0 | 0.014 | 0 | 0 | Constrained, otherwise capacity available =191 kW | --> | E12 ex CARNDONAGH | Carndonagh [T421,T422] | TRILLICK |  | 55.2769 | -7.3938
MV/LV Substation BA***683 |  | 20 kV | _ | LV | 200 kVA :Pole Substation | 0.2 | --> | 0.2 | 0 | 0 | Constrained, otherwise capacity available =161 kVA | --> | 0.19 | 0 | 0.017 | 0 | 0 | Constrained, otherwise capacity available =183 kW | --> | E12 ex CARNDONAGH | Carndonagh [T421,T422] | TRILLICK |  | 55.2795 | -7.3929
MV/LV Substation FO***695 |  | 20 kV | _ | LV | 100 kVA :Pole Substation | 0.1 | --> | 0.1 | 0 | 0 | Constrained, otherwise capacity available =94 kVA | --> | 0.095 | 0 | 0 | 0 | 0 | Constrained, otherwise capacity available =96 kW | --> | E12 ex CARNDONAGH | Carndonagh [T421,T422] | TRILLICK |  | 55.2932 | -7.3505
MV/LV Substation MU***700 |  | 20 kV | _ | LV | 50 kVA :Pole Substation | 0.05 | --> | 0.05 | 0 | 0 | Constrained, otherwise capacity available =48 kVA | --> | 0.048 | 0 | 0 | 0 | 0 | Constrained, otherwise capacity available =48 kW | --> | E12 ex CARNDONAGH | Carndonagh [T421,T422] | TRILLICK |  | 55.2805 | -7.3271
MV/LV Substation DO***712 |  | 20 kV | _ | LV | 50 kVA :Pole Substation | 0.05 | --> | 0.05 | 0 | 0 | Constrained, otherwise capacity available =47 kVA | --> | 0.048 | 0 | 0 | 0 | 0 | Constrained, otherwise capacity available =48 kW | --> | E12 ex CARNDONAGH | Carndonagh [T421,T422] | TRILLICK |  | 55.268 | -7.289
MV/LV Substation TI***717 |  | 20 kV | _ | LV | 200 kVA :Kiosk Substation | 0.2 | --> | 0.2 | 0 | 0 | Constrained, otherwise capacity available =154 kVA | --> | 0.19 | 0 | 0.005 | 0 | 0 | Constrained, otherwise capacity available =192 kW | --> | E12 ex CARNDONAGH | Carndonagh [T421,T422] | TRILLICK |  | 55.2577 | -7.2759
MV/LV Substation AR***718 |  | 20 kV | _ | LV | 100 kVA :Pole Substation | 0.1 | --> | 0.1 | 0 | 0 | Constrained, otherwise capacity available =63 kVA | --> | 0.095 | 0 | 0.011 | 0 | 0 | Constrained, otherwise capacity available =92 kW | --> | E14 ex CARNDONAGH | Carndonagh [T421,T422] | TRILLICK |  | 55.2516 | -7.2721
MV/LV Substation HO***719 |  | 20 kV | _ | LV | 200 kVA :Pole Substation | 0.2 | --> | 0.2 | 0 | 0 | Constrained, otherwise capacity available =117 kVA | --> | 0.19 | 0 | 0.011 | 0 | 0 | Constrained, otherwise capacity available =193 kW | --> | E14 ex CARNDONAGH | Carndonagh [T421,T422] | TRILLICK |  | 55.2457 | -7.2681
MV/LV Substation FO***720 |  | 20 kV | _ | LV | 400 kVA :Building Structure | 0.4 | --> | 0.4 | 0 | 0 | Constrained, otherwise capacity available =395 kVA | --> | 0.38 | 0 | 0 | 0 | 0 | Constrained, otherwise capacity available =381 kW | --> | E18 ex CARNDONAGH | Carndonagh [T421,T422] | TRILLICK |  | 55.2538 | -7.2201
MV/LV Substation MI***722 |  | 20 kV | _ | LV | 400 kVA :Kiosk Substation | 0.4 | --> | 0.4 | 0 | 0 | Constrained, otherwise capacity available =286 kVA | --> | 0.38 | 0 | 0.057 | 0 | 0 | Constrained, otherwise capacity available =353 kW | --> | E18 ex CARNDONAGH | Carndonagh [T421,T422] | TRILLICK |  | 55.2468 | -7.2636
MV/LV Substation BA***723 |  | 20 kV | _ | LV | 100 kVA :Pole Substation | 0.1 | --> | 0.1 | 0 | 0 | Constrained, otherwise capacity available =72 kVA | --> | 0.095 | 0 | 0.01 | 0 | 0 | Constrained, otherwise capacity available =91 kW | --> | E18 ex CARNDONAGH | Carndonagh [T421,T422] | TRILLICK |  | 55.2419 | -7.2573
MV/LV Substation AR***725 |  | 20 kV | _ | LV | 400 kVA :Kiosk Substation | 0.4 | --> | 0.4 | 0 | 0 | Constrained, otherwise capacity available =346 kVA | --> | 0.38 | 0 | 0 | 0 | 0 | Constrained, otherwise capacity available =387 kW | --> | E18 ex CARNDONAGH | Carndonagh [T421,T422] | TRILLICK |  | 55.2427 | -7.2653
MV/LV Substation IN***726 |  | 20 kV | _ | LV | 50 kVA :Pole Substation | 0.05 | --> | 0.05 | 0 | 0 | Constrained, otherwise capacity available =37 kVA | --> | 0.048 | 0 | 0 | 0 | 0 | Constrained, otherwise capacity available =49 kW | --> | E18 ex CARNDONAGH | Carndonagh [T421,T422] | TRILLICK |  | 55.2372 | -7.2671
MV/LV Substation CA***730 |  | 20 kV | _ | LV | 50 kVA :Pole Substation | 0.05 | --> | 0.05 | 0 | 0 | Constrained, otherwise capacity available =47 kVA | --> | 0.048 | 0 | 0 | 0 | 0 | Constrained, otherwise capacity available =48 kW | --> | E18 ex CARNDONAGH | Carndonagh [T421,T422] | TRILLICK |  | 55.228 | -7.2671
MV/LV Substation BR***742 |  | 20 kV | _ | LV | 400 kVA :Kiosk Substation | 0.4 | --> | 0.4 | 0 | 0 | Constrained, otherwise capacity available =372 kVA | --> | 0.38 | 0 | 0.021 | 0 | 0 | Constrained, otherwise capacity available =368 kW | --> | E18 ex CARNDONAGH | Carndonagh [T421,T422] | TRILLICK |  | 55.2496 | -7.2498
MV/LV Substation BA***757 |  | 20 kV | _ | LV | 200 kVA :Pole Substation | 0.2 | --> | 0.2 | 0 | 0 | Constrained, otherwise capacity available =110 kVA | --> | 0.19 | 0 | 0 | 0 | 0 | Constrained, otherwise capacity available =202 kW | --> | E18 ex CARNDONAGH | Carndonagh [T421,T422] | TRILLICK |  | 55.2515 | -7.2595
MV/LV Substation KE***759 |  | 20 kV | _ | LV | 100 kVA :Pole Substation | 0.1 | --> | 0.1 | 0 | 0 | Constrained, otherwise capacity available =80 kVA | --> | 0.095 | 0 | 0.006 | 0 | 0 | Constrained, otherwise capacity available =93 kW | --> | E17 ex CARNDONAGH | Carndonagh [T421,T422] | TRILLICK |  | 55.2612 | -7.2542
MV/LV Substation IR***765 |  | 20 kV | _ | LV | 200 kVA :Pole Substation | 0.2 | --> | 0.2 | 0 | 0 | Constrained, otherwise capacity available =196 kVA | --> | 0.19 | 0 | 0 | 0 | 0 | Constrained, otherwise capacity available =190 kW | --> | E18 ex CARNDONAGH | Carndonagh [T421,T422] | TRILLICK |  | 55.2502 | -7.2493
MV/LV Substation MA***768 |  | 20 kV | _ | LV | 200 kVA :Pole Substation | 0.2 | --> | 0.2 | 0 | 0 | Constrained, otherwise capacity available =108 kVA | --> | 0.19 | 0 | 0.021 | 0 | 0 | Constrained, otherwise capacity available =187 kW | --> | E17 ex CARNDONAGH | Carndonagh [T421,T422] | TRILLICK |  | 55.2956 | -7.2602
MV/LV Substation KI***812 |  | 20 kV | _ | LV | 200 kVA :Pole Substation | 0.2 | --> | 0.2 | 0 | 0 | Constrained, otherwise capacity available =152 kVA | --> | 0.19 | 0 | 0.016 | 0 | 0 | Constrained, otherwise capacity available =185 kW | --> | E12 ex CARNDONAGH | Carndonagh [T421,T422] | TRILLICK |  | 55.3315 | -7.2894
MV/LV Substation SE***837 |  | 20 kV | _ | LV | 100 kVA :Pole Substation | 0.1 | --> | 0.1 | 0 | 0 | Constrained, otherwise capacity available =60 kVA | --> | 0.095 | 0 | 0 | 0 | 0 | Constrained, otherwise capacity available =100 kW | --> | E12 ex CARNDONAGH | Carndonagh [T421,T422] | TRILLICK |  | 55.3671 | -7.3347
MV/LV Substation CU***862 |  | 20 kV | _ | LV | 200 kVA :Pole Substation | 0.2 | --> | 0.2 | 0.124 | 3.03 |  | --> | 0.19 | 0 | 0.011 | 0 | 0 | Constrained, otherwise capacity available =192 kW | --> | E13 ex MOVILLE | Moville [T421,T422] | TRILLICK |  | 55.2862 | -7.1667
MV/LV Substation AT***941 |  | 20 kV | _ | LV | 630 kVA :Building Structure | 0.63 | --> | 0.63 | 0 | 0 | Constrained, otherwise capacity available =422 kVA | --> | 0.598 | 0 | 0 | 0 | 0 | Constrained, otherwise capacity available =626 kW | --> | E14 ex CARNDONAGH | Carndonagh [T421,T422] | TRILLICK |  | 55.2536 | -7.2629
MV/LV Substation BY***947 |  | 20 kV | _ | LV | 50 kVA :Pole Substation | 0.05 | --> | 0.05 | 0 | 0 | Constrained, otherwise capacity available =32 kVA | --> | 0.048 | 0 | 0 | 0 | 0 | Constrained, otherwise capacity available =50 kW | --> | E17 ex CARNDONAGH | Carndonagh [T421,T422] | TRILLICK |  | 55.31 | -7.2211
MV/LV Substation MC***968 |  | 20 kV | _ | LV | 50 kVA :Pole Substation | 0.05 | --> | 0.05 | 0.047 | 3.03 |  | --> | 0.048 | 0 | 0 | 0 | 0 | Constrained, otherwise capacity available =48 kW | --> | E13 ex MOVILLE | Moville [T421,T422] | TRILLICK |  | 55.2776 | -7.2361
MV/LV Substation RO***971 |  | 20 kV | _ | LV | 50 kVA :Pole Substation | 0.05 | --> | 0.05 | 0 | 0 | Constrained, otherwise capacity available =33 kVA | --> | 0.048 | 0 | 0.005 | 0 | 0 | Constrained, otherwise capacity available =46 kW | --> | E12 ex CARNDONAGH | Carndonagh [T421,T422] | TRILLICK |  | 55.2817 | -7.3907
MV/LV Substation MO***975 |  | 20 kV | _ | LV | 100 kVA :Pole Substation | 0.1 | --> | 0.1 | 0 | 0 | Constrained, otherwise capacity available =66 kVA | --> | 0.095 | 0 | 0.015 | 0 | 0 | Constrained, otherwise capacity available =88 kW | --> | E18 ex CARNDONAGH | Carndonagh [T421,T422] | TRILLICK |  | 55.2484 | -7.2527
MV/LV Substation CA***979 |  | 20 kV | _ | LV | 100 kVA :Pole Substation | 0.1 | --> | 0.1 | 0.082 | 3.03 |  | --> | 0.095 | 0 | 0 | 0 | 0 | Constrained, otherwise capacity available =97 kW | --> | E13 ex MOVILLE | Moville [T421,T422] | TRILLICK |  | 55.2888 | -7.1703
MV/LV Substation PA***002 |  | 10 kV | _ | LV | 630 kVA :Kiosk Substation | 0.63 | --> | 0.63 | 0 | 0 | Constrained, otherwise capacity available =551 kVA | --> | 0.598 | 0 | 0 | 0.5 | 0 |  | --> | C11 ex COOLCORCORAN | Coolcorcoran [T41,T42] | KNOCKEARAGH |  | 52.06 | -9.4888
MV/LV Substation CO***004 |  | 10 kV | _ | LV | 200 kVA :Kiosk Substation | 0.2 | --> | 0.2 | 0.122 | 0.76 |  | --> | 0.19 | 0 | 0.025 | 0.182 | 0 |  | --> | C11 ex WOODFORD | Woodford [T41,T42] | KNOCKEARAGH |  | 52.0573 | -9.5034
MV/LV Substation RI***006 |  | 10 kV | _ | LV | 630 kVA :Kiosk Substation | 0.63 | --> | 0.63 | 0.5 | 0.76 |  | --> | 0.598 | 0 | 0.036 | 0.5 | 0 |  | --> | C11 ex WOODFORD | Woodford [T41,T42] | KNOCKEARAGH |  | 52.0518 | -9.4912
MV/LV Substation RY***022 |  | 10 kV | _ | LV | 400 kVA :Building Structure | 0.4 | --> | 0.4 | 0 | 0 | Constrained, otherwise capacity available =249 kVA | --> | 0.38 | 0 | 0.01 | 0.393 | 0 |  | --> | C11 ex COOLCORCORAN | Coolcorcoran [T41,T42] | KNOCKEARAGH |  | 52.0605 | -9.4847
MV/LV Substation CO***023 |  | 10 kV | _ | LV | 200 kVA :Pole Substation | 0.2 | --> | 0.2 | 0.1 | 0.76 |  | --> | 0.19 | 0 | 0.002 | 0.202 | 0 |  | --> | C11 ex WOODFORD | Woodford [T41,T42] | KNOCKEARAGH |  | 52.0582 | -9.4932
MV/LV Substation PA***035 |  | 10 kV | _ | LV | 400 kVA :Kiosk Substation | 0.4 | --> | 0.4 | 0.299 | 0.76 |  | --> | 0.38 | 0 | 0.035 | 0.368 | 0 |  | --> | C11 ex WOODFORD | Woodford [T41,T42] | KNOCKEARAGH |  | 52.0537 | -9.4907
MV/LV Substation DR***043 |  | 10 kV | _ | LV | 200 kVA :Kiosk Substation | 0.2 | --> | 0.2 | 0.098 | 0.76 |  | --> | 0.19 | 0 | 0 | 0.204 | 0 |  | --> | C18 ex WOODFORD | Woodford [T41,T42] | KNOCKEARAGH |  | 52.0518 | -9.5006
MV/LV Substation WO***048 |  | 10 kV | _ | LV | 630 kVA :Kiosk Substation | 0.63 | --> | 0.63 | 0.5 | 0.76 |  | --> | 0.598 | 0 | 0.057 | 0.5 | 0 |  | --> | C18 ex WOODFORD | Woodford [T41,T42] | KNOCKEARAGH |  | 52.05 | -9.503
MV/LV Substation CA***049 |  | 10 kV | _ | LV | 400 kVA :Kiosk Substation | 0.4 | --> | 0.4 | 0.349 | 0.76 |  | --> | 0.38 | 0 | 0.009 | 0.38 | 0 |  | --> | C11 ex WOODFORD | Woodford [T41,T42] | KNOCKEARAGH |  | 52.059 | -9.4784
MV/LV Substation PU***050 |  | 10 kV | _ | LV | 200 kVA :Kiosk Substation | 0.2 | --> | 0.2 | 0.131 | 0.76 |  | --> | 0.19 | 0 | 0 | 0.199 | 0 |  | --> | C11 ex WOODFORD | Woodford [T41,T42] | KNOCKEARAGH |  | 52.0584 | -9.4819
MV/LV Substation SE***051 |  | 10 kV | _ | LV | 400 kVA :Building Structure | 0.4 | --> | 0.4 | 0.4 | 0.76 |  | --> | 0.38 | 0 | 0 | 0.38 | 0 |  | --> | C18 ex WOODFORD | Woodford [T41,T42] | KNOCKEARAGH |  | 52.0515 | -9.5217
MV/LV Substation MU***062 |  | 10 kV | _ | LV | 50 kVA :Pole Substation | 0.05 | --> | 0.05 | 0.042 | 0.76 |  | --> | 0.048 | 0 | 0 | 0.049 | 0 |  | --> | C13 ex WOODFORD | Woodford [T41,T42] | KNOCKEARAGH |  | 52.0222 | -9.4768
MV/LV Substation SC***067 |  | 10 kV | _ | LV | 100 kVA :Pole Substation | 0.1 | --> | 0.1 | 0.09 | 0.76 |  | --> | 0.095 | 0 | 0 | 0.096 | 0 |  | --> | C13 ex WOODFORD | Woodford [T41,T42] | KNOCKEARAGH |  | 52.032 | -9.4683
MV/LV Substation BA***068 |  | 10 kV | _ | LV | 400 kVA :Kiosk Substation | 0.4 | --> | 0.4 | 0.282 | 0.76 |  | --> | 0.38 | 0 | 0 | 0.388 | 0 |  | --> | C14 ex WOODFORD | Woodford [T41,T42] | KNOCKEARAGH |  | 52.0639 | -9.4738
MV/LV Substation GL***074 |  | 10 kV | _ | LV | 100 kVA :Pole Substation | 0.1 | --> | 0.1 | 0.098 | 0.76 |  | --> | 0.095 | 0 | 0 | 0.095 | 0 |  | --> | C12 ex WOODFORD | Woodford [T41,T42] | KNOCKEARAGH |  | 52.0156 | -9.3619
MV/LV Substation GO***082 |  | 10 kV | _ | LV | 50 kVA :Pole Substation | 0.05 | --> | 0.05 | 0.043 | 0.76 |  | --> | 0.048 | 0 | 0.01 | 0.041 | 0 |  | --> | C13 ex WOODFORD | Woodford [T41,T42] | KNOCKEARAGH |  | 52.0305 | -9.4757
MV/LV Substation RA***102 |  | 10 kV | _ | LV | 200 kVA :Kiosk Substation | 0.2 | --> | 0.2 | 0.155 | 0.76 |  | --> | 0.19 | 0 | 0 | 0.196 | 0 |  | --> | C18 ex WOODFORD | Woodford [T41,T42] | KNOCKEARAGH |  | 52.0496 | -9.5147
MV/LV Substation PO***116 |  | 10 kV | _ | LV | 50 kVA :Pole Substation | 0.05 | --> | 0.05 | 0.028 | 0.76 |  | --> | 0.048 | 0 | 0.011 | 0.042 | 0 |  | --> | C18 ex WOODFORD | Woodford [T41,T42] | KNOCKEARAGH |  | 52.0459 | -9.5063
MV/LV Substation WH***121 |  | 10 kV | _ | LV | 400 kVA :Kiosk Substation | 0.4 | --> | 0.4 | 0.346 | 0.76 |  | --> | 0.38 | 0 | 0.019 | 0.373 | 0 |  | --> | C11 ex WOODFORD | Woodford [T41,T42] | KNOCKEARAGH |  | 52.0586 | -9.4774
MV/LV Substation LI***123 |  | 10 kV | _ | LV | 200 kVA :Pole Substation | 0.2 | --> | 0.2 | 0.184 | 0.76 |  | --> | 0.19 | 0 | 0.005 | 0.188 | 0 |  | --> | C13 ex WOODFORD | Woodford [T41,T42] | KNOCKEARAGH |  | 52.0516 | -9.4562
MV/LV Substation CL***127 |  | 10 kV | _ | LV | 50 kVA :Pole Substation | 0.05 | --> | 0.05 | 0 | 0 | Constrained, otherwise capacity available =45 kVA | --> | 0.048 | 0 | 0 | 0.048 | 0 |  | --> | C20 ex COOLCORCORAN | Coolcorcoran [T41,T42] | KNOCKEARAGH |  | 52.0979 | -9.4718
MV/LV Substation P+***136 |  | 10 kV | _ | LV | 400 kVA :Building Structure | 0.4 | --> | 0.4 | 0.292 | 0.76 |  | --> | 0.38 | 0 | 0.02 | 0.38 | 0 |  | --> | C14 ex WOODFORD | Woodford [T41,T42] | KNOCKEARAGH |  | 52.0618 | -9.4698
MV/LV Substation KN***148 |  | 10 kV | _ | LV | 100 kVA :Pole Substation | 0.1 | --> | 0.1 | 0.1 | 0.76 |  | --> | 0.095 | 0 | 0 | 0.095 | 0 |  | --> | C12 ex WOODFORD | Woodford [T41,T42] | KNOCKEARAGH |  | 52.0767 | -9.4383
MV/LV Substation KI***156 |  | 10 kV | _ | LV | 400 kVA :Building Structure | 0.4 | --> | 0.4 | 0.4 | 0.76 |  | --> | 0.38 | 0 | 0 | 0.38 | 0 |  | --> | C14 ex WOODFORD | Woodford [T41,T42] | KNOCKEARAGH |  | 52.0646 | -9.4715
MV/LV Substation BA***157 |  | 10 kV | _ | LV | 630 kVA :Kiosk Substation | 0.63 | --> | 0.63 | 0.466 | 0.76 |  | --> | 0.598 | 0 | 0.03 | 0.5 | 0 |  | --> | C14 ex WOODFORD | Woodford [T41,T42] | KNOCKEARAGH |  | 52.0605 | -9.4735
MV/LV Substation LO***160 |  | 10 kV | _ | LV | 630 kVA :Building Structure | 0.63 | --> | 0.63 | 0.5 | 0.76 |  | --> | 0.598 | 0 | 0 | 0.5 | 0 |  | --> | C13 ex WOODFORD | Woodford [T41,T42] | KNOCKEARAGH |  | 52.012 | -9.4381
MV/LV Substation LI***165 |  | 10 kV | _ | LV | 100 kVA :Pole Substation | 0.1 | --> | 0.1 | 0.095 | 0.76 |  | --> | 0.095 | 0 | 0 | 0.096 | 0 |  | --> | C12 ex WOODFORD | Woodford [T41,T42] | KNOCKEARAGH |  | 52.0563 | -9.4519
MV/LV Substation RO***167 |  | 10 kV | _ | LV | 200 kVA :Kiosk Substation | 0.2 | --> | 0.2 | 0.163 | 0.76 |  | --> | 0.19 | 0 | 0.015 | 0.184 | 0 |  | --> | C18 ex WOODFORD | Woodford [T41,T42] | KNOCKEARAGH |  | 52.0536 | -9.5136
MV/LV Substation OA***168 |  | 10 kV | _ | LV | 400 kVA :Kiosk Substation | 0.4 | --> | 0.4 | 0 | 0 | Constrained, otherwise capacity available =287 kVA | --> | 0.38 | 0 | 0 | 0.395 | 0 |  | --> | C11 ex COOLCORCORAN | Coolcorcoran [T41,T42] | KNOCKEARAGH |  | 52.0627 | -9.4928
MV/LV Substation DR***172 |  | 10 kV | _ | LV | 400 kVA :Kiosk Substation | 0.4 | --> | 0.4 | 0.344 | 0.76 |  | --> | 0.38 | 0 | 0.009 | 0.381 | 0 |  | --> | C18 ex WOODFORD | Woodford [T41,T42] | KNOCKEARAGH |  | 52.0531 | -9.4987
MV/LV Substation DR***186 |  | 10 kV | _ | LV | 400 kVA :Kiosk Substation | 0.4 | --> | 0.4 | 0.367 | 0.76 |  | --> | 0.38 | 0 | 0.036 | 0.358 | 0 |  | --> | C18 ex WOODFORD | Woodford [T41,T42] | KNOCKEARAGH |  | 52.0544 | -9.5026
MV/LV Substation CA***193 |  | 10 kV | _ | LV | 200 kVA :Pole Substation | 0.2 | --> | 0.2 | 0.188 | 0.76 |  | --> | 0.19 | 0 | 0 | 0.192 | 0 |  | --> | C13 ex WOODFORD | Woodford [T41,T42] | KNOCKEARAGH |  | 52.0349 | -9.4907
MV/LV Substation WO***206 |  | 10 kV | _ | LV | 100 kVA :Pole Substation | 0.1 | --> | 0.1 | 0.093 | 0.76 |  | --> | 0.095 | 0 | 0 | 0.096 | 0 |  | --> | C11 ex WOODFORD | Woodford [T41,T42] | KNOCKEARAGH |  | 52.0568 | -9.471
MV/LV Substation SC***210 |  | 10 kV | _ | LV | 400 kVA :Kiosk Substation | 0.4 | --> | 0.4 | 0.24 | 0.76 |  | --> | 0.38 | 0 | 0.033 | 0.377 | 0 |  | --> | C18 ex WOODFORD | Woodford [T41,T42] | KNOCKEARAGH |  | 52.055 | -9.509
MV/LV Substation WO***234 |  | 10 kV | _ | LV | 630 kVA :Building Structure | 0.63 | --> | 0.63 | 0 | 0 | Constrained, otherwise capacity available =575 kVA | --> | 0.598 | 0 | 0.037 | 0.5 | 0 |  | --> | C11 ex COOLCORCORAN | Coolcorcoran [T41,T42] | KNOCKEARAGH |  | 52.0616 | -9.4827
MV/LV Substation RO***240 |  | 10 kV | _ | LV | 200 kVA :Pole Substation | 0.2 | --> | 0.2 | 0.129 | 0.76 |  | --> | 0.19 | 0 | 0.016 | 0.188 | 0 |  | --> | C18 ex WOODFORD | Woodford [T41,T42] | KNOCKEARAGH |  | 52.052 | -9.5191
MV/LV Substation DO***242 |  | 10 kV | _ | LV | 200 kVA :Kiosk Substation | 0.2 | --> | 0.2 | 0.167 | 0.76 |  | --> | 0.19 | 0 | 0.018 | 0.181 | 0 |  | --> | C18 ex WOODFORD | Woodford [T41,T42] | KNOCKEARAGH |  | 52.0528 | -9.5007
MV/LV Substation BA***243 |  | 10 kV | _ | LV | 100 kVA :Pole Substation | 0.1 | --> | 0.1 | 0.081 | 0.76 |  | --> | 0.095 | 0 | 0 | 0.098 | 0 |  | --> | C11 ex WOODFORD | Woodford [T41,T42] | KNOCKEARAGH |  | 52.0563 | -9.4946
MV/LV Substation WH***245 |  | 10 kV | _ | LV | 200 kVA :Pole Substation | 0.2 | --> | 0.2 | 0.2 | 0.76 |  | --> | 0.19 | 0 | 0 | 0.19 | 0 |  | --> | C18 ex WOODFORD | Woodford [T41,T42] | KNOCKEARAGH |  | 52.0537 | -9.4704
MV/LV Substation VI***252 |  | 10 kV | _ | LV | 400 kVA :Kiosk Substation | 0.4 | --> | 0.4 | 0.397 | 0.76 |  | --> | 0.38 | 0 | 0.005 | 0.377 | 0 |  | --> | C18 ex WOODFORD | Woodford [T41,T42] | KNOCKEARAGH |  | 52.0438 | -9.4998
MV/LV Substation AR***254 |  | 10 kV | _ | LV | 630 kVA :Kiosk Substation | 0.63 | --> | 0.63 | 0 | 0 | Constrained, otherwise capacity available =553 kVA | --> | 0.598 | 0 | 0.007 | 0.5 | 0 |  | --> | C11 ex COOLCORCORAN | Coolcorcoran [T41,T42] | KNOCKEARAGH |  | 52.0616 | -9.4952
MV/LV Substation PI***255 |  | 10 kV | _ | LV | 400 kVA :Kiosk Substation | 0.4 | --> | 0.4 | 0 | 0 | Constrained, otherwise capacity available =289 kVA | --> | 0.38 | 0 | 0.018 | 0.382 | 0 |  | --> | C11 ex COOLCORCORAN | Coolcorcoran [T41,T42] | KNOCKEARAGH |  | 52.0609 | -9.4899
MV/LV Substation HA***260 |  | 10 kV | _ | LV | 200 kVA :Kiosk Substation | 0.2 | --> | 0.2 | 0.138 | 0.76 |  | --> | 0.19 | 0 | 0.022 | 0.182 | 0 |  | --> | C11 ex WOODFORD | Woodford [T41,T42] | KNOCKEARAGH |  | 52.0537 | -9.4942
MV/LV Substation SC***261 |  | 10 kV | _ | LV | 50 kVA :Pole Substation | 0.05 | --> | 0.05 | 0.032 | 0.76 |  | --> | 0.048 | 0 | 0.005 | 0.046 | 0 |  | --> | C13 ex WOODFORD | Woodford [T41,T42] | KNOCKEARAGH |  | 52.0382 | -9.4675
MV/LV Substation BA***266 |  | 10 kV | _ | LV | 200 kVA :Pole Substation | 0.2 | --> | 0.2 | 0.2 | 0.76 |  | --> | 0.19 | 0 | 0 | 0.19 | 0 |  | --> | C11 ex WOODFORD | Woodford [T41,T42] | KNOCKEARAGH |  | 52.0579 | -9.474
MV/LV Substation DR***269 |  | 10 kV | _ | LV | 200 kVA :Kiosk Substation | 0.2 | --> | 0.2 | 0.061 | 0.76 |  | --> | 0.19 | 0 | 0.02 | 0.193 | 0 |  | --> | C18 ex WOODFORD | Woodford [T41,T42] | KNOCKEARAGH |  | 52.0526 | -9.506
MV/LV Substation PA***278 |  | 10 kV | _ | LV | 50 kVA :Pole Substation | 0.05 | --> | 0.05 | 0.028 | 0.76 |  | --> | 0.048 | 0 | 0 | 0.05 | 0 |  | --> | C14 ex WOODFORD | Woodford [T41,T42] | KNOCKEARAGH |  | 52.0648 | -9.4739
MV/LV Substation CA***279 |  | 10 kV | _ | LV | 100 kVA :Pole Substation | 0.1 | --> | 0.1 | 0.089 | 0.76 |  | --> | 0.095 | 0 | 0.015 | 0.085 | 0 |  | --> | C18 ex WOODFORD | Woodford [T41,T42] | KNOCKEARAGH |  | 52.0383 | -9.4961
MV/LV Substation TW***282 |  | 10 kV | _ | LV | 200 kVA :Pole Substation | 0.2 | --> | 0.2 | 0.154 | 0.76 |  | --> | 0.19 | 0 | 0.005 | 0.192 | 0 |  | --> | C13 ex WOODFORD | Woodford [T41,T42] | KNOCKEARAGH |  | 52.0508 | -9.4491
MV/LV Substation CA***283 |  | 10 kV | _ | LV | 200 kVA :Kiosk Substation | 0.2 | --> | 0.2 | 0.093 | 0.76 |  | --> | 0.19 | 0 | 0.005 | 0.2 | 0 |  | --> | C18 ex WOODFORD | Woodford [T41,T42] | KNOCKEARAGH |  | 52.0398 | -9.4948
MV/LV Substation BA***289 |  | 10 kV | _ | LV | 200 kVA :Kiosk Substation | 0.2 | --> | 0.2 | 0.162 | 0.76 |  | --> | 0.19 | 0 | 0.026 | 0.176 | 0 |  | --> | C11 ex WOODFORD | Woodford [T41,T42] | KNOCKEARAGH |  | 52.0562 | -9.4841
MV/LV Substation EL***290 |  | 10 kV | _ | LV | 200 kVA :Kiosk Substation | 0.2 | --> | 0.2 | 0.171 | 0.76 |  | --> | 0.19 | 0 | 0.023 | 0.177 | 0 |  | --> | C18 ex WOODFORD | Woodford [T41,T42] | KNOCKEARAGH |  | 52.0454 | -9.4982
MV/LV Substation MU***294 |  | 10 kV | _ | LV | 400 kVA :Kiosk Substation | 0.4 | --> | 0.4 | 0.324 | 0.76 |  | --> | 0.38 | 0 | 0 | 0.39 | 0 |  | --> | C13 ex WOODFORD | Woodford [T41,T42] | KNOCKEARAGH |  | 52.0243 | -9.4885
MV/LV Substation CA***300 |  | 10 kV | _ | LV | 400 kVA :Kiosk Substation | 0.4 | --> | 0.4 | 0.314 | 0.76 |  | --> | 0.38 | 0 | 0.008 | 0.386 | 0 |  | --> | C18 ex WOODFORD | Woodford [T41,T42] | KNOCKEARAGH |  | 52.0506 | -9.5105
MV/LV Substation BA***4002 |  | 10 kV | _ | LV | 50 kVA :Pole Substation | 0.05 | --> | 0.05 | 0.05 | 0.76 |  | --> | 0.048 | 0 | 0 | 0.048 | 0 |  | --> | C12 ex WOODFORD | Woodford [T41,T42] | KNOCKEARAGH |  | 52.06 | -9.3442
MV/LV Substation SH***4004 |  | 10 kV | _ | LV | 50 kVA :Pole Substation | 0.05 | --> | 0.05 | 0.048 | 0.76 |  | --> | 0.048 | 0 | 0 | 0.048 | 0 |  | --> | C12 ex WOODFORD | Woodford [T41,T42] | KNOCKEARAGH |  | 52.0488 | -9.3392
MV/LV Substation BA***4008 |  | 10 kV | _ | LV | 100 kVA :Pole Substation | 0.1 | --> | 0.1 | 0.087 | 0.76 |  | --> | 0.095 | 0 | 0 | 0.097 | 0 |  | --> | C11 ex RATHMORE | Rathmore [T42,T421] | KNOCKEARAGH |  | 52.0596 | -9.3339
MV/LV Substation WO***4020 |  | 10 kV | _ | LV | 200 kVA :Pole Substation | 0.2 | --> | 0.2 | 0.2 | 0.76 |  | --> | 0.19 | 0 | 0 | 0.19 | 0 |  | --> | C13 ex WOODFORD | Woodford [T41,T42] | KNOCKEARAGH |  | 52.0441 | -9.4224
MV/LV Substation MI***4027 |  | 10 kV | _ | LV | 50 kVA :Pole Substation | 0.05 | --> | 0.05 | 0.049 | 0.76 |  | --> | 0.048 | 0 | 0 | 0.048 | 0 |  | --> | C13 ex WOODFORD | Woodford [T41,T42] | KNOCKEARAGH |  | 52.0417 | -9.4429
MV/LV Substation SP***403 |  | 10 kV | _ | LV | 400 kVA :Kiosk Substation | 0.4 | --> | 0.4 | 0.336 | 0.76 |  | --> | 0.38 | 0 | 0.009 | 0.382 | 0 |  | --> | C11 ex WOODFORD | Woodford [T41,T42] | KNOCKEARAGH |  | 52.0567 | -9.48
MV/LV Substation BA***4033 |  | 10 kV | _ | LV | 50 kVA :Pole Substation | 0.05 | --> | 0.05 | 0 | 0.76 |  | --> | 0.048 | 0 | 0.005 | 0.054 | 0 |  | --> | C12 ex WOODFORD | Woodford [T41,T42] | KNOCKEARAGH |  | 52.0561 | -9.3404
MV/LV Substation DR***4036 |  | 10 kV | _ | LV | 50 kVA :Pole Substation | 0.05 | --> | 0.05 | 0.047 | 0.76 |  | --> | 0.048 | 0 | 0 | 0.048 | 0 |  | --> | C13 ex WOODFORD | Woodford [T41,T42] | KNOCKEARAGH |  | 52.0255 | -9.4534
MV/LV Substation FL***4049 |  | 10 kV | _ | LV | 100 kVA :Pole Substation | 0.1 | --> | 0.1 | 0.093 | 0.76 |  | --> | 0.095 | 0 | 0 | 0.096 | 0 |  | --> | C18 ex WOODFORD | Woodford [T41,T42] | KNOCKEARAGH |  | 52.0506 | -9.4796
MV/LV Substation IR***4052 |  | 10 kV | _ | LV | 50 kVA :Pole Substation | 0.05 | --> | 0.05 | 0.049 | 0.76 |  | --> | 0.048 | 0 | 0 | 0.048 | 0 |  | --> | C13 ex WOODFORD | Woodford [T41,T42] | KNOCKEARAGH |  | 52.0038 | -9.4574
MV/LV Substation RO***4054 |  | 10 kV | _ | LV | 400 kVA :Kiosk Substation | 0.4 | --> | 0.4 | 0.356 | 0.76 |  | --> | 0.38 | 0 | 0.021 | 0.37 | 0 |  | --> | C11 ex WOODFORD | Woodford [T41,T42] | KNOCKEARAGH |  | 52.0529 | -9.4902
MV/LV Substation BU***406 |  | 10 kV | _ | LV | 200 kVA :Pole Substation | 0.2 | --> | 0.2 | 0.172 | 0.76 |  | --> | 0.19 | 0 | 0.006 | 0.189 | 0 |  | --> | C18 ex WOODFORD | Woodford [T41,T42] | KNOCKEARAGH |  | 52.0453 | -9.5209
MV/LV Substation ST***4060 |  | 10 kV | _ | LV | 200 kVA :Pole Substation | 0.2 | --> | 0.2 | 0 | 0 | Constrained, otherwise capacity available =178 kVA | --> | 0.19 | 0 | 0.005 | 0.189 | 0 |  | --> | C20 ex COOLCORCORAN | Coolcorcoran [T41,T42] | KNOCKEARAGH |  | 52.0811 | -9.5025
MV/LV Substation KI***4061 |  | 10 kV | _ | LV | 400 kVA :Kiosk Substation | 0.4 | --> | 0.4 | 0 | 0 | Constrained, otherwise capacity available =400 kVA | --> | 0.38 | 0 | 0 | 0.38 | 0 |  | --> | C20 ex COOLCORCORAN | Coolcorcoran [T41,T42] | KNOCKEARAGH |  | 52.099 | -9.4691
MV/LV Substation KI***4067 |  | 10 kV | _ | LV | 400 kVA :Kiosk Substation | 0.4 | --> | 0.4 | 0 | 0 | Constrained, otherwise capacity available =400 kVA | --> | 0.38 | 0 | 0 | 0.38 | 0 |  | --> | C11 ex COOLCORCORAN | Coolcorcoran [T41,T42] | KNOCKEARAGH |  | 52.0599 | -9.4983
MV/LV Substation HE***407 |  | 10 kV | _ | LV | 200 kVA :Kiosk Substation | 0.2 | --> | 0.2 | 0.095 | 0.76 |  | --> | 0.19 | 0 | 0.005 | 0.2 | 0 |  | --> | C18 ex WOODFORD | Woodford [T41,T42] | KNOCKEARAGH |  | 52.0422 | -9.4961
MV/LV Substation AL***4074 |  | 10 kV | _ | LV | 630 kVA :Building Structure | 0.63 | --> | 0.63 | 0 | 0 | Constrained, otherwise capacity available =543 kVA | --> | 0.598 | 0 | 0 | 0.5 | 0 |  | --> | C11 ex COOLCORCORAN | Coolcorcoran [T41,T42] | KNOCKEARAGH |  | 52.0606 | -9.4944
MV/LV Substation GO***4088 |  | 10 kV | _ | LV | 100 kVA :Pole Substation | 0.1 | --> | 0.1 | 0.1 | 0.76 |  | --> | 0.095 | 0 | 0 | 0.095 | 0 |  | --> | C13 ex WOODFORD | Woodford [T41,T42] | KNOCKEARAGH |  | 52.0306 | -9.4738
MV/LV Substation BA***410 |  | 10 kV | _ | LV | 50 kVA :Pole Substation | 0.05 | --> | 0.05 | 0.04 | 0.76 |  | --> | 0.048 | 0 | 0.006 | 0.044 | 0 |  | --> | C18 ex WOODFORD | Woodford [T41,T42] | KNOCKEARAGH |  | 52.0427 | -9.4838
MV/LV Substation BI***411 |  | 10 kV | _ | LV | 200 kVA :Pole Substation | 0.2 | --> | 0.2 | 0.136 | 0.76 |  | --> | 0.19 | 0 | 0.009 | 0.192 | 0 |  | --> | C18 ex WOODFORD | Woodford [T41,T42] | KNOCKEARAGH |  | 52.0382 | -9.4755
MV/LV Substation MU***415 |  | 10 kV | _ | LV | 100 kVA :Pole Substation | 0.1 | --> | 0.1 | 0.086 | 0.76 |  | --> | 0.095 | 0 | 0 | 0.097 | 0 |  | --> | C13 ex WOODFORD | Woodford [T41,T42] | KNOCKEARAGH |  | 52.0302 | -9.4766
MV/LV Substation GO***416 |  | 10 kV | _ | LV | 50 kVA :Pole Substation | 0.05 | --> | 0.05 | 0.049 | 0.76 |  | --> | 0.048 | 0 | 0 | 0.048 | 0 |  | --> | C13 ex WOODFORD | Woodford [T41,T42] | KNOCKEARAGH |  | 52.0288 | -9.4731
MV/LV Substation MU***417 |  | 10 kV | _ | LV | 100 kVA :Pole Substation | 0.1 | --> | 0.1 | 0.063 | 0.76 |  | --> | 0.095 | 0 | 0.005 | 0.096 | 0 |  | --> | C13 ex WOODFORD | Woodford [T41,T42] | KNOCKEARAGH |  | 52.0201 | -9.492
MV/LV Substation J ***418 |  | 10 kV | _ | LV | 50 kVA :Pole Substation | 0.05 | --> | 0.05 | 0.028 | 0.76 |  | --> | 0.048 | 0 | 0 | 0.05 | 0 |  | --> | C13 ex WOODFORD | Woodford [T41,T42] | KNOCKEARAGH |  | 52.0414 | -9.4573
MV/LV Substation J ***419 |  | 10 kV | _ | LV | 630 kVA :Building Structure | 0.63 | --> | 0.63 | 0.5 | 0.76 |  | --> | 0.598 | 0 | 0 | 0.5 | 0 |  | --> | C13 ex WOODFORD | Woodford [T41,T42] | KNOCKEARAGH |  | 52.043 | -9.4424
MV/LV Substation AR***448 |  | 10 kV | _ | LV | 100 kVA :Pole Substation | 0.1 | --> | 0.1 | 0.08 | 0.76 |  | --> | 0.095 | 0 | 0.005 | 0.094 | 0 |  | --> | C12 ex WOODFORD | Woodford [T41,T42] | KNOCKEARAGH |  | 52.0516 | -9.4335
MV/LV Substation CL***449 |  | 10 kV | _ | LV | 200 kVA :Pole Substation | 0.2 | --> | 0.2 | 0.193 | 0.76 |  | --> | 0.19 | 0 | 0.006 | 0.186 | 0 |  | --> | C12 ex WOODFORD | Woodford [T41,T42] | KNOCKEARAGH |  | 52.0359 | -9.4119
MV/LV Substation BA***462 |  | 10 kV | _ | LV | 100 kVA :Pole Substation | 0.1 | --> | 0.1 | 0.026 | 0.76 |  | --> | 0.095 | 0 | 0.022 | 0.088 | 0 |  | --> | C12 ex WOODFORD | Woodford [T41,T42] | KNOCKEARAGH |  | 52.0605 | -9.3378
MV/LV Substation MU***508 |  | 10 kV | _ | LV | 100 kVA :Pole Substation | 0.1 | --> | 0.1 | 0.072 | 0.76 |  | --> | 0.095 | 0 | 0 | 0.099 | 0 |  | --> | C13 ex WOODFORD | Woodford [T41,T42] | KNOCKEARAGH |  | 52.0211 | -9.5074
MV/LV Substation MU***509 |  | 10 kV | _ | LV | 200 kVA :Building Structure | 0.2 | --> | 0.2 | 0.2 | 0.76 |  | --> | 0.19 | 0 | 0 | 0.19 | 0 |  | --> | C13 ex WOODFORD | Woodford [T41,T42] | KNOCKEARAGH |  | 52.0196 | -9.5003
MV/LV Substation K/***531 |  | 10 kV | _ | LV | 50 kVA :Pole Substation | 0.05 | --> | 0.05 | 0 | 0 | Constrained, otherwise capacity available =50 kVA | --> | 0.048 | 0 | 0 | 0.048 | 0 |  | --> | C20 ex COOLCORCORAN | Coolcorcoran [T41,T42] | KNOCKEARAGH |  | 52.1076 | -9.4839
MV/LV Substation OB***540 |  | 10 kV | _ | LV | 50 kVA :Pole Substation | 0.05 | --> | 0.05 | 0.048 | 0.76 |  | --> | 0.048 | 0 | 0 | 0.048 | 0 |  | --> | C12 ex WOODFORD | Woodford [T41,T42] | KNOCKEARAGH |  | 52.013 | -9.3627
MV/LV Substation GO***543 |  | 10 kV | _ | LV | 100 kVA :Pole Substation | 0.1 | --> | 0.1 | 0.079 | 0.76 |  | --> | 0.095 | 0 | 0.005 | 0.094 | 0 |  | --> | C13 ex WOODFORD | Woodford [T41,T42] | KNOCKEARAGH |  | 52.0282 | -9.468
MV/LV Substation RO***547 |  | 10 kV | _ | LV | 100 kVA :Pole Substation | 0.1 | --> | 0.1 | 0.08 | 0.76 |  | --> | 0.095 | 0 | 0 | 0.098 | 0 |  | --> | C18 ex WOODFORD | Woodford [T41,T42] | KNOCKEARAGH |  | 52.0408 | -9.5304
MV/LV Substation BA***565 |  | 10 kV | _ | LV | 50 kVA :Pole Substation | 0.05 | --> | 0.05 | 0.043 | 0.76 |  | --> | 0.048 | 0 | 0.005 | 0.045 | 0 |  | --> | C12 ex WOODFORD | Woodford [T41,T42] | KNOCKEARAGH |  | 52.0494 | -9.4065
MV/LV Substation MU***566 |  | 10 kV | _ | LV | 400 kVA :Building Structure | 0.4 | --> | 0.4 | 0.338 | 0.76 |  | --> | 0.38 | 0 | 0.1 | 0.314 | 0 |  | --> | C13 ex WOODFORD | Woodford [T41,T42] | KNOCKEARAGH |  | 52.0179 | -9.5042
MV/LV Substation IO***606 |  | 10 kV | _ | LV | 200 kVA :Pole Substation | 0.2 | --> | 0.2 | 0.124 | 0.76 |  | --> | 0.19 | 0 | 0.11 | 0.119 | 0 |  | --> | C12 ex WOODFORD | Woodford [T41,T42] | KNOCKEARAGH |  | 52.0609 | -9.4543
MV/LV Substation LI***609 |  | 10 kV | _ | LV | 100 kVA :Pole Substation | 0.1 | --> | 0.1 | 0.092 | 0.76 |  | --> | 0.095 | 0 | 0.006 | 0.092 | 0 |  | --> | C14 ex WOODFORD | Woodford [T41,T42] | KNOCKEARAGH |  | 52.0564 | -9.4621
MV/LV Substation MI***618 |  | 10 kV | _ | LV | 400 kVA :Kiosk Substation | 0.4 | --> | 0.4 | 0.381 | 0.76 |  | --> | 0.38 | 0 | 0.008 | 0.377 | 0 |  | --> | C18 ex WOODFORD | Woodford [T41,T42] | KNOCKEARAGH |  | 52.045 | -9.5024
MV/LV Substation CA***620 |  | 10 kV | _ | LV | 200 kVA :Pole Substation | 0.2 | --> | 0.2 | 0.162 | 0.76 |  | --> | 0.19 | 0 | 0 | 0.195 | 0 |  | --> | C18 ex WOODFORD | Woodford [T41,T42] | KNOCKEARAGH |  | 52.0442 | -9.5097
MV/LV Substation LA***624 |  | 10 kV | _ | LV | 400 kVA :Building Structure | 0.4 | --> | 0.4 | 0.373 | 0.76 |  | --> | 0.38 | 0 | 0.04 | 0.354 | 0 |  | --> | C18 ex WOODFORD | Woodford [T41,T42] | KNOCKEARAGH |  | 52.0386 | -9.4998
MV/LV Substation MU***628 |  | 10 kV | _ | LV | 200 kVA :Pole Substation | 0.2 | --> | 0.2 | 0.195 | 0.76 |  | --> | 0.19 | 0 | 0 | 0.191 | 0 |  | --> | C13 ex WOODFORD | Woodford [T41,T42] | KNOCKEARAGH |  | 52.0258 | -9.489
MV/LV Substation CL***668 |  | 10 kV | _ | LV | 50 kVA :Pole Substation | 0.05 | --> | 0.05 | 0.049 | 0.76 |  | --> | 0.048 | 0 | 0 | 0.048 | 0 |  | --> | C13 ex WOODFORD | Woodford [T41,T42] | KNOCKEARAGH |  | 52.0457 | -9.4468
MV/LV Substation LI***673 |  | 10 kV | _ | LV | 50 kVA :Pole Substation | 0.05 | --> | 0.05 | 0.048 | 0.76 |  | --> | 0.048 | 0 | 0 | 0.048 | 0 |  | --> | C18 ex WOODFORD | Woodford [T41,T42] | KNOCKEARAGH |  | 52.0515 | -9.4617
MV/LV Substation CO***687 |  | 10 kV | _ | LV | 400 kVA :Building Structure | 0.4 | --> | 0.4 | 0.348 | 0.76 |  | --> | 0.38 | 0 | 0 | 0.387 | 0 |  | --> | C12 ex WOODFORD | Woodford [T41,T42] | KNOCKEARAGH |  | 52.0622 | -9.4373
MV/LV Substation SP***707 |  | 10 kV | _ | LV | 50 kVA :Pole Substation | 0.05 | --> | 0.05 | 0.044 | 0.76 |  | --> | 0.048 | 0 | 0.026 | 0.029 | 0 |  | --> | C12 ex WOODFORD | Woodford [T41,T42] | KNOCKEARAGH |  | 52.0689 | -9.4683
MV/LV Substation KI***710 |  | 10 kV | _ | LV | 400 kVA :Kiosk Substation | 0.4 | --> | 0.4 | 0.332 | 0.76 |  | --> | 0.38 | 0 | 0.026 | 0.37 | 0 |  | --> | C18 ex WOODFORD | Woodford [T41,T42] | KNOCKEARAGH |  | 52.0521 | -9.5097
MV/LV Substation FL***714 |  | 10 kV | _ | LV | 630 kVA :Building Structure | 0.63 | --> | 0.63 | 0.458 | 0.76 |  | --> | 0.598 | 0 | 0.024 | 0.5 | 0 |  | --> | C18 ex WOODFORD | Woodford [T41,T42] | KNOCKEARAGH |  | 52.0509 | -9.508
MV/LV Substation EA***716 |  | 10 kV | _ | LV | 630 kVA :Kiosk Substation | 0.63 | --> | 0.63 | 0 | 0 | Constrained, otherwise capacity available =520 kVA | --> | 0.598 | 0 | 0 | 0.5 | 0 |  | --> | C16 ex COOLCORCORAN | Coolcorcoran [T41,T42] | KNOCKEARAGH |  | 52.0574 | -9.5064
MV/LV Substation GA***717 |  | 10 kV | _ | LV | 50 kVA :Pole Substation | 0.05 | --> | 0.05 | 0.045 | 0.76 |  | --> | 0.048 | 0 | 0 | 0.048 | 0 |  | --> | C12 ex WOODFORD | Woodford [T41,T42] | KNOCKEARAGH |  | 52.0511 | -9.4124
MV/LV Substation LI***718 |  | 10 kV | _ | LV | 50 kVA :Pole Substation | 0.05 | --> | 0.05 | 0.047 | 0.76 |  | --> | 0.048 | 0 | 0 | 0.048 | 0 |  | --> | C18 ex WOODFORD | Woodford [T41,T42] | KNOCKEARAGH |  | 52.0541 | -9.4664
MV/LV Substation TH***720 |  | 10 kV | _ | LV | 630 kVA :Kiosk Substation | 0.63 | --> | 0.63 | 0 | 0 | Constrained, otherwise capacity available =573 kVA | --> | 0.598 | 0 | 0 | 0.5 | 0 |  | --> | C11 ex COOLCORCORAN | Coolcorcoran [T41,T42] | KNOCKEARAGH |  | 52.0608 | -9.482
MV/LV Substation TI***725 |  | 10 kV | _ | LV | 50 kVA :Pole Substation | 0.05 | --> | 0.05 | 0.043 | 0.76 |  | --> | 0.048 | 0 | 0.005 | 0.045 | 0 |  | --> | C12 ex WOODFORD | Woodford [T41,T42] | KNOCKEARAGH |  | 52.0735 | -9.4459
MV/LV Substation EL***728 |  | 10 kV | _ | LV | 400 kVA :Kiosk Substation | 0.4 | --> | 0.4 | 0 | 0 | Constrained, otherwise capacity available =346 kVA | --> | 0.38 | 0 | 0.014 | 0.377 | 0 |  | --> | C11 ex COOLCORCORAN | Coolcorcoran [T41,T42] | KNOCKEARAGH |  | 52.0644 | -9.4916
MV/LV Substation M.***735 |  | 10 kV | _ | LV | 630 kVA :Kiosk Substation | 0.63 | --> | 0.63 | 0 | 0 | Constrained, otherwise capacity available =517 kVA | --> | 0.598 | 0 | 0.025 | 0.5 | 0 |  | --> | C11 ex COOLCORCORAN | Coolcorcoran [T41,T42] | KNOCKEARAGH |  | 52.062 | -9.4816
MV/LV Substation SH***736 |  | 10 kV | _ | LV | 50 kVA :Pole Substation | 0.05 | --> | 0.05 | 0.048 | 0.76 |  | --> | 0.048 | 0 | 0.01 | 0.04 | 0 |  | --> | C18 ex WOODFORD | Woodford [T41,T42] | KNOCKEARAGH |  | 52.0465 | -9.4785
MV/LV Substation KT***744 |  | 10 kV | _ | LV | 400 kVA :Building Structure | 0.4 | --> | 0.4 | 0 | 0 | Constrained, otherwise capacity available =372 kVA | --> | 0.38 | 0 | 0.01 | 0.376 | 0 |  | --> | C11 ex COOLCORCORAN | Coolcorcoran [T41,T42] | KNOCKEARAGH |  | 52.064 | -9.4899
MV/LV Substation DR***755 |  | 10 kV | _ | LV | 400 kVA :Building Structure | 0.4 | --> | 0.4 | 0.181 | 0.76 |  | --> | 0.38 | 0 | 0.04 | 0.379 | 0 |  | --> | C18 ex WOODFORD | Woodford [T41,T42] | KNOCKEARAGH |  | 52.0537 | -9.5061
MV/LV Substation RI***756 |  | 10 kV | _ | LV | 200 kVA :Building Structure | 0.2 | --> | 0.2 | 0.195 | 0.76 |  | --> | 0.19 | 0 | 0 | 0.191 | 0 |  | --> | C18 ex WOODFORD | Woodford [T41,T42] | KNOCKEARAGH |  | 52.0495 | -9.507
MV/LV Substation LA***764 |  | 10 kV | _ | LV | 200 kVA :Kiosk Substation | 0.2 | --> | 0.2 | 0.169 | 0.76 |  | --> | 0.19 | 0 | 0.031 | 0.171 | 0 |  | --> | C18 ex WOODFORD | Woodford [T41,T42] | KNOCKEARAGH |  | 52.0401 | -9.485
MV/LV Substation BA***779 |  | 10 kV | _ | LV | 50 kVA :Pole Substation | 0.05 | --> | 0.05 | 0.043 | 0.76 |  | --> | 0.048 | 0 | 0 | 0.048 | 0 |  | --> | C11 ex WOODFORD | Woodford [T41,T42] | KNOCKEARAGH |  | 52.0565 | -9.4912
MV/LV Substation CA***780 |  | 10 kV | _ | LV | 400 kVA :Kiosk Substation | 0.4 | --> | 0.4 | 0.309 | 0.76 |  | --> | 0.38 | 0 | 0.01 | 0.385 | 0 |  | --> | C18 ex WOODFORD | Woodford [T41,T42] | KNOCKEARAGH |  | 52.0507 | -9.514
MV/LV Substation RO***808 |  | 10 kV | _ | LV | 400 kVA :Kiosk Substation | 0.4 | --> | 0.4 | 0.378 | 0.76 |  | --> | 0.38 | 0 | 0 | 0.383 | 0 |  | --> | C18 ex WOODFORD | Woodford [T41,T42] | KNOCKEARAGH |  | 52.0433 | -9.497
MV/LV Substation WO***821 |  | 10 kV | _ | LV | 630 kVA :Kiosk Substation | 0.63 | --> | 0.63 | 0.5 | 0.76 |  | --> | 0.598 | 0 | 0.004 | 0.5 | 0 |  | --> | C11 ex WOODFORD | Woodford [T41,T42] | KNOCKEARAGH |  | 52.057 | -9.4715
MV/LV Substation BA***829 |  | 10 kV | _ | LV | 50 kVA :Pole Substation | 0.05 | --> | 0.05 | 0.037 | 0.76 |  | --> | 0.048 | 0 | 0 | 0.049 | 0 |  | --> | C11 ex WOODFORD | Woodford [T41,T42] | KNOCKEARAGH |  | 52.0551 | -9.4813
MV/LV Substation FL***833 |  | 10 kV | _ | LV | 630 kVA :Kiosk Substation | 0.63 | --> | 0.63 | 0.49 | 0.76 |  | --> | 0.598 | 0 | 0.03 | 0.5 | 0 |  | --> | C18 ex WOODFORD | Woodford [T41,T42] | KNOCKEARAGH |  | 52.0466 | -9.5039
MV/LV Substation DA***837 |  | 10 kV | _ | LV | 630 kVA :Building Structure | 0.63 | --> | 0.63 | 0 | 0 | Constrained, otherwise capacity available =368 kVA | --> | 0.598 | 0 | 0 | 0.5 | 0 |  | --> | C11 ex COOLCORCORAN | Coolcorcoran [T41,T42] | KNOCKEARAGH |  | 52.0603 | -9.4811
MV/LV Substation KE***839 |  | 10 kV | _ | LV | 630 kVA :Kiosk Substation | 0.63 | --> | 0.63 | 0.5 | 0.76 |  | --> | 0.598 | 0 | 0 | 0.5 | 0 |  | --> | C14 ex WOODFORD | Woodford [T41,T42] | KNOCKEARAGH |  | 52.064 | -9.4686
MV/LV Substation RO***847 |  | 10 kV | _ | LV | 400 kVA :Kiosk Substation | 0.4 | --> | 0.4 | 0.343 | 0.76 |  | --> | 0.38 | 0 | 0.034 | 0.362 | 0 |  | --> | C18 ex WOODFORD | Woodford [T41,T42] | KNOCKEARAGH |  | 52.0435 | -9.4944
MV/LV Substation GL***848 |  | 10 kV | _ | LV | 630 kVA :Building Structure | 0.63 | --> | 0.63 | 0.5 | 0.76 |  | --> | 0.598 | 0 | 0 | 0.5 | 0 |  | --> | C18 ex WOODFORD | Woodford [T41,T42] | KNOCKEARAGH |  | 52.046 | -9.5043
MV/LV Substation RY***851 |  | 10 kV | _ | LV | 630 kVA :Kiosk Substation | 0.63 | --> | 0.63 | 0.5 | 0.76 |  | --> | 0.598 | 0 | 0.014 | 0.5 | 0 |  | --> | C11 ex WOODFORD | Woodford [T41,T42] | KNOCKEARAGH |  | 52.0589 | -9.4853
MV/LV Substation GL***852 |  | 10 kV | _ | LV | 630 kVA :Kiosk Substation | 0.63 | --> | 0.63 | 0.5 | 0.76 |  | --> | 0.598 | 0 | 0.006 | 0.5 | 0 |  | --> | C18 ex WOODFORD | Woodford [T41,T42] | KNOCKEARAGH |  | 52.0499 | -9.4938
MV/LV Substation CO***873 |  | 10 kV | _ | LV | 630 kVA :Kiosk Substation | 0.63 | --> | 0.63 | 0.5 | 0.76 |  | --> | 0.598 | 0 | 0.006 | 0.5 | 0 |  | --> | C11 ex WOODFORD | Woodford [T41,T42] | KNOCKEARAGH |  | 52.0566 | -9.5035
MV/LV Substation CO***874 |  | 10 kV | _ | LV | 630 kVA :Kiosk Substation | 0.63 | --> | 0.63 | 0.5 | 0.76 |  | --> | 0.598 | 0 | 0.014 | 0.5 | 0 |  | --> | C18 ex WOODFORD | Woodford [T41,T42] | KNOCKEARAGH |  | 52.0558 | -9.5033
MV/LV Substation MO***894 |  | 10 kV | _ | LV | 200 kVA :Kiosk Substation | 0.2 | --> | 0.2 | 0 | 0 | Constrained, otherwise capacity available =168 kVA | --> | 0.19 | 0 | 0.01 | 0.187 | 0 |  | --> | C20 ex COOLCORCORAN | Coolcorcoran [T41,T42] | KNOCKEARAGH |  | 52.1005 | -9.4718
MV/LV Substation BA***900 |  | 10 kV | _ | LV | 50 kVA :Pole Substation | 0.05 | --> | 0.05 | 0 | 0 | Constrained, otherwise capacity available =44 kVA | --> | 0.048 | 0 | 0 | 0.048 | 0 |  | --> | C20 ex COOLCORCORAN | Coolcorcoran [T41,T42] | KNOCKEARAGH |  | 52.0859 | -9.4774
MV/LV Substation CL***903 |  | 10 kV | _ | LV | 50 kVA :Pole Substation | 0.05 | --> | 0.05 | 0.036 | 0.76 |  | --> | 0.048 | 0 | 0 | 0.049 | 0 |  | --> | C12 ex WOODFORD | Woodford [T41,T42] | KNOCKEARAGH |  | 51.9844 | -9.2994
MV/LV Substation KI***906 |  | 10 kV | _ | LV | 100 kVA :Pole Substation | 0.1 | --> | 0.1 | 0 | 0 | Constrained, otherwise capacity available =85 kVA | --> | 0.095 | 0 | 0.017 | 0.084 | 0 |  | --> | C20 ex COOLCORCORAN | Coolcorcoran [T41,T42] | KNOCKEARAGH |  | 52.099 | -9.4766
MV/LV Substation DE***914 |  | 10 kV | _ | LV | 630 kVA :Building Structure | 0.63 | --> | 0.63 | 0 | 0 | Constrained, otherwise capacity available =552 kVA | --> | 0.598 | 0 | 0 | 0.5 | 0 |  | --> | C11 ex COOLCORCORAN | Coolcorcoran [T41,T42] | KNOCKEARAGH |  | 52.0627 | -9.4978
MV/LV Substation PA***915 |  | 10 kV | _ | LV | 400 kVA :Kiosk Substation | 0.4 | --> | 0.4 | 0 | 0 | Constrained, otherwise capacity available =319 kVA | --> | 0.38 | 0 | 0.05 | 0.354 | 0 |  | --> | C20 ex COOLCORCORAN | Coolcorcoran [T41,T42] | KNOCKEARAGH |  | 52.0933 | -9.4746
MV/LV Substation DE***916 |  | 10 kV | _ | LV | 1000 kVA :Building Structure | 1 | --> | 1 | 0 | 0 | Constrained, otherwise capacity available =872 kVA | --> | 0.95 | 0 | 0 | 0.5 | 0 |  | --> | C11 ex COOLCORCORAN | Coolcorcoran [T41,T42] | KNOCKEARAGH |  | 52.0628 | -9.4968
MV/LV Substation MI***927 |  | 10 kV | _ | LV | 50 kVA :Pole Substation | 0.05 | --> | 0.05 | 0.023 | 0.76 |  | --> | 0.048 | 0 | 0.022 | 0.035 | 0 |  | --> | C18 ex WOODFORD | Woodford [T41,T42] | KNOCKEARAGH |  | 52.0474 | -9.4993
MV/LV Substation LE***930 |  | 10 kV | _ | LV | 400 kVA :Building Structure | 0.4 | --> | 0.4 | 0 | 0 | Constrained, otherwise capacity available =347 kVA | --> | 0.38 | 0 | 0 | 0.387 | 0 |  | --> | C11 ex COOLCORCORAN | Coolcorcoran [T41,T42] | KNOCKEARAGH |  | 52.062 | -9.4859
MV/LV Substation BA***948 |  | 10 kV | _ | LV | 400 kVA :Kiosk Substation | 0.4 | --> | 0.4 | 0.346 | 0.76 |  | --> | 0.38 | 0 | 0 | 0.387 | 0 |  | --> | C12 ex WOODFORD | Woodford [T41,T42] | KNOCKEARAGH |  | 52.0588 | -9.3391
MV/LV Substation BA***951 |  | 10 kV | _ | LV | 400 kVA :Kiosk Substation | 0.4 | --> | 0.4 | 0.333 | 0.76 |  | --> | 0.38 | 0 | 0.028 | 0.368 | 0 |  | --> | C12 ex WOODFORD | Woodford [T41,T42] | KNOCKEARAGH |  | 52.0593 | -9.3395
MV/LV Substation AB***959 |  | 10 kV | _ | LV | 630 kVA :Building Structure | 0.63 | --> | 0.63 | 0.5 | 0.76 |  | --> | 0.598 | 0 | 0 | 0.5 | 0 |  | --> | C12 ex WOODFORD | Woodford [T41,T42] | KNOCKEARAGH |  | 52.0575 | -9.4306
MV/LV Substation KI***960 |  | 10 kV | _ | LV | 200 kVA :Building Structure | 0.2 | --> | 0.2 | 0 | 0 | Constrained, otherwise capacity available =169 kVA | --> | 0.19 | 0 | 0 | 0.194 | 0 |  | --> | C20 ex COOLCORCORAN | Coolcorcoran [T41,T42] | KNOCKEARAGH |  | 52.0965 | -9.4695
MV/LV Substation SH***963 |  | 10 kV | _ | LV | 50 kVA :Pole Substation | 0.05 | --> | 0.05 | 0.05 | 0.76 |  | --> | 0.048 | 0 | 0 | 0.048 | 0 |  | --> | C12 ex WOODFORD | Woodford [T41,T42] | KNOCKEARAGH |  | 52.0473 | -9.3399
MV/LV Substation CO***971 |  | 10 kV | _ | LV | 630 kVA :Kiosk Substation | 0.63 | --> | 0.63 | 0.5 | 0.76 |  | --> | 0.598 | 0 | 0 | 0.5 | 0 |  | --> | C12 ex WOODFORD | Woodford [T41,T42] | KNOCKEARAGH |  | 52.0683 | -9.4305
MV/LV Substation CO***972 |  | 10 kV | _ | LV | 630 kVA :Kiosk Substation | 0.63 | --> | 0.63 | 0.5 | 0.76 |  | --> | 0.598 | 0 | 0 | 0.5 | 0 |  | --> | C12 ex WOODFORD | Woodford [T41,T42] | KNOCKEARAGH |  | 52.0677 | -9.4291
MV/LV Substation CO***973 |  | 10 kV | _ | LV | 630 kVA :Kiosk Substation | 0.63 | --> | 0.63 | 0.5 | 0.76 |  | --> | 0.598 | 0 | 0 | 0.5 | 0 |  | --> | C12 ex WOODFORD | Woodford [T41,T42] | KNOCKEARAGH |  | 52.0692 | -9.4275
MV/LV Substation PO***002 |  | 10 kV | _ | LV | 630 kVA :Building Structure | 0.63 | --> | 0.63 | 0.5 | 5.82 |  | --> | 0.598 | 0 | 0.004 | 0.5 | 0 |  | --> | C21 ex COOLOCK | Coolock [T41,T42] | FINGLAS |  | 53.3948 | -6.1956
MV/LV Substation GR***003 |  | 10 kV | _ | LV | 400 kVA :Kiosk Substation | 0.4 | --> | 0.4 | 0 | 0 | Constrained, otherwise capacity available =302 kVA | --> | 0.38 | 0 | 0.033 | 0.369 | 0 |  | --> | C18 ex GRANGE (DR) | Grange (dr) [T41,T42] | GRANGE (DR) |  | 53.3971 | -6.1636
MV/LV Substation GR***004 |  | 10 kV | _ | LV | 400 kVA :Kiosk Substation | 0.4 | --> | 0.4 | 0 | 0 | Constrained, otherwise capacity available =175 kVA | --> | 0.38 | 0 | 0.075 | 0.354 | 0 |  | --> | C19 ex GRANGE (DR) | Grange (dr) [T41,T42] | GRANGE (DR) |  | 53.3969 | -6.1679
MV/LV Substation DO***014Y |  | 10 kV | _ | LV | 200 kVA :Building Structure | 0.2 | --> | 0.2 | 0 | 0 | Constrained, otherwise capacity available =120 kVA | --> | 0.19 | 0 | 0.006 | 0.196 | 0 |  | --> | C18 ex GRANGE (DR) | Grange (dr) [T41,T42] | GRANGE (DR) |  | 53.3957 | -6.162
MV/LV Substation IR***025 |  | 10 kV | _ | LV | 200 kVA :Building Structure | 0.2 | --> | 0.2 | 0.177 | 5.82 |  | --> | 0.19 | 0 | 0 | 0.193 | 0 |  | --> | C11 ex COOLOCK | Coolock [T41,T42] | FINGLAS |  | 53.3971 | -6.1892
MV/LV Substation SC***026 |  | 10 kV | _ | LV | 100 kVA :Building Structure | 0.1 | --> | 0.1 | 0 | 0 | Constrained, otherwise capacity available =59 kVA | --> | 0.095 | 0 | 0.022 | 0.084 | 0 |  | --> | C22 ex GRANGE (DR) | Grange (dr) [T41,T42] | GRANGE (DR) |  | 53.4009 | -6.1936
MV/LV Substation DO***032 |  | 10 kV | _ | LV | 1000 kVA :Building Structure | 1 | --> | 1 | 0 | 0 | Constrained, otherwise capacity available =570 kVA | --> | 0.95 | 0 | 0.006 | 0.5 | 0 |  | --> | C18 ex GRANGE (DR) | Grange (dr) [T41,T42] | GRANGE (DR) |  | 53.3947 | -6.1613
MV/LV Substation BE***053 |  | 10 kV | _ | LV | 400 kVA :Kiosk Substation | 0.4 | --> | 0.4 | 0 | 0 | Constrained, otherwise capacity available =232 kVA | --> | 0.38 | 0 | 0.088 | 0.337 | 0 |  | --> | C11 ex HOWTH JUNCTION | Howth Junction [T41,T42] | GRANGE (DR) |  | 53.3783 | -6.1597
MV/LV Substation GR***055 |  | 10 kV | _ | LV | 400 kVA :Kiosk Substation | 0.4 | --> | 0.4 | 0 | 0 | Constrained, otherwise capacity available =226 kVA | --> | 0.38 | 0 | 0.023 | 0.386 | 0 |  | --> | C19 ex GRANGE (DR) | Grange (dr) [T41,T42] | GRANGE (DR) |  | 53.399 | -6.1558
MV/LV Substation MA***061 |  | 10 kV | _ | LV | 400 kVA :Kiosk Substation | 0.4 | --> | 0.4 | 0 | 0 | Constrained, otherwise capacity available =381 kVA | --> | 0.38 | 0 | 0 | 0.383 | 0 |  | --> | C13 ex GRANGE (DR) | Grange (dr) [T41,T42] | GRANGE (DR) |  | 53.3994 | -6.1932
MV/LV Substation MA***062 |  | 10 kV | _ | LV | 400 kVA :Kiosk Substation | 0.4 | --> | 0.4 | 0 | 0 | Constrained, otherwise capacity available =345 kVA | --> | 0.38 | 0 | 0.004 | 0.384 | 0 |  | --> | C13 ex GRANGE (DR) | Grange (dr) [T41,T42] | GRANGE (DR) |  | 53.3994 | -6.1925
MV/LV Substation MA***063 |  | 10 kV | _ | LV | 400 kVA :Kiosk Substation | 0.4 | --> | 0.4 | 0 | 0 | Constrained, otherwise capacity available =359 kVA | --> | 0.38 | 0 | 0 | 0.386 | 0 |  | --> | C13 ex GRANGE (DR) | Grange (dr) [T41,T42] | GRANGE (DR) |  | 53.3992 | -6.1913
MV/LV Substation MA***064 |  | 10 kV | _ | LV | 400 kVA :Kiosk Substation | 0.4 | --> | 0.4 | 0 | 0 | Constrained, otherwise capacity available =351 kVA | --> | 0.38 | 0 | 0 | 0.387 | 0 |  | --> | C13 ex GRANGE (DR) | Grange (dr) [T41,T42] | GRANGE (DR) |  | 53.3992 | -6.1907
MV/LV Substation BU***065 |  | 10 kV | _ | LV | 630 kVA :Kiosk Substation | 0.63 | --> | 0.63 | 0 | 0 | Constrained, otherwise capacity available =428 kVA | --> | 0.598 | 0 | 0 | 0.5 | 0 |  | --> | C13 ex GRANGE (DR) | Grange (dr) [T41,T42] | GRANGE (DR) |  | 53.3994 | -6.1878
MV/LV Substation TH***066 |  | 10 kV | _ | LV | 400 kVA :Kiosk Substation | 0.4 | --> | 0.4 | 0.274 | 12.96 |  | --> | 0.38 | 0 | 0.038 | 0.369 | 0 |  | --> | C20 ex ARTANE | Artane [T101,T102] | FINGLAS |  | 53.3787 | -6.2174
MV/LV Substation PI***068 |  | 10 kV | _ | LV | 400 kVA :Kiosk Substation | 0.4 | --> | 0.4 | 0.291 | 12.96 |  | --> | 0.38 | 0 | 0.015 | 0.384 | 0 |  | --> | C23 ex ARTANE | Artane [T101,T102] | FINGLAS |  | 53.3814 | -6.2124
MV/LV Substation GR***070 |  | 10 kV | _ | LV | 200 kVA :Kiosk Substation | 0.2 | --> | 0.2 | 0 | 0 | Constrained, otherwise capacity available =82 kVA | --> | 0.19 | 0 | 0.027 | 0.185 | 0 |  | --> | C16 ex HOWTH JUNCTION | Howth Junction [T41,T42] | GRANGE (DR) |  | 53.3974 | -6.1516
MV/LV Substation WH***072 |  | 10 kV | _ | LV | 630 kVA :Kiosk Substation | 0.63 | --> | 0.63 | 0.441 | 12.96 |  | --> | 0.598 | 0 | 0.048 | 0.5 | 0 |  | --> | C20 ex ARTANE | Artane [T101,T102] | FINGLAS |  | 53.3821 | -6.2183
MV/LV Substation BU***074 |  | 10 kV | _ | LV | 400 kVA :Building Structure | 0.4 | --> | 0.4 | 0.228 | 12.96 |  | --> | 0.38 | 0 | 0 | 0.403 | 0 |  | --> | C23 ex ARTANE | Artane [T101,T102] | FINGLAS |  | 53.3852 | -6.2133
MV/LV Substation NE***075 |  | 10 kV | _ | LV | 400 kVA :Building Structure | 0.4 | --> | 0.4 | 0.204 | 5.82 |  | --> | 0.38 | 0 | 0 | 0.406 | 0 |  | --> | C11 ex COOLOCK | Coolock [T41,T42] | FINGLAS |  | 53.3955 | -6.1915
MV/LV Substation DU***077 |  | 10 kV | _ | LV | 630 kVA :Kiosk Substation | 0.63 | --> | 0.63 | 0 | 0 | Constrained, otherwise capacity available =520 kVA | --> | 0.598 | 0 | 0.01 | 0.5 | 0 |  | --> | C17 ex KILMORE | Kilmore [T101,T102,T103] | FINGLAS |  | 53.3972 | -6.1954
MV/LV Substation FO***078 |  | 10 kV | _ | LV | 200 kVA :Kiosk Substation | 0.2 | --> | 0.2 | 0 | 0 | Constrained, otherwise capacity available =107 kVA | --> | 0.19 | 0 | 0.011 | 0.194 | 0 |  | --> | C19 ex GRANGE (DR) | Grange (dr) [T41,T42] | GRANGE (DR) |  | 53.3946 | -6.1766
MV/LV Substation FO***079 |  | 10 kV | _ | LV | 400 kVA :Kiosk Substation | 0.4 | --> | 0.4 | 0 | 0 | Constrained, otherwise capacity available =257 kVA | --> | 0.38 | 0 | 0.03 | 0.377 | 0 |  | --> | C19 ex GRANGE (DR) | Grange (dr) [T41,T42] | GRANGE (DR) |  | 53.396 | -6.1764
MV/LV Substation TU***081 |  | 10 kV | _ | LV | 630 kVA :Kiosk Substation | 0.63 | --> | 0.63 | 0 | 0 | Constrained, otherwise capacity available =568 kVA | --> | 0.598 | 0 | 0 | 0.5 | 0 |  | --> | C22 ex GRANGE (DR) | Grange (dr) [T41,T42] | GRANGE (DR) |  | 53.4026 | -6.1945
MV/LV Substation TO***943 |  | 10 kV | _ | LV | 200 kVA :Kiosk Substation | 0.2 | --> | 0.2 | 0 | 0 | Constrained, otherwise capacity available =200 kVA | --> | 0.19 | 0 | 0 | 0.19 | 0 |  | --> | C19 ex GRANGE (DR) | Grange (dr) [T41,T42] | GRANGE (DR) |  | 53.3996 | -6.1519
MV/LV Substation ME***944 |  | 10 kV | _ | LV | 400 kVA :Kiosk Substation | 0.4 | --> | 0.4 | 0 | 0 | Constrained, otherwise capacity available =367 kVA | --> | 0.38 | 0 | 0 | 0.384 | 0 |  | --> | C18 ex GRANGE (DR) | Grange (dr) [T41,T42] | GRANGE (DR) |  | 53.3944 | -6.164
MV/LV Substation HO***001Z |  | 10 kV | _ | LV | 400 kVA :Kiosk Substation | 0.4 | --> | 0.4 | 0.4 | 4.67 |  | --> | 0.38 | 0 | 0 | 0.38 | 0 |  | --> | C18 ex CENTRE PARK ROAD | Marina [T105,T106] | MARINA |  | 51.8864 | -8.4168
MV/LV Substation MA***002 |  | 10 kV | _ | LV | 400 kVA :Building Structure | 0.4 | --> | 0.4 | 0.128 | 7.88 |  | --> | 0.38 | 0 | 0 | 0.416 | 0 |  | --> | C13 ex LIBERTY STREET | Liberty Street [T101,T102] | LIBERTY STREET |  | 51.8976 | -8.474
MV/LV Substation IN***003Y |  | 10 kV | _ | LV | 400 kVA :Kiosk Substation | 0.4 | --> | 0.4 | 0 | 0 | Constrained, otherwise capacity available =286 kVA | --> | 0.38 | 0 | 0.01 | 0.388 | 0 |  | --> | C12 ex BALLINCOLLIG | Ballincollig [T41,T42] | KILBARRY |  | 51.891 | -8.608
MV/LV Substation CO***004Z |  | 10 kV | _ | LV | 630 kVA :Building Structure | 0.63 | --> | 0.63 | 0 | 0 | Constrained, otherwise capacity available =501 kVA | --> | 0.598 | 0 | 0.021 | 0.5 | 0 |  | --> | C13 ex DENNEHYS CROSS | Dennehys Cross [T41,T42] | TRABEG |  | 51.889 | -8.5051
MV/LV Substation LI***005Y |  | 20 kV | _ | LV | 50 kVA :Pole Substation | 0.05 | --> | 0.05 | 0.036 | 17.47 |  | --> | 0.048 | 0 | 0.011 | 0.041 | 0 |  | --> | E13 ex COOLROE | Coolroe [T121,T122] | COOLROE |  | 51.8752 | -8.6247
MV/LV Substation BU***009 |  | 10 kV | _ | LV | 200 kVA :Building Structure | 0.2 | --> | 0.2 | 0 | 0 | Constrained, otherwise capacity available =198 kVA | --> | 0.19 | 0 | 0 | 0.19 | 0 |  | --> | C20 ex TOGHER | Togher [T41,T42] | TRABEG |  | 51.8777 | -8.4867
MV/LV Substation RO***010 |  | 10 kV | _ | LV | 630 kVA :Kiosk Substation | 0.63 | --> | 0.63 | 0 | 0 | Constrained, otherwise capacity available =503 kVA | --> | 0.598 | 0 | 0.017 | 0.5 | 0 |  | --> | C12 ex TOGHER | Togher [T41,T42] | TRABEG |  | 51.8803 | -8.4913
MV/LV Substation DU***010Z |  | 10 kV | _ | LV | 50 kVA :Pole Substation | 0.05 | --> | 0.05 | 0 | 0 | Constrained, otherwise capacity available =40 kVA | --> | 0.048 | 0 | 0 | 0.049 | 0 |  | --> | C16 ex TOGHER | Togher [T41,T42] | TRABEG |  | 51.8736 | -8.5185
MV/LV Substation AR***011 |  | 10 kV | _ | LV | 400 kVA :Kiosk Substation | 0.4 | --> | 0.4 | 0.188 | 7.88 |  | --> | 0.38 | 0 | 0.063 | 0.361 | 0 |  | --> | C17 ex LIBERTY STREET | Liberty Street [T101,T102] | LIBERTY STREET |  | 51.8847 | -8.4872
MV/LV Substation SE***011Z |  | 10 kV | _ | LV | 50 kVA :Pole Substation | 0.05 | --> | 0.05 | 0 | 0 | Constrained, otherwise capacity available =44 kVA | --> | 0.048 | 0 | 0.005 | 0 | 0 | Constrained, otherwise capacity available =45 kW | --> | C21 ex KILMONEY | Kilmoney [T41,T42] | TRABEG |  | 51.7636 | -8.3186
MV/LV Substation AR***012 |  | 10 kV | _ | LV | 400 kVA :Kiosk Substation | 0.4 | --> | 0.4 | 0.189 | 7.88 |  | --> | 0.38 | 0 | 0.043 | 0.376 | 0 |  | --> | C17 ex LIBERTY STREET | Liberty Street [T101,T102] | LIBERTY STREET |  | 51.8884 | -8.4826
MV/LV Substation PO***013 |  | 10 kV | _ | LV | 400 kVA :Kiosk Substation | 0.4 | --> | 0.4 | 0.073 | 7.88 |  | --> | 0.38 | 0 | 0.08 | 0.363 | 0 |  | --> | C12 ex LIBERTY STREET | Liberty Street [T101,T102] | LIBERTY STREET |  | 51.8835 | -8.4835
MV/LV Substation MU***013Y |  | 10 kV | _ | LV | 630 kVA :Building Structure | 0.63 | --> | 0.63 | 0 | 0 | Constrained, otherwise capacity available =465 kVA | --> | 0.598 | 0 | 0.02 | 0.5 | 0 |  | --> | C11 ex BISHOPSTOWN | Bishopstown [T41,T42] | KILBARRY |  | 51.8927 | -8.5105
MV/LV Substation SA***014 |  | 10 kV | _ | LV | 400 kVA :Building Structure | 0.4 | --> | 0.4 | 0 | 0 | Constrained, otherwise capacity available =192 kVA | --> | 0.38 | 0 | 0.03 | 0.385 | 0 |  | --> | C20 ex TOGHER | Togher [T41,T42] | TRABEG |  | 51.88 | -8.4842
MV/LV Substation BI***015X |  | 10 kV | _ | LV | 630 kVA :Kiosk Substation | 0.63 | --> | 0.63 | 0 | 0 | Constrained, otherwise capacity available =630 kVA | --> | 0.598 | 0 | 0 | 0.5 | 0 |  | --> | C19 ex DENNEHYS CROSS | Dennehys Cross [T41,T42] | TRABEG |  | 51.8826 | -8.4942
MV/LV Substation PI***015Y |  | 10 kV | _ | LV | 400 kVA :Kiosk Substation | 0.4 | --> | 0.4 | 0.217 | 4.67 |  | --> | 0.38 | 0 | 0.046 | 0.37 | 0 |  | --> | C28 ex CENTRE PARK ROAD | Marina [T105,T106] | MARINA |  | 51.8894 | -8.4479
MV/LV Substation VI***016 |  | 10 kV | _ | LV | 630 kVA :Kiosk Substation | 0.63 | --> | 0.63 | 0 | 0 | Constrained, otherwise capacity available =523 kVA | --> | 0.598 | 0 | 0.025 | 0.5 | 0 |  | --> | C17 ex TOGHER | Togher [T41,T42] | TRABEG |  | 51.8774 | -8.4765
MV/LV Substation HA***016X |  | 10 kV | _ | LV | 630 kVA :Kiosk Substation | 0.63 | --> | 0.63 | 0 | 0 | Constrained, otherwise capacity available =630 kVA | --> | 0.598 | 0 | 0 | 0.5 | 0 |  | --> | C19 ex DENNEHYS CROSS | Dennehys Cross [T41,T42] | TRABEG |  | 51.882 | -8.4913
MV/LV Substation NO***016Y |  | 10 kV | _ | LV | 400 kVA :Building Structure | 0.4 | --> | 0.4 | 0 | 0 | Constrained, otherwise capacity available =255 kVA | --> | 0.38 | 0 | 0.01 | 0.392 | 0 |  | --> | C13 ex DENNEHYS CROSS | Dennehys Cross [T41,T42] | TRABEG |  | 51.8907 | -8.5075
MV/LV Substation FE***017Y |  | 10 kV | _ | LV | 400 kVA :Kiosk Substation | 0.4 | --> | 0.4 | 0.274 | 4.67 |  | --> | 0.38 | 0 | 0.005 | 0.393 | 0 |  | --> | C20 ex CENTRE PARK ROAD | Marina [T105,T106] | MARINA |  | 51.8941 | -8.449
MV/LV Substation R ***018 |  | 10 kV | _ | LV | 400 kVA :Kiosk Substation | 0.4 | --> | 0.4 | 0.371 | 6.78 |  | --> | 0.38 | 0 | 0 | 0.384 | 0 |  | --> | C38 ex CASTLEVIEW | Castleview [T101,T102] | CASTLEVIEW |  | 51.8826 | -8.3982
MV/LV Substation EL***018X |  | 10 kV | _ | LV | 630 kVA :Kiosk Substation | 0.63 | --> | 0.63 | 0 | 0 | Constrained, otherwise capacity available =630 kVA | --> | 0.598 | 0 | 0 | 0.5 | 0 |  | --> | C19 ex DENNEHYS CROSS | Dennehys Cross [T41,T42] | TRABEG |  | 51.8827 | -8.4925
MV/LV Substation CL***019 |  | 10 kV | _ | LV | 200 kVA :Kiosk Substation | 0.2 | --> | 0.2 | 0.134 | 5.49 |  | --> | 0.19 | 0 | 0.038 | 0.171 | 0 |  | --> | C19 ex TRABEG | Trabeg [T101,T102] | TRABEG |  | 51.8665 | -8.4537
MV/LV Substation UA***020X |  | 10 kV | _ | LV | 400 kVA :Kiosk Substation | 0.4 | --> | 0.4 | 0 | 0 | Constrained, otherwise capacity available =257 kVA | --> | 0.38 | 0 | 0.024 | 0.381 | 0 |  | --> | C20 ex BISHOPSTOWN | Bishopstown [T41,T42] | KILBARRY |  | 51.8794 | -8.5329
MV/LV Substation SI***021X |  | 10 kV | _ | LV | 400 kVA :Kiosk Substation | 0.4 | --> | 0.4 | 0 | 0 | Constrained, otherwise capacity available =364 kVA | --> | 0.38 | 0 | 0 | 0.385 | 0 |  | --> | C17 ex TOGHER | Togher [T41,T42] | TRABEG |  | 51.8721 | -8.4788
MV/LV Substation MU***021Z |  | 10 kV | _ | LV | 400 kVA :Building Structure | 0.4 | --> | 0.4 | 0.215 | 5.49 |  | --> | 0.38 | 0 | 0.04 | 0.375 | 0 |  | --> | C12 ex TRABEG | Trabeg [T101,T102] | TRABEG |  | 51.882 | -8.4708
MV/LV Substation GL***022 |  | 10 kV | _ | LV | 400 kVA :Kiosk Substation | 0.4 | --> | 0.4 | 0 | 0 | Constrained, otherwise capacity available =327 kVA | --> | 0.38 | 0 | 0.053 | 0.351 | 0 |  | --> | C21 ex BALLINCOLLIG | Ballincollig [T41,T42] | KILBARRY |  | 51.8816 | -8.59
MV/LV Substation CO***022X |  | 10 kV | _ | LV | 400 kVA :Building Structure | 0.4 | --> | 0.4 | 0.3 | 5.49 |  | --> | 0.38 | 0 | 0.015 | 0.382 | 0 |  | --> | C12 ex TRABEG | Trabeg [T101,T102] | TRABEG |  | 51.8822 | -8.4684
MV/LV Substation DY***022Y |  | 10 kV | _ | LV | 200 kVA :Building Structure | 0.2 | --> | 0.2 | 0.046 | 7.88 |  | --> | 0.19 | 0 | 0.012 | 0.201 | 0 |  | --> | C19 ex LIBERTY STREET | Liberty Street [T101,T102] | LIBERTY STREET |  | 51.8976 | -8.484
MV/LV Substation LA***023 |  | 10 kV | _ | LV | 400 kVA :Kiosk Substation | 0.4 | --> | 0.4 | 0 | 0 | Constrained, otherwise capacity available =232 kVA | --> | 0.38 | 0 | 0.054 | 0.362 | 0 |  | --> | C16 ex DOUGLAS | Douglas [T41,T42] | TRABEG |  | 51.8838 | -8.4378
MV/LV Substation AY***023Y |  | 10 kV | _ | LV | 400 kVA :Kiosk Substation | 0.4 | --> | 0.4 | 0 | 0 | Constrained, otherwise capacity available =300 kVA | --> | 0.38 | 0 | 0.067 | 0.344 | 0 |  | --> | C12 ex BALLINCOLLIG | Ballincollig [T41,T42] | KILBARRY |  | 51.8826 | -8.6196
MV/LV Substation CL***024X |  | 10 kV | _ | LV | 200 kVA :Building Structure | 0.2 | --> | 0.2 | 0.037 | 4.67 |  | --> | 0.19 | 0 | 0.067 | 0.161 | 0 |  | --> | C28 ex CENTRE PARK ROAD | Marina [T105,T106] | MARINA |  | 51.8916 | -8.4426
MV/LV Substation CA***024Y |  | 10 kV | _ | LV | 400 kVA :Building Structure | 0.4 | --> | 0.4 | 0.362 | 7.88 |  | --> | 0.38 | 0 | 0.002 | 0.384 | 0 |  | --> | C14 ex LIBERTY STREET | Liberty Street [T101,T102] | LIBERTY STREET |  | 51.8973 | -8.4778
MV/LV Substation ST***025 |  | 10 kV | _ | LV | 400 kVA :Kiosk Substation | 0.4 | --> | 0.4 | 0.18 | 5.49 |  | --> | 0.38 | 0 | 0.076 | 0.353 | 0 |  | --> | C20 ex TRABEG | Trabeg [T101,T102] | TRABEG |  | 51.8812 | -8.4503
MV/LV Substation HA***025X |  | 10 kV | _ | LV | 200 kVA :Kiosk Substation | 0.2 | --> | 0.2 | 0 | 0 | Constrained, otherwise capacity available =88 kVA | --> | 0.19 | 0 | 0.015 | 0.194 | 0 |  | --> | C22 ex BISHOPSTOWN | Bishopstown [T41,T42] | KILBARRY |  | 51.8739 | -8.5393
MV/LV Substation FO***025Z |  | 10 kV | _ | LV | 200 kVA :Kiosk Substation | 0.2 | --> | 0.2 | 0 | 0 | Constrained, otherwise capacity available =117 kVA | --> | 0.19 | 0 | 0.047 | 0.166 | 0 |  | --> | C18 ex DOUGLAS | Douglas [T41,T42] | TRABEG |  | 51.8692 | -8.4017
MV/LV Substation CR***026 |  | 10 kV | _ | LV | 400 kVA :Building Structure | 0.4 | --> | 0.4 | 0.191 | 5.49 |  | --> | 0.38 | 0 | 0.072 | 0.354 | 0 |  | --> | C20 ex TRABEG | Trabeg [T101,T102] | TRABEG |  | 51.8836 | -8.4565
MV/LV Substation WE***026Y |  | 10 kV | _ | LV | 630 kVA :Kiosk Substation | 0.63 | --> | 0.63 | 0 | 0 | Constrained, otherwise capacity available =424 kVA | --> | 0.598 | 0 | 0 | 0.5 | 0 |  | --> | C17 ex DENNEHYS CROSS | Dennehys Cross [T41,T42] | TRABEG |  | 51.8939 | -8.4973
MV/LV Substation TO***026Z |  | 10 kV | _ | LV | 400 kVA :Kiosk Substation | 0.4 | --> | 0.4 | 0 | 0 | Constrained, otherwise capacity available =267 kVA | --> | 0.38 | 0 | 0.084 | 0.336 | 0 |  | --> | C20 ex TOGHER | Togher [T41,T42] | TRABEG |  | 51.8769 | -8.4951
MV/LV Substation DO***027 |  | 10 kV | _ | LV | 400 kVA :Kiosk Substation | 0.4 | --> | 0.4 | 0.19 | 5.49 |  | --> | 0.38 | 0 | 0.029 | 0.386 | 0 |  | --> | C20 ex TRABEG | Trabeg [T101,T102] | TRABEG |  | 51.8772 | -8.44
MV/LV Substation WE***027Y |  | 10 kV | _ | LV | 400 kVA :Kiosk Substation | 0.4 | --> | 0.4 | 0.296 | 5.49 |  | --> | 0.38 | 0 | 0.004 | 0.391 | 0 |  | --> | C12 ex TRABEG | Trabeg [T101,T102] | TRABEG |  | 51.8863 | -8.4625
MV/LV Substation BO***027Z |  | 10 kV | _ | LV | 200 kVA :Kiosk Substation | 0.2 | --> | 0.2 | 0.136 | 4.67 |  | --> | 0.19 | 0 | 0.006 | 0.194 | 0 |  | --> | C11 ex CENTRE PARK ROAD | Marina [T105,T106] | MARINA |  | 51.8984 | -8.4449
MV/LV Substation GI***028X |  | 10 kV | _ | LV | 400 kVA :Kiosk Substation | 0.4 | --> | 0.4 | 0.231 | 7.88 |  | --> | 0.38 | 0 | 0.01 | 0.395 | 0 |  | --> | C17 ex LIBERTY STREET | Liberty Street [T101,T102] | LIBERTY STREET |  | 51.8937 | -8.4822
MV/LV Substation S ***028Y |  | 10 kV | _ | LV | 1000 kVA :Building Structure | 1 | --> | 1 | 0.5 | 4.67 |  | --> | 0.95 | 0 | 0 | 0.5 | 0 |  | --> | C24 ex CENTRE PARK ROAD | Marina [T105,T106] | MARINA |  | 51.8931 | -8.4635
MV/LV Substation SH***029 |  | 10 kV | _ | LV | 200 kVA :Pole Substation | 0.2 | --> | 0.2 | 0 | 0 | Constrained, otherwise capacity available =164 kVA | --> | 0.19 | 0 | 0 | 0.195 | 0 |  | --> | C13 ex DOUGLAS | Douglas [T41,T42] | TRABEG |  | 51.8699 | -8.4379
MV/LV Substation MT***029X |  | 10 kV | _ | LV | 400 kVA :Kiosk Substation | 0.4 | --> | 0.4 | 0.182 | 5.49 |  | --> | 0.38 | 0 | 0.037 | 0.381 | 0 |  | --> | C11 ex TRABEG | Trabeg [T101,T102] | TRABEG |  | 51.8889 | -8.4723
MV/LV Substation CA***029Z |  | 10 kV | _ | LV | 630 kVA :Kiosk Substation | 0.63 | --> | 0.63 | 0.472 | 7.88 |  | --> | 0.598 | 0 | 0 | 0.5 | 0 |  | --> | C13 ex LIBERTY STREET | Liberty Street [T101,T102] | LIBERTY STREET |  | 51.8966 | -8.474
MV/LV Substation SH***030 |  | 10 kV | _ | LV | 400 kVA :Kiosk Substation | 0.4 | --> | 0.4 | 0.334 | 5.49 |  | --> | 0.38 | 0 | 0.017 | 0.376 | 0 |  | --> | C18 ex TRABEG | Trabeg [T101,T102] | TRABEG |  | 51.8711 | -8.4429
MV/LV Substation IR***030X |  | 10 kV | _ | LV | 630 kVA :Building Structure | 0.63 | --> | 0.63 | 0.44 | 7.88 |  | --> | 0.598 | 0 | 0.006 | 0.5 | 0 |  | --> | C24 ex LIBERTY STREET | Liberty Street [T101,T102] | LIBERTY STREET |  | 51.897 | -8.4688
MV/LV Substation MA***031 |  | 10 kV | _ | LV | 400 kVA :Kiosk Substation | 0.4 | --> | 0.4 | 0 | 0 | Constrained, otherwise capacity available =300 kVA | --> | 0.38 | 0 | 0.071 | 0.341 | 0 |  | --> | C21 ex DOUGLAS | Douglas [T41,T42] | TRABEG |  | 51.8754 | -8.4239
MV/LV Substation LI***032 |  | 10 kV | _ | LV | 630 kVA :Kiosk Substation | 0.63 | --> | 0.63 | 0 | 0 | Constrained, otherwise capacity available =537 kVA | --> | 0.598 | 0 | 0.046 | 0.5 | 0 |  | --> | C21 ex DOUGLAS | Douglas [T41,T42] | TRABEG |  | 51.8753 | -8.4192
MV/LV Substation DE***032X |  | 10 kV | _ | LV | 1000 kVA :Building Structure | 1 | --> | 1 | 0 | 0 | Constrained, otherwise capacity available =675 kVA | --> | 0.95 | 0 | 0.027 | 0.5 | 0 |  | --> | C12 ex DENNEHYS CROSS | Dennehys Cross [T41,T42] | TRABEG |  | 51.8908 | -8.4873
MV/LV Substation RE***032Y |  | 10 kV | _ | LV | 400 kVA :Building Structure | 0.4 | --> | 0.4 | 0 | 0 | Constrained, otherwise capacity available =386 kVA | --> | 0.38 | 0 | 0 | 0.382 | 0 |  | --> | C18 ex DENNEHYS CROSS | Dennehys Cross [T41,T42] | TRABEG |  | 51.8914 | -8.5198
MV/LV Substation DO***033 |  | 10 kV | _ | LV | 400 kVA :Kiosk Substation | 0.4 | --> | 0.4 | 0.176 | 5.49 |  | --> | 0.38 | 0 | 0.024 | 0.392 | 0 |  | --> | C11 ex TRABEG | Trabeg [T101,T102] | TRABEG |  | 51.8784 | -8.4368
MV/LV Substation LA***033X |  | 10 kV | _ | LV | 400 kVA :Kiosk Substation | 0.4 | --> | 0.4 | 0 | 0 | Constrained, otherwise capacity available =243 kVA | --> | 0.38 | 0 | 0.054 | 0.361 | 0 |  | --> | C21 ex BISHOPSTOWN | Bishopstown [T41,T42] | KILBARRY |  | 51.8866 | -8.5119
MV/LV Substation WO***033Y |  | 10 kV | _ | LV | 400 kVA :Kiosk Substation | 0.4 | --> | 0.4 | 0 | 0 | Constrained, otherwise capacity available =347 kVA | --> | 0.38 | 0 | 0.004 | 0.384 | 0 |  | --> | C20 ex TOGHER | Togher [T41,T42] | TRABEG |  | 51.8772 | -8.4901
MV/LV Substation DO***034 |  | 10 kV | _ | LV | 200 kVA :Building Structure | 0.2 | --> | 0.2 | 0 | 0 | Constrained, otherwise capacity available =37 kVA | --> | 0.19 | 0 | 0.01 | 0.204 | 0 |  | --> | C13 ex DOUGLAS | Douglas [T41,T42] | TRABEG |  | 51.8765 | -8.4337
MV/LV Substation UP***034X |  | 10 kV | _ | LV | 1000 kVA :Building Structure | 1 | --> | 1 | 0 | 0 | Constrained, otherwise capacity available =769 kVA | --> | 0.95 | 0 | 0 | 0.5 | 0 |  | --> | C19 ex BISHOPSTOWN | Bishopstown [T41,T42] | KILBARRY |  | 51.872 | -8.5253
MV/LV Substation CH***035 |  | 10 kV | _ | LV | 630 kVA :Kiosk Substation | 0.63 | --> | 0.63 | 0 | 0 | Constrained, otherwise capacity available =555 kVA | --> | 0.598 | 0 | 0.022 | 0.5 | 0 |  | --> | C19 ex DENNEHYS CROSS | Dennehys Cross [T41,T42] | TRABEG |  | 51.8835 | -8.4912
MV/LV Substation AI***036 |  | 10 kV | _ | LV | 400 kVA :Kiosk Substation | 0.4 | --> | 0.4 | 0.201 | 5.49 |  | --> | 0.38 | 0 | 0 | 0.406 | 0 |  | --> | C17 ex TRABEG | Trabeg [T101,T102] | TRABEG |  | 51.8676 | -8.4787
MV/LV Substation IN***037 |  | 10 kV | _ | LV | 400 kVA :Kiosk Substation | 0.4 | --> | 0.4 | 0.277 | 5.49 |  | --> | 0.38 | 0 | 0.061 | 0.351 | 0 |  | --> | C18 ex TRABEG | Trabeg [T101,T102] | TRABEG |  | 51.8729 | -8.4426
MV/LV Substation PA***037Y |  | 10 kV | _ | LV | 630 kVA :Building Structure | 0.63 | --> | 0.63 | 0.337 | 7.88 |  | --> | 0.598 | 0 | 0 | 0.5 | 0 |  | --> | C28 ex LIBERTY STREET | Liberty Street [T101,T102] | LIBERTY STREET |  | 51.8999 | -8.4754
MV/LV Substation RO***038X |  | 10 kV | _ | LV | 400 kVA :Kiosk Substation | 0.4 | --> | 0.4 | 0 | 0 | Constrained, otherwise capacity available =255 kVA | --> | 0.38 | 0 | 0.063 | 0.353 | 0 |  | --> | C17 ex BISHOPSTOWN | Bishopstown [T41,T42] | KILBARRY |  | 51.8881 | -8.5762
MV/LV Substation GL***038Y |  | 10 kV | _ | LV | 400 kVA :Kiosk Substation | 0.4 | --> | 0.4 | 0.315 | 5.49 |  | --> | 0.38 | 0 | 0 | 0.391 | 0 |  | --> | C20 ex TRABEG | Trabeg [T101,T102] | TRABEG |  | 51.8773 | -8.4486
MV/LV Substation GA***039X |  | 10 kV | _ | LV | 200 kVA :Pole Substation | 0.2 | --> | 0.2 | 0.166 | 5.49 |  | --> | 0.19 | 0 | 0.015 | 0.184 | 0 |  | --> | C18 ex TRABEG | Trabeg [T101,T102] | TRABEG |  | 51.875 | -8.4428
MV/LV Substation DU***039Y |  | 10 kV | _ | LV | 400 kVA :Building Structure | 0.4 | --> | 0.4 | 0.371 | 4.67 |  | --> | 0.38 | 0 | 0 | 0.384 | 0 |  | --> | C21 ex CENTRE PARK ROAD | Marina [T105,T106] | MARINA |  | 51.8977 | -8.4497
MV/LV Substation EG***041 |  | 10 kV | _ | LV | 400 kVA :Kiosk Substation | 0.4 | --> | 0.4 | 0.206 | 5.49 |  | --> | 0.38 | 0 | 0.078 | 0.348 | 0 |  | --> | C11 ex TRABEG | Trabeg [T101,T102] | TRABEG |  | 51.8835 | -8.445
MV/LV Substation SA***041Y |  | 10 kV | _ | LV | 200 kVA :Kiosk Substation | 0.2 | --> | 0.2 | 0 | 0 | Constrained, otherwise capacity available =128 kVA | --> | 0.19 | 0 | 0.016 | 0.188 | 0 |  | --> | C22 ex TOGHER | Togher [T41,T42] | TRABEG |  | 51.872 | -8.4986
MV/LV Substation RO***042 |  | 10 kV | _ | LV | 400 kVA :Kiosk Substation | 0.4 | --> | 0.4 | 0.295 | 5.49 |  | --> | 0.38 | 0 | 0.036 | 0.367 | 0 |  | --> | C11 ex TRABEG | Trabeg [T101,T102] | TRABEG |  | 51.8838 | -8.4515
MV/LV Substation GE***043 |  | 10 kV | _ | LV | 400 kVA :Kiosk Substation | 0.4 | --> | 0.4 | 0 | 0 | Constrained, otherwise capacity available =252 kVA | --> | 0.38 | 0 | 0 | 0.4 | 0 |  | --> | C20 ex TOGHER | Togher [T41,T42] | TRABEG |  | 51.8784 | -8.4873
MV/LV Substation FI***043X |  | 10 kV | _ | LV | 400 kVA :Building Structure | 0.4 | --> | 0.4 | 0.3 | 4.67 |  | --> | 0.38 | 0 | 0 | 0.393 | 0 |  | --> | C26 ex CENTRE PARK ROAD | Marina [T105,T106] | MARINA |  | 51.8961 | -8.4651
MV/LV Substation KY***043Z |  | 10 kV | _ | LV | 630 kVA :Building Structure | 0.63 | --> | 0.63 | 0 | 0 | Constrained, otherwise capacity available =524 kVA | --> | 0.598 | 0 | 0 | 0.5 | 0 |  | --> | C27 ex KILBARRY | Kilbarry [T101,T43] | KILBARRY |  | 51.901 | -8.4791
MV/LV Substation HA***044X |  | 10 kV | _ | LV | 400 kVA :Kiosk Substation | 0.4 | --> | 0.4 | 0 | 0 | Constrained, otherwise capacity available =341 kVA | --> | 0.38 | 0 | 0.01 | 0.381 | 0 |  | --> | C22 ex BISHOPSTOWN | Bishopstown [T41,T42] | KILBARRY |  | 51.8739 | -8.5373
MV/LV Substation GR***044Z |  | 20 kV | _ | LV | 50 kVA :Pole Substation | 0.05 | --> | 0.05 | 0.041 | 17.47 |  | --> | 0.048 | 0 | 0 | 0.049 | 0 |  | --> | E13 ex COOLROE | Coolroe [T121,T122] | COOLROE |  | 51.8689 | -8.6435
MV/LV Substation AR***045X |  | 10 kV | _ | LV | 200 kVA :Building Structure | 0.2 | --> | 0.2 | 0.2 | 4.67 |  | --> | 0.19 | 0 | 0 | 0.19 | 0 |  | --> | C25 ex CENTRE PARK ROAD | Marina [T105,T106] | MARINA |  | 51.8994 | -8.4533
MV/LV Substation CO***045Z |  | 10 kV | _ | LV | 630 kVA :Building Structure | 0.63 | --> | 0.63 | 0.5 | 5.49 |  | --> | 0.598 | 0 | 0.276 | 0.4 | 0 |  | --> | C17 ex TRABEG | Trabeg [T101,T102] | TRABEG |  | 51.8674 | -8.4927
MV/LV Substation RO***046Y |  | 10 kV | _ | LV | 630 kVA :Kiosk Substation | 0.63 | --> | 0.63 | 0 | 0 | Constrained, otherwise capacity available =449 kVA | --> | 0.598 | 0 | 0 | 0.5 | 0 |  | --> | C21 ex DOUGLAS | Douglas [T41,T42] | TRABEG |  | 51.8774 | -8.3982
MV/LV Substation HA***046Z |  | 10 kV | _ | LV | 200 kVA :Building Structure | 0.2 | --> | 0.2 | 0 | 0 | Constrained, otherwise capacity available =190 kVA | --> | 0.19 | 0 | 0 | 0 | 0 | Constrained, otherwise capacity available =191 kW | --> | C24 ex KILMONEY | Kilmoney [T41,T42] | TRABEG |  | 51.8467 | -8.467
MV/LV Substation CL***048 |  | 10 kV | _ | LV | 400 kVA :Kiosk Substation | 0.4 | --> | 0.4 | 0 | 0 | Constrained, otherwise capacity available =248 kVA | --> | 0.38 | 0 | 0.026 | 0.381 | 0 |  | --> | C19 ex DOUGLAS | Douglas [T41,T42] | TRABEG |  | 51.8904 | -8.4169
MV/LV Substation AR***048Y |  | 10 kV | _ | LV | 200 kVA :Kiosk Substation | 0.2 | --> | 0.2 | 0 | 0 | Constrained, otherwise capacity available =150 kVA | --> | 0.19 | 0 | 0.025 | 0.178 | 0 |  | --> | C17 ex CARRIGALINE | Carrigaline [T41,T42] | BARNAHELY |  | 51.8025 | -8.2885
MV/LV Substation JA***049X |  | 10 kV | _ | LV | 400 kVA :Kiosk Substation | 0.4 | --> | 0.4 | 0.289 | 4.67 |  | --> | 0.38 | 0 | 0.025 | 0.376 | 0 |  | --> | C28 ex CENTRE PARK ROAD | Marina [T105,T106] | MARINA |  | 51.8943 | -8.4377
MV/LV Substation BL***049Z |  | 10 kV | _ | LV | 200 kVA :Kiosk Substation | 0.2 | --> | 0.2 | 0 | 0 | Constrained, otherwise capacity available =200 kVA | --> | 0.19 | 0 | 0 | 0.19 | 0 |  | --> | C21 ex DOUGLAS | Douglas [T41,T42] | TRABEG |  | 51.8801 | -8.4235
MV/LV Substation RO***051Z |  | 10 kV | _ | LV | 630 kVA :Kiosk Substation | 0.63 | --> | 0.63 | 0 | 0 | Constrained, otherwise capacity available =630 kVA | --> | 0.598 | 0 | 0 | 0.5 | 0 |  | --> | C12 ex TOGHER | Togher [T41,T42] | TRABEG |  | 51.8802 | -8.4913
MV/LV Substation CA***052X |  | 10 kV | _ | LV | 400 kVA :Kiosk Substation | 0.4 | --> | 0.4 | 0 | 0 | Constrained, otherwise capacity available =356 kVA | --> | 0.38 | 0 | 0.009 | 0.379 | 0 |  | --> | C13 ex DOUGLAS | Douglas [T41,T42] | TRABEG |  | 51.8671 | -8.4347
MV/LV Substation MA***052Z |  | 10 kV | _ | LV | 400 kVA :Building Structure | 0.4 | --> | 0.4 | 0 | 0 | Constrained, otherwise capacity available =369 kVA | --> | 0.38 | 0 | 0 | 0.384 | 0 |  | --> | C20 ex TOGHER | Togher [T41,T42] | TRABEG |  | 51.8778 | -8.4859
MV/LV Substation CA***053X |  | 10 kV | _ | LV | 400 kVA :Kiosk Substation | 0.4 | --> | 0.4 | 0 | 0 | Constrained, otherwise capacity available =384 kVA | --> | 0.38 | 0 | 0.005 | 0.378 | 0 |  | --> | C13 ex DOUGLAS | Douglas [T41,T42] | TRABEG |  | 51.866 | -8.4353
MV/LV Substation CH***053Y |  | 10 kV | _ | LV | 100 kVA :Pole Substation | 0.1 | --> | 0.1 | 0 | 0 | Constrained, otherwise capacity available =70 kVA | --> | 0.095 | 0 | 0.015 | 0.088 | 0 |  | --> | C17 ex CARRIGALINE | Carrigaline [T41,T42] | BARNAHELY |  | 51.7979 | -8.2897
MV/LV Substation CA***054 |  | 10 kV | _ | LV | 400 kVA :Kiosk Substation | 0.4 | --> | 0.4 | 0 | 0 | Constrained, otherwise capacity available =349 kVA | --> | 0.38 | 0 | 0.003 | 0.385 | 0 |  | --> | C13 ex DOUGLAS | Douglas [T41,T42] | TRABEG |  | 51.8675 | -8.4376
MV/LV Substation CA***055 |  | 10 kV | _ | LV | 400 kVA :Kiosk Substation | 0.4 | --> | 0.4 | 0 | 0 | Constrained, otherwise capacity available =359 kVA | --> | 0.38 | 0 | 0.027 | 0.366 | 0 |  | --> | C13 ex DOUGLAS | Douglas [T41,T42] | TRABEG |  | 51.8664 | -8.4369
MV/LV Substation SW***055X |  | 10 kV | _ | LV | 200 kVA :Building Structure | 0.2 | --> | 0.2 | 0 | 0 | Constrained, otherwise capacity available =124 kVA | --> | 0.19 | 0 | 0 | 0.2 | 0 |  | --> | C14 ex TOGHER | Togher [T41,T42] | TRABEG |  | 51.8742 | -8.4892
MV/LV Substation RT***055Z |  | 10 kV | _ | LV | 630 kVA :Building Structure | 0.63 | --> | 0.63 | 0.5 | 7.88 |  | --> | 0.598 | 0 | 0 | 0.5 | 0 |  | --> | C24 ex LIBERTY STREET | Liberty Street [T101,T102] | LIBERTY STREET |  | 51.8955 | -8.4705
MV/LV Substation WO***056Z |  | 10 kV | _ | LV | 200 kVA :Kiosk Substation | 0.2 | --> | 0.2 | 0 | 0 | Constrained, otherwise capacity available =127 kVA | --> | 0.19 | 0 | 0 | 0.2 | 0 |  | --> | C21 ex DOUGLAS | Douglas [T41,T42] | TRABEG |  | 51.8757 | -8.3913
MV/LV Substation KE***057 |  | 10 kV | _ | LV | 400 kVA :Kiosk Substation | 0.4 | --> | 0.4 | 0.374 | 5.49 |  | --> | 0.38 | 0 | 0 | 0.384 | 0 |  | --> | C19 ex TRABEG | Trabeg [T101,T102] | TRABEG |  | 51.8749 | -8.4666
MV/LV Substation WA***057Y |  | 10 kV | _ | LV | 200 kVA :Kiosk Substation | 0.2 | --> | 0.2 | 0 | 0 | Constrained, otherwise capacity available =99 kVA | --> | 0.19 | 0 | 0.058 | 0.16 | 0 |  | --> | C21 ex DOUGLAS | Douglas [T41,T42] | TRABEG |  | 51.8764 | -8.4171
MV/LV Substation PI***058X |  | 10 kV | _ | LV | 400 kVA :Kiosk Substation | 0.4 | --> | 0.4 | 0 | 0 | Constrained, otherwise capacity available =257 kVA | --> | 0.38 | 0 | 0.012 | 0.39 | 0 |  | --> | C16 ex DOUGLAS | Douglas [T41,T42] | TRABEG |  | 51.8894 | -8.4192
MV/LV Substation QU***059 |  | 10 kV | _ | LV | 400 kVA :Kiosk Substation | 0.4 | --> | 0.4 | 0.264 | 4.67 |  | --> | 0.38 | 0 | 0.025 | 0.38 | 0 |  | --> | C28 ex CENTRE PARK ROAD | Marina [T105,T106] | MARINA |  | 51.8872 | -8.4352
MV/LV Substation WE***059X |  | 20 kV | _ | LV | 200 kVA :Kiosk Substation | 0.2 | --> | 0.2 | 0.15 | 17.47 |  | --> | 0.19 | 0 | 0.037 | 0.169 | 0 |  | --> | E11 ex COOLROE | Coolroe [T121,T122] | COOLROE |  | 51.8869 | -8.6187
MV/LV Substation BO***060X |  | 10 kV | _ | LV | 400 kVA :Building Structure | 0.4 | --> | 0.4 | 0 | 0 | Constrained, otherwise capacity available =400 kVA | --> | 0.38 | 0 | 0 | 0.38 | 0 |  | --> | C24 ex DENNEHYS CROSS | Dennehys Cross [T41,T42] | TRABEG |  | 51.8918 | -8.4986
MV/LV Substation HI***061X |  | 10 kV | _ | LV | 200 kVA :Kiosk Substation | 0.2 | --> | 0.2 | 0 | 0 | Constrained, otherwise capacity available =130 kVA | --> | 0.19 | 0 | 0.051 | 0 | 0 | Constrained, otherwise capacity available =162 kW | --> | C22 ex KILMONEY | Kilmoney [T41,T42] | TRABEG |  | 51.8067 | -8.3993
MV/LV Substation CA***062 |  | 10 kV | _ | LV | 200 kVA :Kiosk Substation | 0.2 | --> | 0.2 | 0.075 | 6.78 |  | --> | 0.19 | 0 | 0.049 | 0.17 | 0 |  | --> | C26 ex CASTLEVIEW | Castleview [T101,T102] | CASTLEVIEW |  | 51.8989 | -8.4037
MV/LV Substation NE***062X |  | 10 kV | _ | LV | 200 kVA :Kiosk Substation | 0.2 | --> | 0.2 | 0.144 | 5.49 |  | --> | 0.19 | 0 | 0.108 | 0.117 | 0 |  | --> | C19 ex TRABEG | Trabeg [T101,T102] | TRABEG |  | 51.8649 | -8.4519
MV/LV Substation BL***063 |  | 10 kV | _ | LV | 630 kVA :Kiosk Substation | 0.63 | --> | 0.63 | 0.393 | 4.67 |  | --> | 0.598 | 0 | 0.032 | 0.5 | 0 |  | --> | C23 ex CENTRE PARK ROAD | Marina [T105,T106] | MARINA |  | 51.8969 | -8.4139
MV/LV Substation DU***064 |  | 10 kV | _ | LV | 400 kVA :Kiosk Substation | 0.4 | --> | 0.4 | 0.132 | 4.67 |  | --> | 0.38 | 0 | 0.049 | 0.379 | 0 |  | --> | C23 ex CENTRE PARK ROAD | Marina [T105,T106] | MARINA |  | 51.8965 | -8.4211
MV/LV Substation CO***064X |  | 10 kV | _ | LV | 400 kVA :Building Structure | 0.4 | --> | 0.4 | 0 | 0 | Constrained, otherwise capacity available =310 kVA | --> | 0.38 | 0 | 0.004 | 0.389 | 0 |  | --> | C13 ex DENNEHYS CROSS | Dennehys Cross [T41,T42] | TRABEG |  | 51.8897 | -8.5061
MV/LV Substation CL***064Z |  | 10 kV | _ | LV | 400 kVA :Kiosk Substation | 0.4 | --> | 0.4 | 0.308 | 4.67 |  | --> | 0.38 | 0 | 0.002 | 0.391 | 0 |  | --> | C18 ex CENTRE PARK ROAD | Marina [T105,T106] | MARINA |  | 51.8862 | -8.4195
MV/LV Substation BA***065 |  | 10 kV | _ | LV | 400 kVA :Kiosk Substation | 0.4 | --> | 0.4 | 0.159 | 4.67 |  | --> | 0.38 | 0 | 0.027 | 0.392 | 0 |  | --> | C23 ex CENTRE PARK ROAD | Marina [T105,T106] | MARINA |  | 51.8965 | -8.4325
MV/LV Substation SU***066 |  | 10 kV | _ | LV | 400 kVA :Building Structure | 0.4 | --> | 0.4 | 0.323 | 4.67 |  | --> | 0.38 | 0 | 0 | 0.39 | 0 |  | --> | C11 ex CENTRE PARK ROAD | Marina [T105,T106] | MARINA |  | 51.8973 | -8.4413
MV/LV Substation CL***067 |  | 10 kV | _ | LV | 400 kVA :Building Structure | 0.4 | --> | 0.4 | 0.221 | 4.67 |  | --> | 0.38 | 0 | 0.074 | 0.349 | 0 |  | --> | C28 ex CENTRE PARK ROAD | Marina [T105,T106] | MARINA |  | 51.8947 | -8.4414
MV/LV Substation PF***067X |  | 10 kV | _ | LV | 100 kVA :Pole Substation | 0.1 | --> | 0.1 | 0.1 | 4.3 |  | --> | 0.095 | 0 | 0 | 0.095 | 0 |  | --> | C11 ex RINGASKIDDY 110KV | Ringaskiddy 110kv [T42] | BARNAHELY |  | 51.8334 | -8.3452
MV/LV Substation LO***068 |  | 10 kV | _ | LV | 200 kVA :Building Structure | 0.2 | --> | 0.2 | 0.156 | 4.67 |  | --> | 0.19 | 0 | 0 | 0.196 | 0 |  | --> | C28 ex CENTRE PARK ROAD | Marina [T105,T106] | MARINA |  | 51.8951 | -8.4452
MV/LV Substation CA***068X |  | 10 kV | _ | LV | 400 kVA :Kiosk Substation | 0.4 | --> | 0.4 | 0 | 0 | Constrained, otherwise capacity available =270 kVA | --> | 0.38 | 0 | 0.014 | 0.387 | 0 |  | --> | C21 ex BALLINCOLLIG | Ballincollig [T41,T42] | KILBARRY |  | 51.8868 | -8.5855
MV/LV Substation BR***068Y |  | 10 kV | _ | LV | 400 kVA :Kiosk Substation | 0.4 | --> | 0.4 | 0 | 0 | Constrained, otherwise capacity available =225 kVA | --> | 0.38 | 0 | 0.089 | 0.337 | 0 |  | --> | C17 ex DOUGLAS | Douglas [T41,T42] | TRABEG |  | 51.8612 | -8.4358
MV/LV Substation MO***069 |  | 10 kV | _ | LV | 200 kVA :Building Structure | 0.2 | --> | 0.2 | 0.119 | 4.67 |  | --> | 0.19 | 0 | 0 | 0.201 | 0 |  | --> | C28 ex CENTRE PARK ROAD | Marina [T105,T106] | MARINA |  | 51.8958 | -8.4454
MV/LV Substation ST***069Z |  | 10 kV | _ | LV | 1000 kVA :Building Structure | 1 | --> | 1 | 0.5 | 5.49 |  | --> | 0.95 | 0 | 0 | 0.5 | 0 |  | --> | C11 ex TRABEG | Trabeg [T101,T102] | TRABEG |  | 51.8881 | -8.4604
MV/LV Substation DO***070X |  | 10 kV | _ | LV | 400 kVA :Kiosk Substation | 0.4 | --> | 0.4 | 0 | 0 | Constrained, otherwise capacity available =330 kVA | --> | 0.38 | 0 | 0.012 | 0.381 | 0 |  | --> | C21 ex BISHOPSTOWN | Bishopstown [T41,T42] | KILBARRY |  | 51.8774 | -8.5125
MV/LV Substation SE***070Y |  | 10 kV | _ | LV | 50 kVA :Pole Substation | 0.05 | --> | 0.05 | 0.039 | 4.3 |  | --> | 0.048 | 0 | 0 | 0.049 | 0 |  | --> | C19 ex RINGASKIDDY 110KV | Ringaskiddy 110kv [T42] | BARNAHELY |  | 51.852 | -8.3351
MV/LV Substation RO***071Z |  | 10 kV | _ | LV | 400 kVA :Kiosk Substation | 0.4 | --> | 0.4 | 0 | 0 | Constrained, otherwise capacity available =385 kVA | --> | 0.38 | 0 | 0 | 0.382 | 0 |  | --> | C16 ex DOUGLAS | Douglas [T41,T42] | TRABEG |  | 51.8939 | -8.4195
MV/LV Substation EL***072 |  | 10 kV | _ | LV | 1000 kVA :Building Structure | 1 | --> | 1 | 0.5 | 4.67 |  | --> | 0.95 | 0 | 0 | 0.5 | 0 |  | --> | C25 ex CENTRE PARK ROAD | Marina [T105,T106] | MARINA |  | 51.8986 | -8.4556
MV/LV Substation NB***072X |  | 10 kV | _ | LV | 630 kVA :Kiosk Substation | 0.63 | --> | 0.63 | 0 | 0 | Constrained, otherwise capacity available =478 kVA | --> | 0.598 | 0 | 0.011 | 0.5 | 0 |  | --> | C22 ex BISHOPSTOWN | Bishopstown [T41,T42] | KILBARRY |  | 51.8768 | -8.539
MV/LV Substation WY***072Y |  | 10 kV | _ | LV | 100 kVA :Pole Substation | 0.1 | --> | 0.1 | 0 | 0 | Constrained, otherwise capacity available =83 kVA | --> | 0.095 | 0 | 0.004 | 0.094 | 0 |  | --> | C12 ex BISHOPSTOWN | Bishopstown [T41,T42] | KILBARRY |  | 51.8885 | -8.5311
MV/LV Substation SO***074 |  | 10 kV | _ | LV | 400 kVA :Building Structure | 0.4 | --> | 0.4 | 0.377 | 4.67 |  | --> | 0.38 | 0 | 0 | 0.383 | 0 |  | --> | C25 ex CENTRE PARK ROAD | Marina [T105,T106] | MARINA |  | 51.8981 | -8.457
MV/LV Substation GR***074X |  | 10 kV | _ | LV | 400 kVA :Kiosk Substation | 0.4 | --> | 0.4 | 0.296 | 5.49 |  | --> | 0.38 | 0 | 0 | 0.394 | 0 |  | --> | C19 ex TRABEG | Trabeg [T101,T102] | TRABEG |  | 51.8685 | -8.4448
MV/LV Substation PA***075X |  | 10 kV | _ | LV | 630 kVA :Kiosk Substation | 0.63 | --> | 0.63 | 0.434 | 7.88 |  | --> | 0.598 | 0 | 0 | 0.5 | 0 |  | --> | C28 ex LIBERTY STREET | Liberty Street [T101,T102] | LIBERTY STREET |  | 51.8991 | -8.4752
MV/LV Substation BR***075Z |  | 10 kV | _ | LV | 400 kVA :Kiosk Substation | 0.4 | --> | 0.4 | 0 | 0 | Constrained, otherwise capacity available =298 kVA | --> | 0.38 | 0 | 0.051 | 0.356 | 0 |  | --> | C12 ex CARRIGALINE | Carrigaline [T41,T42] | BARNAHELY |  | 51.8212 | -8.382
MV/LV Substation AL***076 |  | 10 kV | _ | LV | 630 kVA :Building Structure | 0.63 | --> | 0.63 | 0.5 | 4.67 |  | --> | 0.598 | 0 | 0 | 0.5 | 0 |  | --> | C25 ex CENTRE PARK ROAD | Marina [T105,T106] | MARINA |  | 51.8973 | -8.4613
MV/LV Substation FU***077 |  | 10 kV | _ | LV | 400 kVA :Building Structure | 0.4 | --> | 0.4 | 0.383 | 4.67 |  | --> | 0.38 | 0 | 0 | 0.382 | 0 |  | --> | C25 ex CENTRE PARK ROAD | Marina [T105,T106] | MARINA |  | 51.8984 | -8.458
MV/LV Substation HO***077X |  | 10 kV | _ | LV | 200 kVA :Kiosk Substation | 0.2 | --> | 0.2 | 0.11 | 5.49 |  | --> | 0.19 | 0 | 0 | 0.202 | 0 |  | --> | C19 ex TRABEG | Trabeg [T101,T102] | TRABEG |  | 51.866 | -8.4515
MV/LV Substation OA***077Y |  | 10 kV | _ | LV | 400 kVA :Kiosk Substation | 0.4 | --> | 0.4 | 0 | 0 | Constrained, otherwise capacity available =346 kVA | --> | 0.38 | 0 | 0 | 0.387 | 0 |  | --> | C21 ex BALLINCOLLIG | Ballincollig [T41,T42] | KILBARRY |  | 51.8837 | -8.5928
MV/LV Substation DU***077Z |  | 10 kV | _ | LV | 200 kVA :Kiosk Substation | 0.2 | --> | 0.2 | 0.121 | 5.49 |  | --> | 0.19 | 0 | 0.034 | 0.175 | 0 |  | --> | C17 ex TRABEG | Trabeg [T101,T102] | TRABEG |  | 51.8657 | -8.4648
MV/LV Substation DU***078Z |  | 10 kV | _ | LV | 200 kVA :Kiosk Substation | 0.2 | --> | 0.2 | 0.126 | 5.49 |  | --> | 0.19 | 0 | 0.013 | 0.19 | 0 |  | --> | C17 ex TRABEG | Trabeg [T101,T102] | TRABEG |  | 51.8664 | -8.4696
MV/LV Substation CU***079X |  | 10 kV | _ | LV | 630 kVA :Building Structure | 0.63 | --> | 0.63 | 0 | 0 | Constrained, otherwise capacity available =313 kVA | --> | 0.598 | 0 | 0.068 | 0.5 | 0 |  | --> | C20 ex BISHOPSTOWN | Bishopstown [T41,T42] | KILBARRY |  | 51.8808 | -8.5211
MV/LV Substation HO***079Y |  | 10 kV | _ | LV | 50 kVA :Pole Substation | 0.05 | --> | 0.05 | 0 | 0 |  | --> | 0.048 | 0 | 0.005 | 0.054 | 0 |  | --> | C12 ex BALLINCOLLIG | Ballincollig [T41,T42] | KILBARRY |  | 51.8864 | -8.6094
MV/LV Substation PO***080X |  | 10 kV | _ | LV | 400 kVA :Kiosk Substation | 0.4 | --> | 0.4 | 0 | 0 | Constrained, otherwise capacity available =357 kVA | --> | 0.38 | 0 | 0.035 | 0 | 0 | Constrained, otherwise capacity available =360 kW | --> | C19 ex KILMONEY | Kilmoney [T41,T42] | TRABEG |  | 51.8158 | -8.3951
MV/LV Substation CL***080Z |  | 20 kV | _ | LV | 630 kVA :Kiosk Substation | 0.63 | --> | 0.63 | 0.5 | 17.47 |  | --> | 0.598 | 0 | 0.037 | 0.5 | 0 |  | --> | E13 ex COOLROE | Coolroe [T121,T122] | COOLROE |  | 51.8857 | -8.6283
MV/LV Substation NO***081Z |  | 20 kV | _ | LV | 400 kVA :Kiosk Substation | 0.4 | --> | 0.4 | 0.242 | 17.47 |  | --> | 0.38 | 0 | 0.086 | 0.337 | 0 |  | --> | E13 ex COOLROE | Coolroe [T121,T122] | COOLROE |  | 51.8855 | -8.6249
MV/LV Substation SK***082 |  | 10 kV | _ | LV | 400 kVA :Kiosk Substation | 0.4 | --> | 0.4 | 0 | 0 | Constrained, otherwise capacity available =233 kVA | --> | 0.38 | 0 | 0.039 | 0.373 | 0 |  | --> | C16 ex DOUGLAS | Douglas [T41,T42] | TRABEG |  | 51.888 | -8.42
MV/LV Substation MA***082X |  | 10 kV | _ | LV | 400 kVA :Building Structure | 0.4 | --> | 0.4 | 0.372 | 7.88 |  | --> | 0.38 | 0 | 0 | 0.384 | 0 |  | --> | C19 ex LIBERTY STREET | Liberty Street [T101,T102] | LIBERTY STREET |  | 51.8984 | -8.4831
MV/LV Substation KI***082Z |  | 10 kV | _ | LV | 400 kVA :Building Structure | 0.4 | --> | 0.4 | 0 | 0 | Constrained, otherwise capacity available =127 kVA | --> | 0.38 | 0 | 0 | 0.416 | 0 |  | --> | C13 ex DENNEHYS CROSS | Dennehys Cross [T41,T42] | TRABEG |  | 51.8937 | -8.5094
MV/LV Substation OA***083Y |  | 10 kV | _ | LV | 50 kVA :Pole Substation | 0.05 | --> | 0.05 | 0 | 0 | Constrained, otherwise capacity available =28 kVA | --> | 0.048 | 0 | 0.01 | 0.043 | 0 |  | --> | C17 ex BISHOPSTOWN | Bishopstown [T41,T42] | KILBARRY |  | 51.8907 | -8.5604
MV/LV Substation CL***083Z |  | 10 kV | _ | LV | 200 kVA :Kiosk Substation | 0.2 | --> | 0.2 | 0 | 0 | Constrained, otherwise capacity available =110 kVA | --> | 0.19 | 0 | 0.022 | 0 | 0 | Constrained, otherwise capacity available =186 kW | --> | C22 ex KILMONEY | Kilmoney [T41,T42] | TRABEG |  | 51.8088 | -8.4054
MV/LV Substation TH***084Y |  | 10 kV | _ | LV | 630 kVA :Kiosk Substation | 0.63 | --> | 0.63 | 0 | 0 | Constrained, otherwise capacity available =391 kVA | --> | 0.598 | 0 | 0 | 0.5 | 0 |  | --> | C21 ex BALLINCOLLIG | Ballincollig [T41,T42] | KILBARRY |  | 51.8872 | -8.5912
MV/LV Substation CA***084Z |  | 10 kV | _ | LV | 200 kVA :Kiosk Substation | 0.2 | --> | 0.2 | 0 | 0 | Constrained, otherwise capacity available =137 kVA | --> | 0.19 | 0 | 0 | 0.198 | 0 |  | --> | C15 ex CARRIGALINE | Carrigaline [T41,T42] | BARNAHELY |  | 51.8158 | -8.3925
MV/LV Substation BE***085 |  | 10 kV | _ | LV | 400 kVA :Kiosk Substation | 0.4 | --> | 0.4 | 0 | 0 | Constrained, otherwise capacity available =238 kVA | --> | 0.38 | 0 | 0.109 | 0.321 | 0 |  | --> | C16 ex DOUGLAS | Douglas [T41,T42] | TRABEG |  | 51.8916 | -8.4286
MV/LV Substation ME***085X |  | 10 kV | _ | LV | 400 kVA :Building Structure | 0.4 | --> | 0.4 | 0 | 0 | Constrained, otherwise capacity available =324 kVA | --> | 0.38 | 0 | 0.125 | 0.298 | 0 |  | --> | C11 ex CARRIGALINE | Carrigaline [T41,T42] | BARNAHELY |  | 51.8345 | -8.3684
MV/LV Substation CH***086 |  | 10 kV | _ | LV | 400 kVA :Kiosk Substation | 0.4 | --> | 0.4 | 0.319 | 4.67 |  | --> | 0.38 | 0 | 0.015 | 0.38 | 0 |  | --> | C28 ex CENTRE PARK ROAD | Marina [T105,T106] | MARINA |  | 51.8919 | -8.4339
MV/LV Substation CR***086Y |  | 20 kV | _ | LV | 400 kVA :Kiosk Substation | 0.4 | --> | 0.4 | 0.311 | 17.47 |  | --> | 0.38 | 0 | 0 | 0.392 | 0 |  | --> | E13 ex COOLROE | Coolroe [T121,T122] | COOLROE |  | 51.8691 | -8.6553
MV/LV Substation SO***087 |  | 10 kV | _ | LV | 630 kVA :Kiosk Substation | 0.63 | --> | 0.63 | 0.438 | 4.67 |  | --> | 0.598 | 0 | 0.075 | 0.5 | 0 |  | --> | C28 ex CENTRE PARK ROAD | Marina [T105,T106] | MARINA |  | 51.887 | -8.4425
MV/LV Substation GA***087Z |  | 10 kV | _ | LV | 200 kVA :Kiosk Substation | 0.2 | --> | 0.2 | 0.139 | 6.78 |  | --> | 0.19 | 0 | 0.031 | 0.175 | 0 |  | --> | C26 ex CASTLEVIEW | Castleview [T101,T102] | CASTLEVIEW |  | 51.8981 | -8.4017
MV/LV Substation BA***088 |  | 10 kV | _ | LV | 630 kVA :Building Structure | 0.63 | --> | 0.63 | 0.395 | 4.67 |  | --> | 0.598 | 0 | 0.091 | 0.5 | 0 |  | --> | C28 ex CENTRE PARK ROAD | Marina [T105,T106] | MARINA |  | 51.8894 | -8.445
MV/LV Substation HI***088X |  | 10 kV | _ | LV | 400 kVA :Building Structure | 0.4 | --> | 0.4 | 0.303 | 7.88 |  | --> | 0.38 | 0 | 0 | 0.393 | 0 |  | --> | C23 ex LIBERTY STREET | Liberty Street [T101,T102] | LIBERTY STREET |  | 51.8976 | -8.4696
MV/LV Substation ST***088Z |  | 10 kV | _ | LV | 200 kVA :Kiosk Substation | 0.2 | --> | 0.2 | 0 | 0 | Constrained, otherwise capacity available =153 kVA | --> | 0.19 | 0 | 0 | 0.196 | 0 |  | --> | C21 ex BALLINCOLLIG | Ballincollig [T41,T42] | KILBARRY |  | 51.8858 | -8.5913
MV/LV Substation AS***089 |  | 10 kV | _ | LV | 400 kVA :Kiosk Substation | 0.4 | --> | 0.4 | 0.243 | 4.67 |  | --> | 0.38 | 0 | 0.027 | 0.381 | 0 |  | --> | C20 ex CENTRE PARK ROAD | Marina [T105,T106] | MARINA |  | 51.8938 | -8.4529
MV/LV Substation CA***089X |  | 10 kV | _ | LV | 630 kVA :Kiosk Substation | 0.63 | --> | 0.63 | 0 | 0 | Constrained, otherwise capacity available =528 kVA | --> | 0.598 | 0 | 0.037 | 0.5 | 0 |  | --> | C22 ex BALLINCOLLIG | Ballincollig [T41,T42] | KILBARRY |  | 51.8839 | -8.5969
MV/LV Substation GR***089Z |  | 10 kV | _ | LV | 400 kVA :Building Structure | 0.4 | --> | 0.4 | 0.327 | 5.49 |  | --> | 0.38 | 0 | 0 | 0.39 | 0 |  | --> | C17 ex TRABEG | Trabeg [T101,T102] | TRABEG |  | 51.8699 | -8.4741
MV/LV Substation VI***090 |  | 10 kV | _ | LV | 400 kVA :Building Structure | 0.4 | --> | 0.4 | 0.241 | 4.67 |  | --> | 0.38 | 0 | 0.021 | 0.386 | 0 |  | --> | C20 ex CENTRE PARK ROAD | Marina [T105,T106] | MARINA |  | 51.8917 | -8.4541
MV/LV Substation CA***090X |  | 10 kV | _ | LV | 200 kVA :Kiosk Substation | 0.2 | --> | 0.2 | 0 | 0 | Constrained, otherwise capacity available =147 kVA | --> | 0.19 | 0 | 0.04 | 0.167 | 0 |  | --> | C22 ex BALLINCOLLIG | Ballincollig [T41,T42] | KILBARRY |  | 51.8825 | -8.5956
MV/LV Substation AL***091 |  | 10 kV | _ | LV | 630 kVA :Kiosk Substation | 0.63 | --> | 0.63 | 0.5 | 4.67 |  | --> | 0.598 | 0 | 0.004 | 0.5 | 0 |  | --> | C24 ex CENTRE PARK ROAD | Marina [T105,T106] | MARINA |  | 51.8959 | -8.4621
MV/LV Substation CR***092Y |  | 10 kV | _ | LV | 630 kVA :Kiosk Substation | 0.63 | --> | 0.63 | 0 | 0 | Constrained, otherwise capacity available =478 kVA | --> | 0.598 | 0 | 0 | 0.5 | 0 |  | --> | C21 ex BALLINCOLLIG | Ballincollig [T41,T42] | KILBARRY |  | 51.8873 | -8.5875
MV/LV Substation DU***092Z |  | 10 kV | _ | LV | 200 kVA :Kiosk Substation | 0.2 | --> | 0.2 | 0 | 0 | Constrained, otherwise capacity available =116 kVA | --> | 0.19 | 0 | 0.047 | 0.166 | 0 |  | --> | C15 ex CARRIGALINE | Carrigaline [T41,T42] | BARNAHELY |  | 51.8224 | -8.399
MV/LV Substation IN***093Y |  | 20 kV | _ | LV | 400 kVA :Kiosk Substation | 0.4 | --> | 0.4 | 0.278 | 17.47 |  | --> | 0.38 | 0 | 0.13 | 0.3 | 0 |  | --> | E11 ex COOLROE | Coolroe [T121,T122] | COOLROE |  | 51.8896 | -8.6106
MV/LV Substation SA***094 |  | 10 kV | _ | LV | 630 kVA :Building Structure | 0.63 | --> | 0.63 | 0.329 | 4.67 |  | --> | 0.598 | 0 | 0.005 | 0.5 | 0 |  | --> | C24 ex CENTRE PARK ROAD | Marina [T105,T106] | MARINA |  | 51.8939 | -8.4665
MV/LV Substation FO***094X |  | 10 kV | _ | LV | 50 kVA :Pole Substation | 0.05 | --> | 0.05 | 0 | 0 | Constrained, otherwise capacity available =24 kVA | --> | 0.048 | 0 | 0.006 | 0 | 0 | Constrained, otherwise capacity available =46 kW | --> | C21 ex KILMONEY | Kilmoney [T41,T42] | TRABEG |  | 51.7744 | -8.3145
MV/LV Substation WH***095 |  | 10 kV | _ | LV | 630 kVA :Building Structure | 0.63 | --> | 0.63 | 0.335 | 4.67 |  | --> | 0.598 | 0 | 0 | 0.5 | 0 |  | --> | C24 ex CENTRE PARK ROAD | Marina [T105,T106] | MARINA |  | 51.8936 | -8.47
MV/LV Substation UN***095Z |  | 10 kV | _ | LV | 400 kVA :Building Structure | 0.4 | --> | 0.4 | 0 | 0 | Constrained, otherwise capacity available =312 kVA | --> | 0.38 | 0 | 0 | 0.392 | 0 |  | --> | C18 ex DENNEHYS CROSS | Dennehys Cross [T41,T42] | TRABEG |  | 51.8906 | -8.526
MV/LV Substation S.***096 |  | 10 kV | _ | LV | 630 kVA :Building Structure | 0.63 | --> | 0.63 | 0.5 | 7.88 |  | --> | 0.598 | 0 | 0.01 | 0.5 | 0 |  | --> | C14 ex LIBERTY STREET | Liberty Street [T101,T102] | LIBERTY STREET |  | 51.8938 | -8.4702
MV/LV Substation CH***096X |  | 10 kV | _ | LV | 400 kVA :Building Structure | 0.4 | --> | 0.4 | 0 | 0 | Constrained, otherwise capacity available =341 kVA | --> | 0.38 | 0 | 0.03 | 0.366 | 0 |  | --> | C22 ex BALLINCOLLIG | Ballincollig [T41,T42] | KILBARRY |  | 51.8852 | -8.593
MV/LV Substation MA***096Z |  | 10 kV | _ | LV | 200 kVA :Kiosk Substation | 0.2 | --> | 0.2 | 0 | 0 | Constrained, otherwise capacity available =162 kVA | --> | 0.19 | 0 | 0.003 | 0.193 | 0 |  | --> | C18 ex DOUGLAS | Douglas [T41,T42] | TRABEG |  | 51.8748 | -8.431
MV/LV Substation CR***097 |  | 10 kV | _ | LV | 630 kVA :Kiosk Substation | 0.63 | --> | 0.63 | 0.344 | 7.88 |  | --> | 0.598 | 0 | 0.008 | 0.5 | 0 |  | --> | C22 ex LIBERTY STREET | Liberty Street [T101,T102] | LIBERTY STREET |  | 51.8925 | -8.4737
MV/LV Substation ME***097Y |  | 10 kV | _ | LV | 200 kVA :Kiosk Substation | 0.2 | --> | 0.2 | 0 | 0 | Constrained, otherwise capacity available =146 kVA | --> | 0.19 | 0 | 0.025 | 0.179 | 0 |  | --> | C21 ex BISHOPSTOWN | Bishopstown [T41,T42] | KILBARRY |  | 51.8807 | -8.5272
MV/LV Substation RE***098 |  | 10 kV | _ | LV | 630 kVA :Building Structure | 0.63 | --> | 0.63 | 0.219 | 7.88 |  | --> | 0.598 | 0 | 0.018 | 0.5 | 0 |  | --> | C17 ex LIBERTY STREET | Liberty Street [T101,T102] | LIBERTY STREET |  | 51.8937 | -8.4775
MV/LV Substation TR***098X |  | 10 kV | _ | LV | 400 kVA :Building Structure | 0.4 | --> | 0.4 | 0 | 0 | Constrained, otherwise capacity available =305 kVA | --> | 0.38 | 0 | 0.003 | 0.388 | 0 |  | --> | C17 ex TOGHER | Togher [T41,T42] | TRABEG |  | 51.8776 | -8.481
MV/LV Substation CR***100 |  | 10 kV | _ | LV | 630 kVA :Building Structure | 0.63 | --> | 0.63 | 0.364 | 7.88 |  | --> | 0.598 | 0 | 0 | 0.5 | 0 |  | --> | C22 ex LIBERTY STREET | Liberty Street [T101,T102] | LIBERTY STREET |  | 51.8954 | -8.4791
MV/LV Substation MC***100X |  | 10 kV | _ | LV | 100 kVA :Pole Substation | 0.1 | --> | 0.1 | 0.093 | 5.49 |  | --> | 0.095 | 0 | 0 | 0.096 | 0 |  | --> | C17 ex TRABEG | Trabeg [T101,T102] | TRABEG |  | 51.8671 | -8.4781
MV/LV Substation HE***100Z |  | 10 kV | _ | LV | 200 kVA :Kiosk Substation | 0.2 | --> | 0.2 | 0 | 0 | Constrained, otherwise capacity available =139 kVA | --> | 0.19 | 0 | 0.02 | 0.183 | 0 |  | --> | C12 ex CARRIGALINE | Carrigaline [T41,T42] | BARNAHELY |  | 51.8221 | -8.389
MV/LV Substation CL***101 |  | 10 kV | _ | LV | 400 kVA :Building Structure | 0.4 | --> | 0.4 | 0.321 | 7.88 |  | --> | 0.38 | 0 | 0 | 0.391 | 0 |  | --> | C22 ex LIBERTY STREET | Liberty Street [T101,T102] | LIBERTY STREET |  | 51.8959 | -8.4786
MV/LV Substation QU***101X |  | 10 kV | _ | LV | 400 kVA :Building Structure | 0.4 | --> | 0.4 | 0.384 | 5.49 |  | --> | 0.38 | 0 | 0 | 0.382 | 0 |  | --> | C11 ex TRABEG | Trabeg [T101,T102] | TRABEG |  | 51.891 | -8.4695
MV/LV Substation VI***102X |  | 10 kV | _ | LV | 630 kVA :Building Structure | 0.63 | --> | 0.63 | 0.5 | 7.88 |  | --> | 0.598 | 0 | 0.016 | 0.5 | 0 |  | --> | C13 ex LIBERTY STREET | Liberty Street [T101,T102] | LIBERTY STREET |  | 51.8979 | -8.4727
MV/LV Substation SP***102Z |  | 10 kV | _ | LV | 400 kVA :Building Structure | 0.4 | --> | 0.4 | 0 | 0 | Constrained, otherwise capacity available =301 kVA | --> | 0.38 | 0 | 0.02 | 0.378 | 0 |  | --> | C17 ex DOUGLAS | Douglas [T41,T42] | TRABEG |  | 51.8608 | -8.4366
MV/LV Substation BA***103 |  | 10 kV | _ | LV | 630 kVA :Building Structure | 0.63 | --> | 0.63 | 0.291 | 7.88 |  | --> | 0.598 | 0 | 0 | 0.5 | 0 |  | --> | C19 ex LIBERTY STREET | Liberty Street [T101,T102] | LIBERTY STREET |  | 51.8957 | -8.4893
MV/LV Substation PH***104 |  | 10 kV | _ | LV | 630 kVA :Building Structure | 0.63 | --> | 0.63 | 0 | 0 | Constrained, otherwise capacity available =378 kVA | --> | 0.598 | 0 | 0.014 | 0.5 | 0 |  | --> | C12 ex DENNEHYS CROSS | Dennehys Cross [T41,T42] | TRABEG |  | 51.8925 | -8.4843
MV/LV Substation CO***105 |  | 10 kV | _ | LV | 400 kVA :Building Structure | 0.4 | --> | 0.4 | 0.238 | 7.88 |  | --> | 0.38 | 0 | 0.114 | 0.31 | 0 |  | --> | C18 ex LIBERTY STREET | Liberty Street [T101,T102] | LIBERTY STREET |  | 51.8909 | -8.4977
MV/LV Substation SP***106Z |  | 20 kV | _ | LV | 50 kVA :Pole Substation | 0.05 | --> | 0.05 | 0 | 0 | Constrained, otherwise capacity available =35 kVA | --> | 0.048 | 0 | 0 | 0 | 0 | Constrained, otherwise capacity available =50 kW | --> | C15 ex KILMONEY | Kilmoney [T41,T42] | TRABEG |  | 51.8202 | -8.5285
MV/LV Substation DO***107 |  | 10 kV | _ | LV | 630 kVA :Building Structure | 0.63 | --> | 0.63 | 0 | 0 | Constrained, otherwise capacity available =340 kVA | --> | 0.598 | 0 | 0.024 | 0.5 | 0 |  | --> | C12 ex DENNEHYS CROSS | Dennehys Cross [T41,T42] | TRABEG |  | 51.8894 | -8.4926
MV/LV Substation GL***108 |  | 10 kV | _ | LV | 400 kVA :Building Structure | 0.4 | --> | 0.4 | 0 | 0 | Constrained, otherwise capacity available =270 kVA | --> | 0.38 | 0 | 0.025 | 0.379 | 0 |  | --> | C19 ex DENNEHYS CROSS | Dennehys Cross [T41,T42] | TRABEG |  | 51.8864 | -8.4975
MV/LV Substation IN***108X |  | 10 kV | _ | LV | 50 kVA :Pole Substation | 0.05 | --> | 0.05 | 0 | 0 | Constrained, otherwise capacity available =40 kVA | --> | 0.048 | 0 | 0 | 0.049 | 0 |  | --> | C15 ex BISHOPSTOWN | Bishopstown [T41,T42] | KILBARRY |  | 51.8952 | -8.531
MV/LV Substation VE***108Y |  | 10 kV | _ | LV | 50 kVA :Pole Substation | 0.05 | --> | 0.05 | 0.05 | 5.49 |  | --> | 0.048 | 0 | 0 | 0.048 | 0 |  | --> | C18 ex TRABEG | Trabeg [T101,T102] | TRABEG |  | 51.8721 | -8.4574
MV/LV Substation UN***108Z |  | 10 kV | _ | LV | 400 kVA :Building Structure | 0.4 | --> | 0.4 | 0 | 0 | Constrained, otherwise capacity available =354 kVA | --> | 0.38 | 0 | 0 | 0.386 | 0 |  | --> | C22 ex BISHOPSTOWN | Bishopstown [T41,T42] | KILBARRY |  | 51.8744 | -8.5414
MV/LV Substation AS***109 |  | 10 kV | _ | LV | 400 kVA :Kiosk Substation | 0.4 | --> | 0.4 | 0 | 0 | Constrained, otherwise capacity available =211 kVA | --> | 0.38 | 0 | 0.039 | 0.376 | 0 |  | --> | C19 ex DENNEHYS CROSS | Dennehys Cross [T41,T42] | TRABEG |  | 51.8858 | -8.4938
MV/LV Substation UC***110 |  | 10 kV | _ | LV | 630 kVA :Building Structure | 0.63 | --> | 0.63 | 0 | 0 | Constrained, otherwise capacity available =506 kVA | --> | 0.598 | 0 | 0.01 | 0.5 | 0 |  | --> | C17 ex DENNEHYS CROSS | Dennehys Cross [T41,T42] | TRABEG |  | 51.8934 | -8.5011
MV/LV Substation J.***110X |  | 10 kV | _ | LV | 630 kVA :Building Structure | 0.63 | --> | 0.63 | 0 | 0 | Constrained, otherwise capacity available =463 kVA | --> | 0.598 | 0 | 0 | 0 | 0 | Constrained, otherwise capacity available =621 kW | --> | C24 ex KILMONEY | Kilmoney [T41,T42] | TRABEG |  | 51.8239 | -8.4451
MV/LV Substation BR***110Y |  | 10 kV | _ | LV | 400 kVA :Building Structure | 0.4 | --> | 0.4 | 0 | 0 | Constrained, otherwise capacity available =387 kVA | --> | 0.38 | 0 | 0 | 0.382 | 0 |  | --> | C14 ex TOGHER | Togher [T41,T42] | TRABEG |  | 51.8742 | -8.4878
MV/LV Substation BE***111X |  | 10 kV | _ | LV | 200 kVA :Kiosk Substation | 0.2 | --> | 0.2 | 0 | 0 | Constrained, otherwise capacity available =128 kVA | --> | 0.19 | 0 | 0.025 | 0.181 | 0 |  | --> | C21 ex BALLINCOLLIG | Ballincollig [T41,T42] | KILBARRY |  | 51.8849 | -8.5889
MV/LV Substation DI***111Y |  | 10 kV | _ | LV | 400 kVA :Kiosk Substation | 0.4 | --> | 0.4 | 0 | 0 | Constrained, otherwise capacity available =340 kVA | --> | 0.38 | 0 | 0 | 0.388 | 0 |  | --> | C14 ex TOGHER | Togher [T41,T42] | TRABEG |  | 51.8749 | -8.4907
MV/LV Substation MO***112 |  | 10 kV | _ | LV | 400 kVA :Kiosk Substation | 0.4 | --> | 0.4 | 0 | 0 | Constrained, otherwise capacity available =129 kVA | --> | 0.38 | 0 | 0.068 | 0.365 | 0 |  | --> | C18 ex DENNEHYS CROSS | Dennehys Cross [T41,T42] | TRABEG |  | 51.8885 | -8.5148
MV/LV Substation HI***113X |  | 10 kV | _ | LV | 630 kVA :Kiosk Substation | 0.63 | --> | 0.63 | 0.488 | 5.49 |  | --> | 0.598 | 0 | 0.033 | 0.5 | 0 |  | --> | C19 ex TRABEG | Trabeg [T101,T102] | TRABEG |  | 51.8656 | -8.4407
MV/LV Substation GR***113Y |  | 10 kV | _ | LV | 200 kVA :Pole Substation | 0.2 | --> | 0.2 | 0 | 0 | Constrained, otherwise capacity available =42 kVA | --> | 0.19 | 0 | 0 | 0.21 | 0 |  | --> | C11 ex BISHOPSTOWN | Bishopstown [T41,T42] | KILBARRY |  | 51.8935 | -8.5332
MV/LV Substation MO***114 |  | 10 kV | _ | LV | 630 kVA :Building Structure | 0.63 | --> | 0.63 | 0.271 | 7.88 |  | --> | 0.598 | 0 | 0.074 | 0.5 | 0 |  | --> | C20 ex LIBERTY STREET | Liberty Street [T101,T102] | LIBERTY STREET |  | 51.8987 | -8.4817
MV/LV Substation FI***114X |  | 10 kV | _ | LV | 630 kVA :Building Structure | 0.63 | --> | 0.63 | 0 | 0 | Constrained, otherwise capacity available =482 kVA | --> | 0.598 | 0 | 0.034 | 0.5 | 0 |  | --> | C20 ex TOGHER | Togher [T41,T42] | TRABEG |  | 51.8771 | -8.4866
MV/LV Substation BR***114Y |  | 10 kV | _ | LV | 630 kVA :Building Structure | 0.63 | --> | 0.63 | 0.5 | 4.67 |  | --> | 0.598 | 0 | 0.15 | 0.5 | 0 |  | --> | C19 ex CENTRE PARK ROAD | Marina [T105,T106] | MARINA |  | 51.8987 | -8.4701
MV/LV Substation GR***115 |  | 10 kV | _ | LV | 630 kVA :Building Structure | 0.63 | --> | 0.63 | 0.5 | 7.88 |  | --> | 0.598 | 0 | 0 | 0.5 | 0 |  | --> | C25 ex LIBERTY STREET | Liberty Street [T101,T102] | LIBERTY STREET |  | 51.8996 | -8.4829
MV/LV Substation FR***116 |  | 10 kV | _ | LV | 400 kVA :Building Structure | 0.4 | --> | 0.4 | 0.338 | 7.88 |  | --> | 0.38 | 0 | 0 | 0.388 | 0 |  | --> | C25 ex LIBERTY STREET | Liberty Street [T101,T102] | LIBERTY STREET |  | 51.8999 | -8.4819
MV/LV Substation TO***116X |  | 20 kV | _ | LV | 1000 kVA :Building Structure | 1 | --> | 1 | 0.5 | 17.47 |  | --> | 0.95 | 0 | 0 | 0.5 | 0 |  | --> | E11 ex COOLROE | Coolroe [T121,T122] | COOLROE |  | 51.888 | -8.6079
MV/LV Substation SC***116Y |  | 10 kV | _ | LV | 50 kVA :Pole Substation | 0.05 | --> | 0.05 | 0 | 0 | Constrained, otherwise capacity available =44 kVA | --> | 0.048 | 0 | 0 | 0.048 | 0 |  | --> | C22 ex BISHOPSTOWN | Bishopstown [T41,T42] | KILBARRY |  | 51.8868 | -8.5442
MV/LV Substation CO***117 |  | 10 kV | _ | LV | 400 kVA :Building Structure | 0.4 | --> | 0.4 | 0.155 | 7.88 |  | --> | 0.38 | 0 | 0 | 0.412 | 0 |  | --> | C11 ex LIBERTY STREET | Liberty Street [T101,T102] | LIBERTY STREET |  | 51.8997 | -8.4771
MV/LV Substation GE***117X |  | 10 kV | _ | LV | 630 kVA :Building Structure | 0.63 | --> | 0.63 | 0.384 | 7.88 |  | --> | 0.598 | 0 | 0 | 0.5 | 0 |  | --> | C12 ex LIBERTY STREET | Liberty Street [T101,T102] | LIBERTY STREET |  | 51.8947 | -8.4712
MV/LV Substation TH***117Y |  | 10 kV | _ | LV | 400 kVA :Kiosk Substation | 0.4 | --> | 0.4 | 0 | 0 | Constrained, otherwise capacity available =285 kVA | --> | 0.38 | 0 | 0.071 | 0.343 | 0 |  | --> | C22 ex BISHOPSTOWN | Bishopstown [T41,T42] | KILBARRY |  | 51.876 | -8.5286
MV/LV Substation CA***119 |  | 10 kV | _ | LV | 1000 kVA :Building Structure | 1 | --> | 1 | 0.5 | 7.88 |  | --> | 0.95 | 0 | 0 | 0.5 | 0 |  | --> | C21 ex LIBERTY STREET | Liberty Street [T101,T102] | LIBERTY STREET |  | 51.8986 | -8.4736
MV/LV Substation VI***119Z |  | 10 kV | _ | LV | 630 kVA :Building Structure | 0.63 | --> | 0.63 | 0.462 | 4.67 |  | --> | 0.598 | 0 | 0.019 | 0.5 | 0 |  | --> | C25 ex CENTRE PARK ROAD | Marina [T105,T106] | MARINA |  | 51.8978 | -8.4597
MV/LV Substation CA***120 |  | 10 kV | _ | LV | 1000 kVA :Building Structure | 1 | --> | 1 | 0.5 | 7.88 |  | --> | 0.95 | 0 | 0 | 0.5 | 0 |  | --> | C21 ex LIBERTY STREET | Liberty Street [T101,T102] | LIBERTY STREET |  | 51.8986 | -8.4737
MV/LV Substation PE***121 |  | 10 kV | _ | LV | 630 kVA :Building Structure | 0.63 | --> | 0.63 | 0.285 | 7.88 |  | --> | 0.598 | 0 | 0 | 0.5 | 0 |  | --> | C23 ex LIBERTY STREET | Liberty Street [T101,T102] | LIBERTY STREET |  | 51.9 | -8.4715
MV/LV Substation GL***121X |  | 10 kV | _ | LV | 200 kVA :Kiosk Substation | 0.2 | --> | 0.2 | 0 | 0 | Constrained, otherwise capacity available =170 kVA | --> | 0.19 | 0 | 0 | 0.194 | 0 |  | --> | C21 ex BISHOPSTOWN | Bishopstown [T41,T42] | KILBARRY |  | 51.883 | -8.5279
MV/LV Substation EL***121Y |  | 10 kV | _ | LV | 100 kVA :Pole Substation | 0.1 | --> | 0.1 | 0 | 0 | Constrained, otherwise capacity available =79 kVA | --> | 0.095 | 0 | 0 | 0.098 | 0 |  | --> | C17 ex DOUGLAS | Douglas [T41,T42] | TRABEG |  | 51.8481 | -8.4567
MV/LV Substation SO***122Z |  | 10 kV | _ | LV | 200 kVA :Kiosk Substation | 0.2 | --> | 0.2 | 0.159 | 5.49 |  | --> | 0.19 | 0 | 0 | 0.196 | 0 |  | --> | C14 ex TRABEG | Trabeg [T101,T102] | TRABEG |  | 51.873 | -8.4768
MV/LV Substation ST***123 |  | 10 kV | _ | LV | 630 kVA :Building Structure | 0.63 | --> | 0.63 | 0.308 | 7.88 |  | --> | 0.598 | 0 | 0 | 0.5 | 0 |  | --> | C11 ex LIBERTY STREET | Liberty Street [T101,T102] | LIBERTY STREET |  | 51.8981 | -8.4769
MV/LV Substation BO***123X |  | 10 kV | _ | LV | 400 kVA :Kiosk Substation | 0.4 | --> | 0.4 | 0.223 | 4.67 |  | --> | 0.38 | 0 | 0.087 | 0.339 | 0 |  | --> | C20 ex CENTRE PARK ROAD | Marina [T105,T106] | MARINA |  | 51.8922 | -8.4596
MV/LV Substation BE***124 |  | 10 kV | _ | LV | 1000 kVA :Building Structure | 1 | --> | 1 | 0.5 | 7.88 |  | --> | 0.95 | 0 | 0 | 0.5 | 0 |  | --> | C14 ex LIBERTY STREET | Liberty Street [T101,T102] | LIBERTY STREET |  | 51.897 | -8.4771
MV/LV Substation BA***124Y |  | 10 kV | _ | LV | 50 kVA :Pole Substation | 0.05 | --> | 0.05 | 0 | 0 | Constrained, otherwise capacity available =47 kVA | --> | 0.048 | 0 | 0 | 0 | 0 | Constrained, otherwise capacity available =48 kW | --> | C21 ex KILMONEY | Kilmoney [T41,T42] | TRABEG |  | 51.7391 | -8.3993
MV/LV Substation WA***125 |  | 10 kV | _ | LV | 630 kVA :Building Structure | 0.63 | --> | 0.63 | 0.256 | 7.88 |  | --> | 0.598 | 0 | 0 | 0.5 | 0 |  | --> | C19 ex LIBERTY STREET | Liberty Street [T101,T102] | LIBERTY STREET |  | 51.8971 | -8.4815
MV/LV Substation CA***125Z |  | 10 kV | _ | LV | 50 kVA :Pole Substation | 0.05 | --> | 0.05 | 0 | 0 | Constrained, otherwise capacity available =50 kVA | --> | 0.048 | 0 | 0 | 0.048 | 0 |  | --> | C11 ex BISHOPSTOWN | Bishopstown [T41,T42] | KILBARRY |  | 51.8936 | -8.528
MV/LV Substation LI***126 |  | 10 kV | _ | LV | 630 kVA :Building Structure | 0.63 | --> | 0.63 | 0.378 | 7.88 |  | --> | 0.598 | 0 | 0 | 0.5 | 0 |  | --> | C28 ex LIBERTY STREET | Liberty Street [T101,T102] | LIBERTY STREET |  | 51.8981 | -8.478
MV/LV Substation OR***126X |  | 20 kV | _ | LV | 400 kVA :Building Structure | 0.4 | --> | 0.4 | 0.382 | 17.47 |  | --> | 0.38 | 0 | 0 | 0.382 | 0 |  | --> | E12 ex COOLROE | Coolroe [T121,T122] | COOLROE |  | 51.8829 | -8.635
MV/LV Substation KI***126Z |  | 10 kV | _ | LV | 400 kVA :Building Structure | 0.4 | --> | 0.4 | 0 | 0 | Constrained, otherwise capacity available =340 kVA | --> | 0.38 | 0 | 0 | 0.388 | 0 |  | --> | C17 ex TOGHER | Togher [T41,T42] | TRABEG |  | 51.879 | -8.4638
MV/LV Substation RO***127 |  | 10 kV | _ | LV | 1000 kVA :Building Structure | 1 | --> | 1 | 0.5 | 7.88 |  | --> | 0.95 | 0 | 0.006 | 0.5 | 0 |  | --> | C13 ex LIBERTY STREET | Liberty Street [T101,T102] | LIBERTY STREET |  | 51.8966 | -8.4737
MV/LV Substation TH***127X |  | 10 kV | _ | LV | 200 kVA :Kiosk Substation | 0.2 | --> | 0.2 | 0.122 | 5.49 |  | --> | 0.19 | 0 | 0.064 | 0.153 | 0 |  | --> | C17 ex TRABEG | Trabeg [T101,T102] | TRABEG |  | 51.8676 | -8.4648
MV/LV Substation MA***127Y |  | 10 kV | _ | LV | 400 kVA :Kiosk Substation | 0.4 | --> | 0.4 | 0.287 | 4.3 |  | --> | 0.38 | 0 | 0.004 | 0.392 | 0 |  | --> | C11 ex RINGASKIDDY 110KV | Ringaskiddy 110kv [T42] | BARNAHELY |  | 51.8657 | -8.3409
MV/LV Substation PE***128 |  | 10 kV | _ | LV | 630 kVA :Building Structure | 0.63 | --> | 0.63 | 0.498 | 7.88 |  | --> | 0.598 | 0 | 0 | 0.5 | 0 |  | --> | C24 ex LIBERTY STREET | Liberty Street [T101,T102] | LIBERTY STREET |  | 51.8977 | -8.4702
MV/LV Substation WE***128Z |  | 10 kV | _ | LV | 200 kVA :Building Structure | 0.2 | --> | 0.2 | 0 | 0 | Constrained, otherwise capacity available =75 kVA | --> | 0.19 | 0 | 0 | 0.202 | 0 |  | --> | C21 ex BALLINCOLLIG | Ballincollig [T41,T42] | KILBARRY |  | 51.8859 | -8.5877
MV/LV Substation FR***129 |  | 10 kV | _ | LV | 630 kVA :Building Structure | 0.63 | --> | 0.63 | 0.446 | 7.88 |  | --> | 0.598 | 0 | 0 | 0.5 | 0 |  | --> | C24 ex LIBERTY STREET | Liberty Street [T101,T102] | LIBERTY STREET |  | 51.8964 | -8.4704
MV/LV Substation CU***129Z |  | 10 kV | _ | LV | 400 kVA :Kiosk Substation | 0.4 | --> | 0.4 | 0.297 | 5.49 |  | --> | 0.38 | 0 | 0.04 | 0.364 | 0 |  | --> | C17 ex TRABEG | Trabeg [T101,T102] | TRABEG |  | 51.8641 | -8.4722
MV/LV Substation CA***130 |  | 10 kV | _ | LV | 630 kVA :Building Structure | 0.63 | --> | 0.63 | 0.332 | 7.88 |  | --> | 0.598 | 0 | 0 | 0.5 | 0 |  | --> | C23 ex LIBERTY STREET | Liberty Street [T101,T102] | LIBERTY STREET |  | 51.8986 | -8.4693
MV/LV Substation SH***130Z |  | 10 kV | _ | LV | 50 kVA :Pole Substation | 0.05 | --> | 0.05 | 0 | 0 | Constrained, otherwise capacity available =49 kVA | --> | 0.048 | 0 | 0 | 0.048 | 0 |  | --> | C16 ex CARRIGALINE | Carrigaline [T41,T42] | BARNAHELY |  | 51.8319 | -8.389
MV/LV Substation DE***131 |  | 10 kV | _ | LV | 630 kVA :Building Structure | 0.63 | --> | 0.63 | 0.498 | 4.67 |  | --> | 0.598 | 0 | 0.017 | 0.5 | 0 |  | --> | C19 ex CENTRE PARK ROAD | Marina [T105,T106] | MARINA |  | 51.8991 | -8.466
MV/LV Substation BE***132 |  | 10 kV | _ | LV | 1000 kVA :Building Structure | 1 | --> | 1 | 0.492 | 7.88 |  | --> | 0.95 | 0 | 0.025 | 0.5 | 0 |  | --> | C23 ex LIBERTY STREET | Liberty Street [T101,T102] | LIBERTY STREET |  | 51.8979 | -8.4681
MV/LV Substation TH***132Y |  | 10 kV | _ | LV | 400 kVA :Kiosk Substation | 0.4 | --> | 0.4 | 0 | 0 | Constrained, otherwise capacity available =320 kVA | --> | 0.38 | 0 | 0.053 | 0.352 | 0 |  | --> | C21 ex DOUGLAS | Douglas [T41,T42] | TRABEG |  | 51.8755 | -8.3924
MV/LV Substation AN***133 |  | 10 kV | _ | LV | 630 kVA :Building Structure | 0.63 | --> | 0.63 | 0.288 | 4.67 |  | --> | 0.598 | 0 | 0 | 0.5 | 0 |  | --> | C14 ex CENTRE PARK ROAD | Marina [T105,T106] | MARINA |  | 51.8968 | -8.4665
MV/LV Substation CA***133Y |  | 10 kV | _ | LV | 400 kVA :Building Structure | 0.4 | --> | 0.4 | 0 | 0 | Constrained, otherwise capacity available =242 kVA | --> | 0.38 | 0 | 0.026 | 0.382 | 0 |  | --> | C17 ex CARRIGALINE | Carrigaline [T41,T42] | BARNAHELY |  | 51.8084 | -8.3699
MV/LV Substation WI***134 |  | 10 kV | _ | LV | 400 kVA :Kiosk Substation | 0.4 | --> | 0.4 | 0.231 | 5.49 |  | --> | 0.38 | 0 | 0 | 0.402 | 0 |  | --> | C11 ex TRABEG | Trabeg [T101,T102] | TRABEG |  | 51.8911 | -8.4682
MV/LV Substation BE***134X |  | 20 kV | _ | LV | 50 kVA :Pole Substation | 0.05 | --> | 0.05 | 0 | 0 | Constrained, otherwise capacity available =31 kVA | --> | 0.048 | 0 | 0.031 | 0 | 0 | Constrained, otherwise capacity available =27 kW | --> | C15 ex KILMONEY | Kilmoney [T41,T42] | TRABEG |  | 51.745 | -8.4936
MV/LV Substation CA***135 |  | 10 kV | _ | LV | 400 kVA :Kiosk Substation | 0.4 | --> | 0.4 | 0.116 | 5.49 |  | --> | 0.38 | 0 | 0.068 | 0.366 | 0 |  | --> | C11 ex TRABEG | Trabeg [T101,T102] | TRABEG |  | 51.8902 | -8.463
MV/LV Substation TH***135X |  | 10 kV | _ | LV | 400 kVA :Kiosk Substation | 0.4 | --> | 0.4 | 0 | 0 | Constrained, otherwise capacity available =348 kVA | --> | 0.38 | 0 | 0.033 | 0.363 | 0 |  | --> | C17 ex CARRIGALINE | Carrigaline [T41,T42] | BARNAHELY |  | 51.8148 | -8.375
MV/LV Substation ST***136 |  | 10 kV | _ | LV | 400 kVA :Kiosk Substation | 0.4 | --> | 0.4 | 0 | 5.49 |  | --> | 0.38 | 0 | 0 | 0.434 | 0 |  | --> | C11 ex TRABEG | Trabeg [T101,T102] | TRABEG |  | 51.8888 | -8.4592
MV/LV Substation WI***136X |  | 10 kV | _ | LV | 200 kVA :Kiosk Substation | 0.2 | --> | 0.2 | 0 | 0 | Constrained, otherwise capacity available =141 kVA | --> | 0.19 | 0 | 0.005 | 0.194 | 0 |  | --> | C20 ex DENNEHYS CROSS | Dennehys Cross [T41,T42] | TRABEG |  | 51.8792 | -8.5049
MV/LV Substation TU***137 |  | 10 kV | _ | LV | 630 kVA :Kiosk Substation | 0.63 | --> | 0.63 | 0.306 | 5.49 |  | --> | 0.598 | 0 | 0.031 | 0.5 | 0 |  | --> | C12 ex TRABEG | Trabeg [T101,T102] | TRABEG |  | 51.8882 | -8.4668
MV/LV Substation GL***137X |  | 10 kV | _ | LV | 200 kVA :Kiosk Substation | 0.2 | --> | 0.2 | 0 | 0 | Constrained, otherwise capacity available =160 kVA | --> | 0.19 | 0 | 0.022 | 0.179 | 0 |  | --> | C21 ex BALLINCOLLIG | Ballincollig [T41,T42] | KILBARRY |  | 51.8819 | -8.5865
MV/LV Substation WO***138 |  | 10 kV | _ | LV | 630 kVA :Building Structure | 0.63 | --> | 0.63 | 0.442 | 5.49 |  | --> | 0.598 | 0 | 0.045 | 0.5 | 0 |  | --> | C11 ex TRABEG | Trabeg [T101,T102] | TRABEG |  | 51.8851 | -8.4504
MV/LV Substation SA***138X |  | 10 kV | _ | LV | 630 kVA :Building Structure | 0.63 | --> | 0.63 | 0.5 | 7.88 |  | --> | 0.598 | 0 | 0 | 0.5 | 0 |  | --> | C23 ex LIBERTY STREET | Liberty Street [T101,T102] | LIBERTY STREET |  | 51.8997 | -8.472
MV/LV Substation DU***139 |  | 10 kV | _ | LV | 630 kVA :Building Structure | 0.63 | --> | 0.63 | 0.371 | 5.49 |  | --> | 0.598 | 0 | 0.107 | 0.5 | 0 |  | --> | C11 ex TRABEG | Trabeg [T101,T102] | TRABEG |  | 51.8812 | -8.4432
MV/LV Substation SH***139X |  | 10 kV | _ | LV | 400 kVA :Kiosk Substation | 0.4 | --> | 0.4 | 0.291 | 4.67 |  | --> | 0.38 | 0 | 0.012 | 0.386 | 0 |  | --> | C28 ex CENTRE PARK ROAD | Marina [T105,T106] | MARINA |  | 51.8886 | -8.4392
MV/LV Substation CO***139Z |  | 10 kV | _ | LV | 200 kVA :Kiosk Substation | 0.2 | --> | 0.2 | 0 | 0 | Constrained, otherwise capacity available =157 kVA | --> | 0.19 | 0 | 0.024 | 0.178 | 0 |  | --> | C12 ex BALLINCOLLIG | Ballincollig [T41,T42] | KILBARRY |  | 51.884 | -8.6184
MV/LV Substation DO***140 |  | 10 kV | _ | LV | 400 kVA :Kiosk Substation | 0.4 | --> | 0.4 | 0 | 0 | Constrained, otherwise capacity available =206 kVA | --> | 0.38 | 0 | 0.094 | 0.336 | 0 |  | --> | C13 ex DOUGLAS | Douglas [T41,T42] | TRABEG |  | 51.8689 | -8.4401
MV/LV Substation SH***140X |  | 10 kV | _ | LV | 400 kVA :Kiosk Substation | 0.4 | --> | 0.4 | 0 | 0 | Constrained, otherwise capacity available =282 kVA | --> | 0.38 | 0 | 0 | 0.396 | 0 |  | --> | C21 ex BALLINCOLLIG | Ballincollig [T41,T42] | KILBARRY |  | 51.8876 | -8.593
MV/LV Substation C0***140Z |  | 10 kV | _ | LV | 630 kVA :Kiosk Substation | 0.63 | --> | 0.63 | 0 | 0 | Constrained, otherwise capacity available =446 kVA | --> | 0.598 | 0 | 0.079 | 0.5 | 0 |  | --> | C12 ex BALLINCOLLIG | Ballincollig [T41,T42] | KILBARRY |  | 51.8828 | -8.6157
MV/LV Substation AR***141 |  | 10 kV | _ | LV | 200 kVA :Pole Substation | 0.2 | --> | 0.2 | 0 | 0 | Constrained, otherwise capacity available =150 kVA | --> | 0.19 | 0 | 0.015 | 0.186 | 0 |  | --> | C13 ex DOUGLAS | Douglas [T41,T42] | TRABEG |  | 51.8696 | -8.4358
MV/LV Substation GL***141X |  | 10 kV | _ | LV | 400 kVA :Kiosk Substation | 0.4 | --> | 0.4 | 0.307 | 5.49 |  | --> | 0.38 | 0 | 0.024 | 0.375 | 0 |  | --> | C19 ex TRABEG | Trabeg [T101,T102] | TRABEG |  | 51.8652 | -8.4453
MV/LV Substation LO***142Y |  | 10 kV | _ | LV | 630 kVA :Building Structure | 0.63 | --> | 0.63 | 0 | 0 | Constrained, otherwise capacity available =371 kVA | --> | 0.598 | 0 | 0.053 | 0.5 | 0 |  | --> | C21 ex BISHOPSTOWN | Bishopstown [T41,T42] | KILBARRY |  | 51.8803 | -8.5159
MV/LV Substation DO***142Z |  | 10 kV | _ | LV | 630 kVA :Building Structure | 0.63 | --> | 0.63 | 0 | 0 | Constrained, otherwise capacity available =555 kVA | --> | 0.598 | 0 | 0.03 | 0.5 | 0 |  | --> | C16 ex TOGHER | Togher [T41,T42] | TRABEG |  | 51.8742 | -8.5128
MV/LV Substation JA***143 |  | 20 kV | _ | LV | 200 kVA :Pole Substation | 0.2 | --> | 0.2 | 0.2 | 17.47 |  | --> | 0.19 | 0 | 0 | 0.19 | 0 |  | --> | E13 ex COOLROE | Coolroe [T121,T122] | COOLROE |  | 51.8634 | -8.6864
MV/LV Substation ME***143Y |  | 10 kV | _ | LV | 630 kVA :Kiosk Substation | 0.63 | --> | 0.63 | 0 | 0 | Constrained, otherwise capacity available =576 kVA | --> | 0.598 | 0 | 0.047 | 0.5 | 0 |  | --> | C21 ex BISHOPSTOWN | Bishopstown [T41,T42] | KILBARRY |  | 51.8822 | -8.5173
MV/LV Substation SE***144 |  | 10 kV | _ | LV | 630 kVA :Building Structure | 0.63 | --> | 0.63 | 0.28 | 5.49 |  | --> | 0.598 | 0 | 0 | 0.5 | 0 |  | --> | C14 ex TRABEG | Trabeg [T101,T102] | TRABEG |  | 51.8757 | -8.4698
MV/LV Substation LO***144Z |  | 10 kV | _ | LV | 630 kVA :Building Structure | 0.63 | --> | 0.63 | 0 | 0 | Constrained, otherwise capacity available =486 kVA | --> | 0.598 | 0 | 0.01 | 0.5 | 0 |  | --> | C17 ex TOGHER | Togher [T41,T42] | TRABEG |  | 51.875 | -8.4766
MV/LV Substation ME***147 |  | 10 kV | _ | LV | 630 kVA :Building Structure | 0.63 | --> | 0.63 | 0 | 0 | Constrained, otherwise capacity available =569 kVA | --> | 0.598 | 0 | 0 | 0.5 | 0 |  | --> | C17 ex TOGHER | Togher [T41,T42] | TRABEG |  | 51.8778 | -8.4747
MV/LV Substation ES***147Y |  | 10 kV | _ | LV | 400 kVA :Building Structure | 0.4 | --> | 0.4 | 0.277 | 4.67 |  | --> | 0.38 | 0 | 0 | 0.396 | 0 |  | --> | C14 ex CENTRE PARK ROAD | Marina [T105,T106] | MARINA |  | 51.897 | -8.4571
MV/LV Substation RI***148Y |  | 10 kV | _ | LV | 200 kVA :Kiosk Substation | 0.2 | --> | 0.2 | 0.105 | 6.78 |  | --> | 0.19 | 0 | 0.029 | 0.181 | 0 |  | --> | C26 ex CASTLEVIEW | Castleview [T101,T102] | CASTLEVIEW |  | 51.8945 | -8.4049
MV/LV Substation SU***149 |  | 10 kV | _ | LV | 400 kVA :Building Structure | 0.4 | --> | 0.4 | 0.304 | 5.49 |  | --> | 0.38 | 0 | 0.015 | 0.382 | 0 |  | --> | C13 ex TRABEG | Trabeg [T101,T102] | TRABEG |  | 51.8796 | -8.4726
MV/LV Substation PE***150 |  | 10 kV | _ | LV | 400 kVA :Building Structure | 0.4 | --> | 0.4 | 0.239 | 5.49 |  | --> | 0.38 | 0 | 0.011 | 0.393 | 0 |  | --> | C13 ex TRABEG | Trabeg [T101,T102] | TRABEG |  | 51.882 | -8.4743
MV/LV Substation AL***150X |  | 20 kV | _ | LV | 50 kVA :Pole Substation | 0.05 | --> | 0.05 | 0 | 0 | Constrained, otherwise capacity available =50 kVA | --> | 0.048 | 0 | 0 | 0 | 0 | Constrained, otherwise capacity available =48 kW | --> | C15 ex KILMONEY | Kilmoney [T41,T42] | TRABEG |  | 51.7568 | -8.5295
MV/LV Substation AI***150Z |  | 10 kV | _ | LV | 400 kVA :Building Structure | 0.4 | --> | 0.4 | 0.326 | 5.49 |  | --> | 0.38 | 0 | 0 | 0.39 | 0 |  | --> | C23 ex TRABEG | Trabeg [T101,T102] | TRABEG |  | 51.8489 | -8.4842
MV/LV Substation FR***151 |  | 10 kV | _ | LV | 400 kVA :Building Structure | 0.4 | --> | 0.4 | 0.205 | 7.88 |  | --> | 0.38 | 0 | 0.039 | 0.377 | 0 |  | --> | C12 ex LIBERTY STREET | Liberty Street [T101,T102] | LIBERTY STREET |  | 51.8861 | -8.4765
MV/LV Substation SE***151Z |  | 10 kV | _ | LV | 630 kVA :Building Structure | 0.63 | --> | 0.63 | 0.5 | 5.49 |  | --> | 0.598 | 0 | 0 | 0.5 | 0 |  | --> | C23 ex TRABEG | Trabeg [T101,T102] | TRABEG |  | 51.85 | -8.4837
MV/LV Substation GR***152 |  | 10 kV | _ | LV | 400 kVA :Kiosk Substation | 0.4 | --> | 0.4 | 0 | 0 | Constrained, otherwise capacity available =300 kVA | --> | 0.38 | 0 | 0.012 | 0.384 | 0 |  | --> | C14 ex TOGHER | Togher [T41,T42] | TRABEG |  | 51.8732 | -8.494
MV/LV Substation CA***152Y |  | 10 kV | _ | LV | 200 kVA :Kiosk Substation | 0.2 | --> | 0.2 | 0 | 0 | Constrained, otherwise capacity available =132 kVA | --> | 0.19 | 0 | 0.011 | 0.191 | 0 |  | --> | C20 ex DENNEHYS CROSS | Dennehys Cross [T41,T42] | TRABEG |  | 51.878 | -8.5113
MV/LV Substation OM***152Z |  | 10 kV | _ | LV | 630 kVA :Building Structure | 0.63 | --> | 0.63 | 0.45 | 5.49 |  | --> | 0.598 | 0 | 0 | 0.5 | 0 |  | --> | C22 ex TRABEG | Trabeg [T101,T102] | TRABEG |  | 51.8492 | -8.4858
MV/LV Substation WE***153 |  | 10 kV | _ | LV | 400 kVA :Kiosk Substation | 0.4 | --> | 0.4 | 0 | 0 | Constrained, otherwise capacity available =261 kVA | --> | 0.38 | 0 | 0 | 0.398 | 0 |  | --> | C12 ex BISHOPSTOWN | Bishopstown [T41,T42] | KILBARRY |  | 51.8903 | -8.535
MV/LV Substation BO***153X |  | 10 kV | _ | LV | 400 kVA :Kiosk Substation | 0.4 | --> | 0.4 | 0 | 0 | Constrained, otherwise capacity available =257 kVA | --> | 0.38 | 0 | 0.1 | 0.312 | 0 |  | --> | C12 ex BALLINCOLLIG | Ballincollig [T41,T42] | KILBARRY |  | 51.8882 | -8.6126
MV/LV Substation JA***154X |  | 10 kV | _ | LV | 200 kVA :Pole Substation | 0.2 | --> | 0.2 | 0 | 0 | Constrained, otherwise capacity available =200 kVA | --> | 0.19 | 0 | 0 | 0.19 | 0 |  | --> | C11 ex BISHOPSTOWN | Bishopstown [T41,T42] | KILBARRY |  | 51.8923 | -8.5345
MV/LV Substation AS***155X |  | 10 kV | _ | LV | 200 kVA :Kiosk Substation | 0.2 | --> | 0.2 | 0.148 | 5.49 |  | --> | 0.19 | 0 | 0.024 | 0.179 | 0 |  | --> | C19 ex TRABEG | Trabeg [T101,T102] | TRABEG |  | 51.8646 | -8.448
MV/LV Substation ST***156Y |  | 10 kV | _ | LV | 400 kVA :Kiosk Substation | 0.4 | --> | 0.4 | 0.221 | 6.78 |  | --> | 0.38 | 0 | 0.008 | 0.398 | 0 |  | --> | C26 ex CASTLEVIEW | Castleview [T101,T102] | CASTLEVIEW |  | 51.89 | -8.4002
MV/LV Substation CU***158 |  | 10 kV | _ | LV | 630 kVA :Building Structure | 0.63 | --> | 0.63 | 0 | 0 | Constrained, otherwise capacity available =480 kVA | --> | 0.598 | 0 | 0.013 | 0.5 | 0 |  | --> | C20 ex BISHOPSTOWN | Bishopstown [T41,T42] | KILBARRY |  | 51.878 | -8.5293
MV/LV Substation DO***158X |  | 10 kV | _ | LV | 630 kVA :Kiosk Substation | 0.63 | --> | 0.63 | 0.427 | 5.49 |  | --> | 0.598 | 0 | 0.011 | 0.5 | 0 |  | --> | C12 ex TRABEG | Trabeg [T101,T102] | TRABEG |  | 51.8849 | -8.4598
MV/LV Substation WO***158Y |  | 10 kV | _ | LV | 200 kVA :Pole Substation | 0.2 | --> | 0.2 | 0 | 0 | Constrained, otherwise capacity available =149 kVA | --> | 0.19 | 0 | 0.039 | 0.168 | 0 |  | --> | C21 ex BISHOPSTOWN | Bishopstown [T41,T42] | KILBARRY |  | 51.8861 | -8.5195
MV/LV Substation AM***158Z |  | 10 kV | _ | LV | 200 kVA :Building Structure | 0.2 | --> | 0.2 | 0 | 0 | Constrained, otherwise capacity available =143 kVA | --> | 0.19 | 0 | 0 | 0 | 0 | Constrained, otherwise capacity available =198 kW | --> | C22 ex KILMONEY | Kilmoney [T41,T42] | TRABEG |  | 51.8109 | -8.3834
MV/LV Substation RO***159 |  | 10 kV | _ | LV | 200 kVA :Kiosk Substation | 0.2 | --> | 0.2 | 0 | 0 | Constrained, otherwise capacity available =78 kVA | --> | 0.19 | 0 | 0.041 | 0.176 | 0 |  | --> | C20 ex BISHOPSTOWN | Bishopstown [T41,T42] | KILBARRY |  | 51.882 | -8.5314
MV/LV Substation ST***159Y |  | 10 kV | _ | LV | 400 kVA :Kiosk Substation | 0.4 | --> | 0.4 | 0.27 | 5.49 |  | --> | 0.38 | 0 | 0.02 | 0.382 | 0 |  | --> | C18 ex TRABEG | Trabeg [T101,T102] | TRABEG |  | 51.8766 | -8.4418
MV/LV Substation FE***159Z |  | 20 kV | _ | LV | 400 kVA :Kiosk Substation | 0.4 | --> | 0.4 | 0.332 | 17.47 |  | --> | 0.38 | 0 | 0.067 | 0.34 | 0 |  | --> | E13 ex COOLROE | Coolroe [T121,T122] | COOLROE |  | 51.8797 | -8.6224
MV/LV Substation BE***160 |  | 10 kV | _ | LV | 400 kVA :Building Structure | 0.4 | --> | 0.4 | 0 | 0 | Constrained, otherwise capacity available =253 kVA | --> | 0.38 | 0 | 0.058 | 0.356 | 0 |  | --> | C22 ex BISHOPSTOWN | Bishopstown [T41,T42] | KILBARRY |  | 51.8757 | -8.5348
MV/LV Substation ST***161 |  | 10 kV | _ | LV | 400 kVA :Kiosk Substation | 0.4 | --> | 0.4 | 0 | 0 | Constrained, otherwise capacity available =193 kVA | --> | 0.38 | 0 | 0.06 | 0.363 | 0 |  | --> | C16 ex TOGHER | Togher [T41,T42] | TRABEG |  | 51.8765 | -8.5191
MV/LV Substation SA***161Y |  | 10 kV | _ | LV | 400 kVA :Building Structure | 0.4 | --> | 0.4 | 0 | 0 | Constrained, otherwise capacity available =311 kVA | --> | 0.38 | 0 | 0.015 | 0.381 | 0 |  | --> | C13 ex TOGHER | Togher [T41,T42] | TRABEG |  | 51.88 | -8.4994
MV/LV Substation WE***162 |  | 10 kV | _ | LV | 400 kVA :Building Structure | 0.4 | --> | 0.4 | 0 | 0 | Constrained, otherwise capacity available =197 kVA | --> | 0.38 | 0 | 0.044 | 0.374 | 0 |  | --> | C20 ex BISHOPSTOWN | Bishopstown [T41,T42] | KILBARRY |  | 51.8789 | -8.5215
MV/LV Substation AR***163 |  | 10 kV | _ | LV | 400 kVA :Kiosk Substation | 0.4 | --> | 0.4 | 0 | 0 | Constrained, otherwise capacity available =260 kVA | --> | 0.38 | 0 | 0.035 | 0.373 | 0 |  | --> | C19 ex BISHOPSTOWN | Bishopstown [T41,T42] | KILBARRY |  | 51.8745 | -8.5257
MV/LV Substation BA***163Y |  | 10 kV | _ | LV | 200 kVA :Kiosk Substation | 0.2 | --> | 0.2 | 0.148 | 6.78 |  | --> | 0.19 | 0 | 0.011 | 0.189 | 0 |  | --> | C26 ex CASTLEVIEW | Castleview [T101,T102] | CASTLEVIEW |  | 51.8933 | -8.4093
MV/LV Substation BI***164 |  | 10 kV | _ | LV | 400 kVA :Kiosk Substation | 0.4 | --> | 0.4 | 0 | 0 | Constrained, otherwise capacity available =371 kVA | --> | 0.38 | 0 | 0.015 | 0.373 | 0 |  | --> | C21 ex BISHOPSTOWN | Bishopstown [T41,T42] | KILBARRY |  | 51.8786 | -8.5136
MV/LV Substation VI***164Y |  | 10 kV | _ | LV | 400 kVA :Building Structure | 0.4 | --> | 0.4 | 0 | 0 | Constrained, otherwise capacity available =253 kVA | --> | 0.38 | 0 | 0.047 | 0.365 | 0 |  | --> | C20 ex TOGHER | Togher [T41,T42] | TRABEG |  | 51.8798 | -8.4868
MV/LV Substation BI***165 |  | 10 kV | _ | LV | 630 kVA :Kiosk Substation | 0.63 | --> | 0.63 | 0 | 0 | Constrained, otherwise capacity available =600 kVA | --> | 0.598 | 0 | 0.01 | 0.5 | 0 |  | --> | C21 ex BISHOPSTOWN | Bishopstown [T41,T42] | KILBARRY |  | 51.8791 | -8.5148
MV/LV Substation FI***165Z |  | 10 kV | _ | LV | 1000 kVA :Building Structure | 1 | --> | 1 | 0.5 | 4.67 |  | --> | 0.95 | 0 | 0 | 0.5 | 0 |  | --> | C26 ex CENTRE PARK ROAD | Marina [T105,T106] | MARINA |  | 51.8961 | -8.4652
MV/LV Substation BI***166 |  | 10 kV | _ | LV | 630 kVA :Kiosk Substation | 0.63 | --> | 0.63 | 0 | 0 | Constrained, otherwise capacity available =578 kVA | --> | 0.598 | 0 | 0.025 | 0.5 | 0 |  | --> | C21 ex BISHOPSTOWN | Bishopstown [T41,T42] | KILBARRY |  | 51.8816 | -8.5153
MV/LV Substation GI***166Y |  | 10 kV | _ | LV | 200 kVA :Building Structure | 0.2 | --> | 0.2 | 0.091 | 7.88 |  | --> | 0.19 | 0 | 0.01 | 0.197 | 0 |  | --> | C18 ex LIBERTY STREET | Liberty Street [T101,T102] | LIBERTY STREET |  | 51.8949 | -8.4851
MV/LV Substation PE***166Z |  | 10 kV | _ | LV | 400 kVA :Building Structure | 0.4 | --> | 0.4 | 0.269 | 4.3 |  | --> | 0.38 | 0 | 0.05 | 0.36 | 0 |  | --> | C11 ex RINGASKIDDY 110KV | Ringaskiddy 110kv [T42] | BARNAHELY |  | 51.8733 | -8.3483
MV/LV Substation OA***167Y |  | 10 kV | _ | LV | 400 kVA :Kiosk Substation | 0.4 | --> | 0.4 | 0 | 0 | Constrained, otherwise capacity available =289 kVA | --> | 0.38 | 0 | 0.018 | 0.382 | 0 |  | --> | C19 ex DOUGLAS | Douglas [T41,T42] | TRABEG |  | 51.8902 | -8.4134
MV/LV Substation SH***167Z |  | 10 kV | _ | LV | 630 kVA :Building Structure | 0.63 | --> | 0.63 | 0.5 | 7.88 |  | --> | 0.598 | 0 | 0 | 0.5 | 0 |  | --> | C22 ex LIBERTY STREET | Liberty Street [T101,T102] | LIBERTY STREET |  | 51.8963 | -8.4819
MV/LV Substation WI***168 |  | 10 kV | _ | LV | 400 kVA :Kiosk Substation | 0.4 | --> | 0.4 | 0 | 0 | Constrained, otherwise capacity available =146 kVA | --> | 0.38 | 0 | 0.022 | 0.397 | 0 |  | --> | C13 ex TOGHER | Togher [T41,T42] | TRABEG |  | 51.8829 | -8.5066
MV/LV Substation CH***168Y |  | 10 kV | _ | LV | 400 kVA :Kiosk Substation | 0.4 | --> | 0.4 | 0.201 | 5.49 |  | --> | 0.38 | 0 | 0.068 | 0.356 | 0 |  | --> | C18 ex TRABEG | Trabeg [T101,T102] | TRABEG |  | 51.8736 | -8.4383
MV/LV Substation AR***168Z |  | 10 kV | _ | LV | 50 kVA :Pole Substation | 0.05 | --> | 0.05 | 0.016 | 4.3 |  | --> | 0.048 | 0 | 0.027 | 0.032 | 0 |  | --> | C11 ex RINGASKIDDY 110KV | Ringaskiddy 110kv [T42] | BARNAHELY |  | 51.832 | -8.3563
MV/LV Substation WI***169 |  | 10 kV | _ | LV | 400 kVA :Kiosk Substation | 0.4 | --> | 0.4 | 0 | 0 | Constrained, otherwise capacity available =308 kVA | --> | 0.38 | 0 | 0.026 | 0.373 | 0 |  | --> | C21 ex BISHOPSTOWN | Bishopstown [T41,T42] | KILBARRY |  | 51.8849 | -8.5098
MV/LV Substation TO***169Y |  | 10 kV | _ | LV | 400 kVA :Kiosk Substation | 0.4 | --> | 0.4 | 0 | 0 | Constrained, otherwise capacity available =168 kVA | --> | 0.38 | 0 | 0.017 | 0.398 | 0 |  | --> | C14 ex TOGHER | Togher [T41,T42] | TRABEG |  | 51.8743 | -8.4956
MV/LV Substation WI***170 |  | 10 kV | _ | LV | 200 kVA :Kiosk Substation | 0.2 | --> | 0.2 | 0 | 0 | Constrained, otherwise capacity available =168 kVA | --> | 0.19 | 0 | 0.004 | 0.191 | 0 |  | --> | C21 ex BISHOPSTOWN | Bishopstown [T41,T42] | KILBARRY |  | 51.8832 | -8.5139
MV/LV Substation HA***171Z |  | 10 kV | _ | LV | 200 kVA :Kiosk Substation | 0.2 | --> | 0.2 | 0 | 0 | Constrained, otherwise capacity available =160 kVA | --> | 0.19 | 0 | 0.008 | 0.19 | 0 |  | --> | C20 ex TOGHER | Togher [T41,T42] | TRABEG |  | 51.8773 | -8.4944
MV/LV Substation MT***173 |  | 10 kV | _ | LV | 630 kVA :Building Structure | 0.63 | --> | 0.63 | 0 | 0 | Constrained, otherwise capacity available =486 kVA | --> | 0.598 | 0 | 0.02 | 0.5 | 0 |  | --> | C18 ex DENNEHYS CROSS | Dennehys Cross [T41,T42] | TRABEG |  | 51.8895 | -8.5183
MV/LV Substation AM***173Y |  | 10 kV | _ | LV | 400 kVA :Kiosk Substation | 0.4 | --> | 0.4 | 0.275 | 5.49 |  | --> | 0.38 | 0 | 0.047 | 0.362 | 0 |  | --> | C19 ex TRABEG | Trabeg [T101,T102] | TRABEG |  | 51.8693 | -8.4533
MV/LV Substation FA***174 |  | 10 kV | _ | LV | 630 kVA :Kiosk Substation | 0.63 | --> | 0.63 | 0 | 0 | Constrained, otherwise capacity available =452 kVA | --> | 0.598 | 0 | 0.065 | 0.5 | 0 |  | --> | C11 ex BISHOPSTOWN | Bishopstown [T41,T42] | KILBARRY |  | 51.8918 | -8.5134
MV/LV Substation DO***174Z |  | 10 kV | _ | LV | 400 kVA :Building Structure | 0.4 | --> | 0.4 | 0 | 0 | Constrained, otherwise capacity available =393 kVA | --> | 0.38 | 0 | 0 | 0.381 | 0 |  | --> | C18 ex DOUGLAS | Douglas [T41,T42] | TRABEG |  | 51.8786 | -8.4304
MV/LV Substation CL***175 |  | 10 kV | _ | LV | 630 kVA :Kiosk Substation | 0.63 | --> | 0.63 | 0 | 0 | Constrained, otherwise capacity available =330 kVA | --> | 0.598 | 0 | 0.012 | 0.5 | 0 |  | --> | C19 ex DENNEHYS CROSS | Dennehys Cross [T41,T42] | TRABEG |  | 51.8827 | -8.4961
MV/LV Substation RO***176Y |  | 10 kV | _ | LV | 50 kVA :Pole Substation | 0.05 | --> | 0.05 | 0 | 0 | Constrained, otherwise capacity available =18 kVA | --> | 0.048 | 0 | 0.014 | 0.041 | 0 |  | --> | C26 ex BISHOPSTOWN | Bishopstown [T41,T42] | KILBARRY |  | 51.8914 | -8.5476
MV/LV Substation BA***178 |  | 10 kV | _ | LV | 50 kVA :Pole Substation | 0.05 | --> | 0.05 | 0 | 0 | Constrained, otherwise capacity available =48 kVA | --> | 0.048 | 0 | 0 | 0.048 | 0 |  | --> | C24 ex BISHOPSTOWN | Bishopstown [T41,T42] | KILBARRY |  | 51.8759 | -8.5612
MV/LV Substation BR***178Z |  | 10 kV | _ | LV | 200 kVA :Kiosk Substation | 0.2 | --> | 0.2 | 0 | 0 | Constrained, otherwise capacity available =132 kVA | --> | 0.19 | 0 | 0 | 0.199 | 0 |  | --> | C24 ex DENNEHYS CROSS | Dennehys Cross [T41,T42] | TRABEG |  | 51.8916 | -8.5019
MV/LV Substation LI***183Z |  | 10 kV | _ | LV | 400 kVA :Kiosk Substation | 0.4 | --> | 0.4 | 0.336 | 4.67 |  | --> | 0.38 | 0 | 0.01 | 0.381 | 0 |  | --> | C28 ex CENTRE PARK ROAD | Marina [T105,T106] | MARINA |  | 51.8963 | -8.4379
MV/LV Substation LI***184Z |  | 10 kV | _ | LV | 400 kVA :Kiosk Substation | 0.4 | --> | 0.4 | 0.326 | 5.49 |  | --> | 0.38 | 0 | 0 | 0.39 | 0 |  | --> | C12 ex TRABEG | Trabeg [T101,T102] | TRABEG |  | 51.8851 | -8.4625
MV/LV Substation TH***187Z |  | 10 kV | _ | LV | 50 kVA :Pole Substation | 0.05 | --> | 0.05 | 0 | 0 | Constrained, otherwise capacity available =48 kVA | --> | 0.048 | 0 | 0 | 0.048 | 0 |  | --> | C11 ex CARRIGALINE | Carrigaline [T41,T42] | BARNAHELY |  | 51.8282 | -8.3495
MV/LV Substation SH***188Y |  | 10 kV | _ | LV | 50 kVA :Pole Substation | 0.05 | --> | 0.05 | 0 | 0 | Constrained, otherwise capacity available =49 kVA | --> | 0.048 | 0 | 0 | 0.048 | 0 |  | --> | C11 ex CARRIGALINE | Carrigaline [T41,T42] | BARNAHELY |  | 51.8306 | -8.3564
MV/LV Substation WR***188Z |  | 10 kV | _ | LV | 200 kVA :Kiosk Substation | 0.2 | --> | 0.2 | 0 | 0 | Constrained, otherwise capacity available =124 kVA | --> | 0.19 | 0 | 0.041 | 0 | 0 | Constrained, otherwise capacity available =170 kW | --> | C22 ex KILMONEY | Kilmoney [T41,T42] | TRABEG |  | 51.8056 | -8.4069
MV/LV Substation WA***189Z |  | 10 kV | _ | LV | 400 kVA :Building Structure | 0.4 | --> | 0.4 | 0 | 0 | Constrained, otherwise capacity available =350 kVA | --> | 0.38 | 0 | 0 | 0.387 | 0 |  | --> | C13 ex DOUGLAS | Douglas [T41,T42] | TRABEG |  | 51.8775 | -8.4334
MV/LV Substation CO***190Z |  | 10 kV | _ | LV | 630 kVA :Building Structure | 0.63 | --> | 0.63 | 0.5 | 7.88 |  | --> | 0.598 | 0 | 0 | 0.5 | 0 |  | --> | C21 ex LIBERTY STREET | Liberty Street [T101,T102] | LIBERTY STREET |  | 51.9002 | -8.4733
MV/LV Substation OB***192Y |  | 10 kV | _ | LV | 630 kVA :Building Structure | 0.63 | --> | 0.63 | 0.432 | 5.49 |  | --> | 0.598 | 0 | 0 | 0.5 | 0 |  | --> | C14 ex TRABEG | Trabeg [T101,T102] | TRABEG |  | 51.8744 | -8.4719
MV/LV Substation TR***193Y |  | 10 kV | _ | LV | 400 kVA :Kiosk Substation | 0.4 | --> | 0.4 | 0.324 | 5.49 |  | --> | 0.38 | 0 | 0.014 | 0.38 | 0 |  | --> | C12 ex TRABEG | Trabeg [T101,T102] | TRABEG |  | 51.8826 | -8.4607
MV/LV Substation WI***193Z |  | 10 kV | _ | LV | 400 kVA :Kiosk Substation | 0.4 | --> | 0.4 | 0 | 0 | Constrained, otherwise capacity available =298 kVA | --> | 0.38 | 0 | 0.042 | 0.363 | 0 |  | --> | C22 ex BALLINCOLLIG | Ballincollig [T41,T42] | KILBARRY |  | 51.883 | -8.6124
MV/LV Substation GR***194Y |  | 10 kV | _ | LV | 630 kVA :Kiosk Substation | 0.63 | --> | 0.63 | 0.496 | 5.49 |  | --> | 0.598 | 0 | 0.008 | 0.5 | 0 |  | --> | C20 ex TRABEG | Trabeg [T101,T102] | TRABEG |  | 51.8794 | -8.4537
MV/LV Substation NO***196Z |  | 20 kV | _ | LV | 200 kVA :Kiosk Substation | 0.2 | --> | 0.2 | 0.168 | 17.47 |  | --> | 0.19 | 0 | 0.031 | 0.171 | 0 |  | --> | E13 ex COOLROE | Coolroe [T121,T122] | COOLROE |  | 51.8862 | -8.6319
MV/LV Substation DE***197Z |  | 10 kV | _ | LV | 630 kVA :Building Structure | 0.63 | --> | 0.63 | 0.5 | 7.88 |  | --> | 0.598 | 0 | 0 | 0.5 | 0 |  | --> | C25 ex LIBERTY STREET | Liberty Street [T101,T102] | LIBERTY STREET |  | 51.9002 | -8.4817
MV/LV Substation BA***199Z |  | 10 kV | _ | LV | 200 kVA :Kiosk Substation | 0.2 | --> | 0.2 | 0 | 0 | Constrained, otherwise capacity available =134 kVA | --> | 0.19 | 0 | 0.054 | 0.159 | 0 |  | --> | C15 ex CARRIGALINE | Carrigaline [T41,T42] | BARNAHELY |  | 51.8182 | -8.4023
MV/LV Substation SO***200Z |  | 10 kV | _ | LV | 630 kVA :Kiosk Substation | 0.63 | --> | 0.63 | 0.5 | 5.49 |  | --> | 0.598 | 0 | 0 | 0.5 | 0 |  | --> | C14 ex TRABEG | Trabeg [T101,T102] | TRABEG |  | 51.8739 | -8.473
MV/LV Substation BA***202Z |  | 10 kV | _ | LV | 50 kVA :Pole Substation | 0.05 | --> | 0.05 | 0 | 0 | Constrained, otherwise capacity available =47 kVA | --> | 0.048 | 0 | 0 | 0 | 0 | Constrained, otherwise capacity available =48 kW | --> | C24 ex KILMONEY | Kilmoney [T41,T42] | TRABEG |  | 51.8415 | -8.4361
MV/LV Substation ED***203Y |  | 10 kV | _ | LV | 200 kVA :Building Structure | 0.2 | --> | 0.2 | 0 | 0 | Constrained, otherwise capacity available =125 kVA | --> | 0.19 | 0 | 0 | 0.2 | 0 |  | --> | C17 ex CARRIGALINE | Carrigaline [T41,T42] | BARNAHELY |  | 51.81 | -8.3705
MV/LV Substation FO***203Z |  | 10 kV | _ | LV | 100 kVA :Pole Substation | 0.1 | --> | 0.1 | 0.092 | 5.49 |  | --> | 0.095 | 0 | 0 | 0.096 | 0 |  | --> | C17 ex TRABEG | Trabeg [T101,T102] | TRABEG |  | 51.8714 | -8.4861
MV/LV Substation OR***207Y |  | 10 kV | _ | LV | 200 kVA :Kiosk Substation | 0.2 | --> | 0.2 | 0 | 0 | Constrained, otherwise capacity available =170 kVA | --> | 0.19 | 0 | 0.01 | 0 | 0 | Constrained, otherwise capacity available =187 kW | --> | C19 ex KILMONEY | Kilmoney [T41,T42] | TRABEG |  | 51.8091 | -8.3947
MV/LV Substation DO***208Y |  | 10 kV | _ | LV | 100 kVA :Pole Substation | 0.1 | --> | 0.1 | 0 | 0 | Constrained, otherwise capacity available =90 kVA | --> | 0.095 | 0 | 0 | 0 | 0 | Constrained, otherwise capacity available =96 kW | --> | C21 ex KILMONEY | Kilmoney [T41,T42] | TRABEG |  | 51.748 | -8.3158
MV/LV Substation SR***209 |  | 20 kV | _ | LV | 100 kVA :Pole Substation | 0.1 | --> | 0.1 | 0.09 | 17.47 |  | --> | 0.095 | 0 | 0.005 | 0.093 | 0 |  | --> | E12 ex COOLROE | Coolroe [T121,T122] | COOLROE |  | 51.8823 | -8.678
MV/LV Substation MA***209Z |  | 10 kV | _ | LV | 100 kVA :Pole Substation | 0.1 | --> | 0.1 | 0.067 | 4.3 |  | --> | 0.095 | 0 | 0.012 | 0.09 | 0 |  | --> | C19 ex RINGASKIDDY 110KV | Ringaskiddy 110kv [T42] | BARNAHELY |  | 51.8658 | -8.3358
MV/LV Substation CE***210Y |  | 10 kV | _ | LV | 400 kVA :Kiosk Substation | 0.4 | --> | 0.4 | 0 | 0 | Constrained, otherwise capacity available =302 kVA | --> | 0.38 | 0 | 0.028 | 0.372 | 0 |  | --> | C12 ex CARRIGALINE | Carrigaline [T41,T42] | BARNAHELY |  | 51.8196 | -8.3814
MV/LV Substation BL***210Z |  | 10 kV | _ | LV | 400 kVA :Building Structure | 0.4 | --> | 0.4 | 0.296 | 5.49 |  | --> | 0.38 | 0 | 0 | 0.394 | 0 |  | --> | C22 ex TRABEG | Trabeg [T101,T102] | TRABEG |  | 51.8508 | -8.4841
MV/LV Substation BU***211Z |  | 10 kV | _ | LV | 400 kVA :Building Structure | 0.4 | --> | 0.4 | 0.336 | 5.49 |  | --> | 0.38 | 0 | 0 | 0.389 | 0 |  | --> | C23 ex TRABEG | Trabeg [T101,T102] | TRABEG |  | 51.8504 | -8.4821
MV/LV Substation MO***212Z |  | 10 kV | _ | LV | 400 kVA :Building Structure | 0.4 | --> | 0.4 | 0.264 | 5.49 |  | --> | 0.38 | 0 | 0 | 0.398 | 0 |  | --> | C23 ex TRABEG | Trabeg [T101,T102] | TRABEG |  | 51.8511 | -8.4805
MV/LV Substation NU***213Y |  | 10 kV | _ | LV | 200 kVA :Pole Substation | 0.2 | --> | 0.2 | 0 | 0 | Constrained, otherwise capacity available =149 kVA | --> | 0.19 | 0 | 0.016 | 0.185 | 0 |  | --> | C18 ex DOUGLAS | Douglas [T41,T42] | TRABEG |  | 51.8602 | -8.4022
MV/LV Substation BU***213Z |  | 10 kV | _ | LV | 400 kVA :Building Structure | 0.4 | --> | 0.4 | 0.273 | 5.49 |  | --> | 0.38 | 0 | 0 | 0.397 | 0 |  | --> | C23 ex TRABEG | Trabeg [T101,T102] | TRABEG |  | 51.8492 | -8.4782
MV/LV Substation LA***214Y |  | 10 kV | _ | LV | 50 kVA :Pole Substation | 0.05 | --> | 0.05 | 0.038 | 4.3 |  | --> | 0.048 | 0 | 0 | 0.049 | 0 |  | --> | C11 ex RINGASKIDDY 110KV | Ringaskiddy 110kv [T42] | BARNAHELY |  | 51.859 | -8.3433
MV/LV Substation CL***214Z |  | 10 kV | _ | LV | 400 kVA :Kiosk Substation | 0.4 | --> | 0.4 | 0 | 0 | Constrained, otherwise capacity available =318 kVA | --> | 0.38 | 0 | 0.01 | 0.384 | 0 |  | --> | C13 ex DOUGLAS | Douglas [T41,T42] | TRABEG |  | 51.874 | -8.4347
MV/LV Substation EI***215 |  | 20 kV | _ | LV | 200 kVA :Kiosk Substation | 0.2 | --> | 0.2 | 0.142 | 17.47 |  | --> | 0.19 | 0 | 0.005 | 0.194 | 0 |  | --> | E13 ex COOLROE | Coolroe [T121,T122] | COOLROE |  | 51.8754 | -8.6668
MV/LV Substation BA***216Y |  | 10 kV | _ | LV | 50 kVA :Pole Substation | 0.05 | --> | 0.05 | 0 | 0 | Constrained, otherwise capacity available =47 kVA | --> | 0.048 | 0 | 0 | 0 | 0 | Constrained, otherwise capacity available =48 kW | --> | C21 ex KILMONEY | Kilmoney [T41,T42] | TRABEG |  | 51.7287 | -8.4006
MV/LV Substation GR***218Z |  | 10 kV | _ | LV | 630 kVA :Building Structure | 0.63 | --> | 0.63 | 0 | 0 | Constrained, otherwise capacity available =592 kVA | --> | 0.598 | 0 | 0 | 0.5 | 0 |  | --> | C19 ex BISHOPSTOWN | Bishopstown [T41,T42] | KILBARRY |  | 51.8764 | -8.5504
MV/LV Substation BA***219 |  | 10 kV | _ | LV | 200 kVA :Kiosk Substation | 0.2 | --> | 0.2 | 0 | 0 | Constrained, otherwise capacity available =136 kVA | --> | 0.19 | 0 | 0.032 | 0.175 | 0 |  | --> | C21 ex BISHOPSTOWN | Bishopstown [T41,T42] | KILBARRY |  | 51.883 | -8.5207
MV/LV Substation BO***221Z |  | 10 kV | _ | LV | 400 kVA :Building Structure | 0.4 | --> | 0.4 | 0.194 | 4.67 |  | --> | 0.38 | 0 | 0 | 0.407 | 0 |  | --> | C24 ex CENTRE PARK ROAD | Marina [T105,T106] | MARINA |  | 51.895 | -8.4616
MV/LV Substation LI***224Y |  | 10 kV | _ | LV | 400 kVA :Kiosk Substation | 0.4 | --> | 0.4 | 0 | 0 | Constrained, otherwise capacity available =338 kVA | --> | 0.38 | 0 | 0 | 0.388 | 0 |  | --> | C19 ex DENNEHYS CROSS | Dennehys Cross [T41,T42] | TRABEG |  | 51.882 | -8.4915
MV/LV Substation DU***225Z |  | 10 kV | _ | LV | 400 kVA :Kiosk Substation | 0.4 | --> | 0.4 | 0 | 0 | Constrained, otherwise capacity available =309 kVA | --> | 0.38 | 0 | 0.035 | 0.366 | 0 |  | --> | C18 ex DOUGLAS | Douglas [T41,T42] | TRABEG |  | 51.8705 | -8.4037
MV/LV Substation DU***226Z |  | 10 kV | _ | LV | 400 kVA :Kiosk Substation | 0.4 | --> | 0.4 | 0 | 0 | Constrained, otherwise capacity available =308 kVA | --> | 0.38 | 0 | 0.029 | 0.371 | 0 |  | --> | C15 ex CARRIGALINE | Carrigaline [T41,T42] | BARNAHELY |  | 51.8214 | -8.4029
MV/LV Substation DR***227 |  | 20 kV | _ | LV | 50 kVA :Pole Substation | 0.05 | --> | 0.05 | 0.018 | 17.47 |  | --> | 0.048 | 0 | 0 | 0.052 | 0 |  | --> | E12 ex COOLROE | Coolroe [T121,T122] | COOLROE |  | 51.8707 | -8.6527
MV/LV Substation BR***227Z |  | 10 kV | _ | LV | 200 kVA :Kiosk Substation | 0.2 | --> | 0.2 | 0 | 0 | Constrained, otherwise capacity available =146 kVA | --> | 0.19 | 0 | 0.044 | 0.165 | 0 |  | --> | C12 ex CARRIGALINE | Carrigaline [T41,T42] | BARNAHELY |  | 51.8223 | -8.3844
MV/LV Substation GR***228 |  | 20 kV | _ | LV | 400 kVA :Kiosk Substation | 0.4 | --> | 0.4 | 0.244 | 17.47 |  | --> | 0.38 | 0 | 0.066 | 0.352 | 0 |  | --> | E12 ex COOLROE | Coolroe [T121,T122] | COOLROE |  | 51.8738 | -8.6468
MV/LV Substation CA***229 |  | 20 kV | _ | LV | 50 kVA :Pole Substation | 0.05 | --> | 0.05 | 0.024 | 17.47 |  | --> | 0.048 | 0 | 0.01 | 0.044 | 0 |  | --> | E12 ex COOLROE | Coolroe [T121,T122] | COOLROE |  | 51.8767 | -8.6475
MV/LV Substation AR***229Z |  | 10 kV | _ | LV | 200 kVA :Pole Substation | 0.2 | --> | 0.2 | 0 | 0 | Constrained, otherwise capacity available =169 kVA | --> | 0.19 | 0 | 0 | 0.194 | 0 |  | --> | C18 ex DOUGLAS | Douglas [T41,T42] | TRABEG |  | 51.8671 | -8.4269
MV/LV Substation BA***230 |  | 20 kV | _ | LV | 200 kVA :Kiosk Substation | 0.2 | --> | 0.2 | 0.197 | 17.47 |  | --> | 0.19 | 0 | 0 | 0.19 | 0 |  | --> | E12 ex COOLROE | Coolroe [T121,T122] | COOLROE |  | 51.8788 | -8.6436
MV/LV Substation AB***230Z |  | 10 kV | _ | LV | 400 kVA :Kiosk Substation | 0.4 | --> | 0.4 | 0 | 0 | Constrained, otherwise capacity available =284 kVA | --> | 0.38 | 0 | 0.035 | 0.37 | 0 |  | --> | C21 ex DOUGLAS | Douglas [T41,T42] | TRABEG |  | 51.8716 | -8.3919
MV/LV Substation ST***231Y |  | 10 kV | _ | LV | 400 kVA :Kiosk Substation | 0.4 | --> | 0.4 | 0 | 0 | Constrained, otherwise capacity available =350 kVA | --> | 0.38 | 0 | 0.02 | 0.372 | 0 |  | --> | C17 ex BISHOPSTOWN | Bishopstown [T41,T42] | KILBARRY |  | 51.8895 | -8.5657
MV/LV Substation VI***231Z |  | 10 kV | _ | LV | 50 kVA :Pole Substation | 0.05 | --> | 0.05 | 0 | 0 | Constrained, otherwise capacity available =47 kVA | --> | 0.048 | 0 | 0 | 0.048 | 0 |  | --> | C24 ex BISHOPSTOWN | Bishopstown [T41,T42] | KILBARRY |  | 51.8643 | -8.5269
MV/LV Substation PL***232Y |  | 10 kV | _ | LV | 50 kVA :Pole Substation | 0.05 | --> | 0.05 | 0 | 0 | Constrained, otherwise capacity available =50 kVA | --> | 0.048 | 0 | 0 | 0.048 | 0 |  | --> | C17 ex BISHOPSTOWN | Bishopstown [T41,T42] | KILBARRY |  | 51.8909 | -8.5681
MV/LV Substation J ***233 |  | 20 kV | _ | LV | 400 kVA :Kiosk Substation | 0.4 | --> | 0.4 | 0.345 | 17.47 |  | --> | 0.38 | 0 | 0 | 0.387 | 0 |  | --> | E12 ex COOLROE | Coolroe [T121,T122] | COOLROE |  | 51.8808 | -8.6383
MV/LV Substation DO***233Z |  | 10 kV | _ | LV | 630 kVA :Building Structure | 0.63 | --> | 0.63 | 0 | 0 | Constrained, otherwise capacity available =470 kVA | --> | 0.598 | 0 | 0 | 0.5 | 0 |  | --> | C13 ex DOUGLAS | Douglas [T41,T42] | TRABEG |  | 51.8773 | -8.4353
MV/LV Substation CO***234 |  | 20 kV | _ | LV | 630 kVA :Kiosk Substation | 0.63 | --> | 0.63 | 0.5 | 17.47 |  | --> | 0.598 | 0 | 0.009 | 0.5 | 0 |  | --> | E13 ex COOLROE | Coolroe [T121,T122] | COOLROE |  | 51.8748 | -8.6342
MV/LV Substation RE***234Y |  | 10 kV | _ | LV | 50 kVA :Pole Substation | 0.05 | --> | 0.05 | 0.043 | 5.49 |  | --> | 0.048 | 0 | 0 | 0.048 | 0 |  | --> | C17 ex TRABEG | Trabeg [T101,T102] | TRABEG |  | 51.8544 | -8.4887
MV/LV Substation CL***236 |  | 20 kV | _ | LV | 100 kVA :Pole Substation | 0.1 | --> | 0.1 | 0.062 | 17.47 |  | --> | 0.095 | 0 | 0.008 | 0.094 | 0 |  | --> | E13 ex COOLROE | Coolroe [T121,T122] | COOLROE |  | 51.8796 | -8.6335
MV/LV Substation RO***239 |  | 20 kV | _ | LV | 400 kVA :Kiosk Substation | 0.4 | --> | 0.4 | 0.341 | 17.47 |  | --> | 0.38 | 0 | 0 | 0.388 | 0 |  | --> | E22 ex COOLROE | Coolroe [T121,T122] | COOLROE |  | 51.8888 | -8.6347
MV/LV Substation BE***239X |  | 10 kV | _ | LV | 400 kVA :Kiosk Substation | 0.4 | --> | 0.4 | 0 | 0 | Constrained, otherwise capacity available =342 kVA | --> | 0.38 | 0 | 0.005 | 0.384 | 0 |  | --> | C22 ex BALLINCOLLIG | Ballincollig [T41,T42] | KILBARRY |  | 51.8867 | -8.6004
MV/LV Substation PA***240X |  | 10 kV | _ | LV | 400 kVA :Kiosk Substation | 0.4 | --> | 0.4 | 0 | 0 | Constrained, otherwise capacity available =364 kVA | --> | 0.38 | 0 | 0.005 | 0.381 | 0 |  | --> | C22 ex BALLINCOLLIG | Ballincollig [T41,T42] | KILBARRY |  | 51.8847 | -8.5985
MV/LV Substation WO***240Z |  | 10 kV | _ | LV | 200 kVA :Kiosk Substation | 0.2 | --> | 0.2 | 0 | 0 | Constrained, otherwise capacity available =165 kVA | --> | 0.19 | 0 | 0.009 | 0.188 | 0 |  | --> | C11 ex BALLINCOLLIG | Ballincollig [T41,T42] | KILBARRY |  | 51.8545 | -8.5641
MV/LV Substation CA***241X |  | 10 kV | _ | LV | 200 kVA :Pole Substation | 0.2 | --> | 0.2 | 0 | 0 | Constrained, otherwise capacity available =156 kVA | --> | 0.19 | 0 | 0.023 | 0.179 | 0 |  | --> | C26 ex BISHOPSTOWN | Bishopstown [T41,T42] | KILBARRY |  | 51.8958 | -8.5635
MV/LV Substation LE***242Y |  | 10 kV | _ | LV | 200 kVA :Pole Substation | 0.2 | --> | 0.2 | 0 | 0 | Constrained, otherwise capacity available =144 kVA | --> | 0.19 | 0 | 0.08 | 0.138 | 0 |  | --> | C22 ex TOGHER | Togher [T41,T42] | TRABEG |  | 51.869 | -8.4955
MV/LV Substation DE***245Z |  | 10 kV | _ | LV | 400 kVA :Kiosk Substation | 0.4 | --> | 0.4 | 0.354 | 7.88 |  | --> | 0.38 | 0 | 0 | 0.386 | 0 |  | --> | C12 ex LIBERTY STREET | Liberty Street [T101,T102] | LIBERTY STREET |  | 51.8909 | -8.4737
MV/LV Substation CO***247Z |  | 10 kV | _ | LV | 630 kVA :Building Structure | 0.63 | --> | 0.63 | 0 | 0 | Constrained, otherwise capacity available =471 kVA | --> | 0.598 | 0 | 0 | 0 | 0 | Constrained, otherwise capacity available =620 kW | --> | C19 ex KILMONEY | Kilmoney [T41,T42] | TRABEG |  | 51.8137 | -8.3944
MV/LV Substation CU***248X |  | 10 kV | _ | LV | 50 kVA :Pole Substation | 0.05 | --> | 0.05 | 0 | 0 | Constrained, otherwise capacity available =21 kVA | --> | 0.048 | 0 | 0.015 | 0.04 | 0 |  | --> | C24 ex BISHOPSTOWN | Bishopstown [T41,T42] | KILBARRY |  | 51.8714 | -8.5632
MV/LV Substation KI***248Z |  | 10 kV | _ | LV | 630 kVA :Building Structure | 0.63 | --> | 0.63 | 0 | 0 | Constrained, otherwise capacity available =499 kVA | --> | 0.598 | 0 | 0 | 0.5 | 0 |  | --> | C17 ex CARRIGALINE | Carrigaline [T41,T42] | BARNAHELY |  | 51.8096 | -8.3668
MV/LV Substation MA***251X |  | 10 kV | _ | LV | 630 kVA :Kiosk Substation | 0.63 | --> | 0.63 | 0 | 0 | Constrained, otherwise capacity available =564 kVA | --> | 0.598 | 0 | 0.006 | 0 | 0 | Constrained, otherwise capacity available =603 kW | --> | C19 ex KILMONEY | Kilmoney [T41,T42] | TRABEG |  | 51.811 | -8.3959
MV/LV Substation EA***251Z |  | 10 kV | _ | LV | 400 kVA :Kiosk Substation | 0.4 | --> | 0.4 | 0 | 0 | Constrained, otherwise capacity available =286 kVA | --> | 0.38 | 0 | 0.005 | 0.392 | 0 |  | --> | C22 ex TOGHER | Togher [T41,T42] | TRABEG |  | 51.8726 | -8.5131
MV/LV Substation EN***252X |  | 10 kV | _ | LV | 400 kVA :Kiosk Substation | 0.4 | --> | 0.4 | 0 | 0 | Constrained, otherwise capacity available =335 kVA | --> | 0.38 | 0 | 0.019 | 0.375 | 0 |  | --> | C15 ex CARRIGALINE | Carrigaline [T41,T42] | BARNAHELY |  | 51.8176 | -8.396
MV/LV Substation EL***253X |  | 10 kV | _ | LV | 630 kVA :Kiosk Substation | 0.63 | --> | 0.63 | 0 | 0 | Constrained, otherwise capacity available =576 kVA | --> | 0.598 | 0 | 0.01 | 0 | 0 | Constrained, otherwise capacity available =598 kW | --> | C22 ex KILMONEY | Kilmoney [T41,T42] | TRABEG |  | 51.8097 | -8.392
MV/LV Substation PE***253Z |  | 10 kV | _ | LV | 400 kVA :Kiosk Substation | 0.4 | --> | 0.4 | 0.266 | 4.3 |  | --> | 0.38 | 0 | 0.068 | 0.347 | 0 |  | --> | C11 ex RINGASKIDDY 110KV | Ringaskiddy 110kv [T42] | BARNAHELY |  | 51.8704 | -8.3499
MV/LV Substation BA***254 |  | 10 kV | _ | LV | 100 kVA :Pole Substation | 0.1 | --> | 0.1 | 0 | 0 | Constrained, otherwise capacity available =95 kVA | --> | 0.095 | 0 | 0 | 0.096 | 0 |  | --> | C11 ex BALLINCOLLIG | Ballincollig [T41,T42] | KILBARRY |  | 51.8251 | -8.6528
MV/LV Substation CA***254X |  | 10 kV | _ | LV | 400 kVA :Kiosk Substation | 0.4 | --> | 0.4 | 0 | 0 | Constrained, otherwise capacity available =358 kVA | --> | 0.38 | 0 | 0.015 | 0.375 | 0 |  | --> | C15 ex CARRIGALINE | Carrigaline [T41,T42] | BARNAHELY |  | 51.8229 | -8.3965
MV/LV Substation PE***254Z |  | 10 kV | _ | LV | 630 kVA :Building Structure | 0.63 | --> | 0.63 | 0.484 | 4.3 |  | --> | 0.598 | 0 | 0.042 | 0.5 | 0 |  | --> | C11 ex RINGASKIDDY 110KV | Ringaskiddy 110kv [T42] | BARNAHELY |  | 51.8709 | -8.3464
MV/LV Substation CA***255X |  | 10 kV | _ | LV | 400 kVA :Kiosk Substation | 0.4 | --> | 0.4 | 0 | 0 | Constrained, otherwise capacity available =372 kVA | --> | 0.38 | 0 | 0 | 0.384 | 0 |  | --> | C15 ex CARRIGALINE | Carrigaline [T41,T42] | BARNAHELY |  | 51.8232 | -8.3953
MV/LV Substation NA***256X |  | 10 kV | _ | LV | 630 kVA :Kiosk Substation | 0.63 | --> | 0.63 | 0.5 | 10.79 |  | --> | 0.598 | 0 | 0 | 0.5 | 0 |  | --> | C12 ex FACTORY CROSS | Factory Cross [T41,T42] | BARNAHELY |  | 51.842 | -8.2978
MV/LV Substation UN***256Z |  | 10 kV | _ | LV | 400 kVA :Building Structure | 0.4 | --> | 0.4 | 0 | 0 | Constrained, otherwise capacity available =385 kVA | --> | 0.38 | 0 | 0 | 0.382 | 0 |  | --> | C22 ex BISHOPSTOWN | Bishopstown [T41,T42] | KILBARRY |  | 51.8742 | -8.5426
MV/LV Substation CA***258X |  | 10 kV | _ | LV | 50 kVA :Pole Substation | 0.05 | --> | 0.05 | 0 | 0 | Constrained, otherwise capacity available =28 kVA | --> | 0.048 | 0 | 0.01 | 0.043 | 0 |  | --> | C17 ex BISHOPSTOWN | Bishopstown [T41,T42] | KILBARRY |  | 51.8886 | -8.5615
MV/LV Substation DE***262Y |  | 10 kV | _ | LV | 400 kVA :Kiosk Substation | 0.4 | --> | 0.4 | 0 | 0 | Constrained, otherwise capacity available =342 kVA | --> | 0.38 | 0 | 0.032 | 0.364 | 0 |  | --> | C21 ex DOUGLAS | Douglas [T41,T42] | TRABEG |  | 51.8781 | -8.4194
MV/LV Substation TO***263Z |  | 10 kV | _ | LV | 1000 kVA :Building Structure | 1 | --> | 1 | 0.5 | 5.49 |  | --> | 0.95 | 0 | 0.05 | 0.5 | 0 |  | --> | C17 ex TRABEG | Trabeg [T101,T102] | TRABEG |  | 51.8716 | -8.4743
MV/LV Substation FE***264Z |  | 10 kV | _ | LV | 50 kVA :Pole Substation | 0.05 | --> | 0.05 | 0.048 | 4.3 |  | --> | 0.048 | 0 | 0 | 0.048 | 0 |  | --> | C11 ex RINGASKIDDY 110KV | Ringaskiddy 110kv [T42] | BARNAHELY |  | 51.8296 | -8.3813
MV/LV Substation SC***267Z |  | 10 kV | _ | LV | 630 kVA :Building Structure | 0.63 | --> | 0.63 | 0.5 | 7.88 |  | --> | 0.598 | 0 | 0 | 0.5 | 0 |  | --> | C24 ex LIBERTY STREET | Liberty Street [T101,T102] | LIBERTY STREET |  | 51.896 | -8.4697
MV/LV Substation BA***268 |  | 10 kV | _ | LV | 400 kVA :Kiosk Substation | 0.4 | --> | 0.4 | 0 | 0 | Constrained, otherwise capacity available =312 kVA | --> | 0.38 | 0 | 0.005 | 0.388 | 0 |  | --> | C11 ex BALLINCOLLIG | Ballincollig [T41,T42] | KILBARRY |  | 51.8662 | -8.5991
MV/LV Substation CA***268Y |  | 10 kV | _ | LV | 50 kVA :Pole Substation | 0.05 | --> | 0.05 | 0.036 | 4.3 |  | --> | 0.048 | 0 | 0 | 0.049 | 0 |  | --> | C19 ex RINGASKIDDY 110KV | Ringaskiddy 110kv [T42] | BARNAHELY |  | 51.8508 | -8.3426
MV/LV Substation ME***268Z |  | 10 kV | _ | LV | 630 kVA :Building Structure | 0.63 | --> | 0.63 | 0 | 0 | Constrained, otherwise capacity available =555 kVA | --> | 0.598 | 0 | 0 | 0.5 | 0 |  | --> | C18 ex DENNEHYS CROSS | Dennehys Cross [T41,T42] | TRABEG |  | 51.8918 | -8.5201
MV/LV Substation GR***270Z |  | 10 kV | _ | LV | 400 kVA :Kiosk Substation | 0.4 | --> | 0.4 | 0 | 0 | Constrained, otherwise capacity available =221 kVA | --> | 0.38 | 0 | 0.025 | 0.385 | 0 |  | --> | C17 ex DOUGLAS | Douglas [T41,T42] | TRABEG |  | 51.8608 | -8.4415
MV/LV Substation GR***271Z |  | 10 kV | _ | LV | 400 kVA :Building Structure | 0.4 | --> | 0.4 | 0.359 | 4.3 |  | --> | 0.38 | 0 | 0 | 0.386 | 0 |  | --> | C19 ex RINGASKIDDY 110KV | Ringaskiddy 110kv [T42] | BARNAHELY |  | 51.866 | -8.3311
MV/LV Substation BA***274 |  | 10 kV | _ | LV | 50 kVA :Pole Substation | 0.05 | --> | 0.05 | 0 | 0 | Constrained, otherwise capacity available =42 kVA | --> | 0.048 | 0 | 0.005 | 0.045 | 0 |  | --> | C11 ex BALLINCOLLIG | Ballincollig [T41,T42] | KILBARRY |  | 51.841 | -8.6017
MV/LV Substation AL***277Y |  | 10 kV | _ | LV | 400 kVA :Kiosk Substation | 0.4 | --> | 0.4 | 0.339 | 5.49 |  | --> | 0.38 | 0 | 0.025 | 0.37 | 0 |  | --> | C20 ex TRABEG | Trabeg [T101,T102] | TRABEG |  | 51.8792 | -8.4487
MV/LV Substation PI***277Z |  | 10 kV | _ | LV | 400 kVA :Building Structure | 0.4 | --> | 0.4 | 0 | 0 | Constrained, otherwise capacity available =321 kVA | --> | 0.38 | 0 | 0 | 0.391 | 0 |  | --> | C18 ex DENNEHYS CROSS | Dennehys Cross [T41,T42] | TRABEG |  | 51.8893 | -8.5199
MV/LV Substation FO***278Y |  | 10 kV | _ | LV | 400 kVA :Kiosk Substation | 0.4 | --> | 0.4 | 0 | 0 | Constrained, otherwise capacity available =304 kVA | --> | 0.38 | 0 | 0.031 | 0.37 | 0 |  | --> | C22 ex TOGHER | Togher [T41,T42] | TRABEG |  | 51.87 | -8.5025
MV/LV Substation LO***278Z |  | 10 kV | _ | LV | 400 kVA :Kiosk Substation | 0.4 | --> | 0.4 | 0.372 | 7.88 |  | --> | 0.38 | 0 | 0.006 | 0.379 | 0 |  | --> | C17 ex LIBERTY STREET | Liberty Street [T101,T102] | LIBERTY STREET |  | 51.8901 | -8.4842
MV/LV Substation GL***279Y |  | 10 kV | _ | LV | 400 kVA :Kiosk Substation | 0.4 | --> | 0.4 | 0.353 | 5.49 |  | --> | 0.38 | 0 | 0.005 | 0.383 | 0 |  | --> | C19 ex TRABEG | Trabeg [T101,T102] | TRABEG |  | 51.8668 | -8.4463
MV/LV Substation ME***280Y |  | 10 kV | _ | LV | 400 kVA :Kiosk Substation | 0.4 | --> | 0.4 | 0.316 | 5.49 |  | --> | 0.38 | 0 | 0.041 | 0.361 | 0 |  | --> | C11 ex TRABEG | Trabeg [T101,T102] | TRABEG |  | 51.8802 | -8.4461
MV/LV Substation CA***280Z |  | 10 kV | _ | LV | 100 kVA :Pole Substation | 0.1 | --> | 0.1 | 0 | 0 | Constrained, otherwise capacity available =98 kVA | --> | 0.095 | 0 | 0 | 0.095 | 0 |  | --> | C16 ex CARRIGALINE | Carrigaline [T41,T42] | BARNAHELY |  | 51.8695 | -8.3775
MV/LV Substation BR***284Y |  | 10 kV | _ | LV | 630 kVA :Kiosk Substation | 0.63 | --> | 0.63 | 0 | 0 | Constrained, otherwise capacity available =438 kVA | --> | 0.598 | 0 | 0.005 | 0.5 | 0 |  | --> | C24 ex DENNEHYS CROSS | Dennehys Cross [T41,T42] | TRABEG |  | 51.8907 | -8.5017
MV/LV Substation TS***285Y |  | 10 kV | _ | LV | 630 kVA :Building Structure | 0.63 | --> | 0.63 | 0 | 0 | Constrained, otherwise capacity available =491 kVA | --> | 0.598 | 0 | 0.02 | 0.5 | 0 |  | --> | C13 ex DOUGLAS | Douglas [T41,T42] | TRABEG |  | 51.8783 | -8.4344
MV/LV Substation SC***286Y |  | 10 kV | _ | LV | 400 kVA :Building Structure | 0.4 | --> | 0.4 | 0 | 0 | Constrained, otherwise capacity available =340 kVA | --> | 0.38 | 0 | 0 | 0.388 | 0 |  | --> | C20 ex TOGHER | Togher [T41,T42] | TRABEG |  | 51.8784 | -8.4856
MV/LV Substation BU***286Z |  | 10 kV | _ | LV | 400 kVA :Building Structure | 0.4 | --> | 0.4 | 0.399 | 5.49 |  | --> | 0.38 | 0 | 0 | 0.38 | 0 |  | --> | C23 ex TRABEG | Trabeg [T101,T102] | TRABEG |  | 51.8502 | -8.4788
MV/LV Substation AV***287Y |  | 10 kV | _ | LV | 200 kVA :Kiosk Substation | 0.2 | --> | 0.2 | 0.111 | 6.78 |  | --> | 0.19 | 0 | 0.005 | 0.198 | 0 |  | --> | C26 ex CASTLEVIEW | Castleview [T101,T102] | CASTLEVIEW |  | 51.8925 | -8.4056
MV/LV Substation CL***288 |  | 20 kV | _ | LV | 50 kVA :Pole Substation | 0.05 | --> | 0.05 | 0.04 | 17.47 |  | --> | 0.048 | 0 | 0.01 | 0.042 | 0 |  | --> | E13 ex COOLROE | Coolroe [T121,T122] | COOLROE |  | 51.8494 | -8.6858
MV/LV Substation ME***289Y |  | 10 kV | _ | LV | 400 kVA :Building Structure | 0.4 | --> | 0.4 | 0 | 0 | Constrained, otherwise capacity available =325 kVA | --> | 0.38 | 0 | 0.005 | 0.386 | 0 |  | --> | C21 ex BISHOPSTOWN | Bishopstown [T41,T42] | KILBARRY |  | 51.8885 | -8.5365
MV/LV Substation BA***290Y |  | 10 kV | _ | LV | 400 kVA :Building Structure | 0.4 | --> | 0.4 | 0 | 0 | Constrained, otherwise capacity available =319 kVA | --> | 0.38 | 0 | 0 | 0.391 | 0 |  | --> | C18 ex DENNEHYS CROSS | Dennehys Cross [T41,T42] | TRABEG |  | 51.891 | -8.5238
MV/LV Substation LO***291Y |  | 10 kV | _ | LV | 400 kVA :Building Structure | 0.4 | --> | 0.4 | 0 | 0 | Constrained, otherwise capacity available =381 kVA | --> | 0.38 | 0 | 0 | 0.382 | 0 |  | --> | C12 ex BISHOPSTOWN | Bishopstown [T41,T42] | KILBARRY |  | 51.8894 | -8.5248
MV/LV Substation HE***292X |  | 10 kV | _ | LV | 100 kVA :Pole Substation | 0.1 | --> | 0.1 | 0 | 0 | Constrained, otherwise capacity available =68 kVA | --> | 0.095 | 0 | 0.017 | 0 | 0 | Constrained, otherwise capacity available =87 kW | --> | C22 ex KILMONEY | Kilmoney [T41,T42] | TRABEG |  | 51.8049 | -8.4097
MV/LV Substation CA***292Z |  | 10 kV | _ | LV | 400 kVA :Kiosk Substation | 0.4 | --> | 0.4 | 0.312 | 6.78 |  | --> | 0.38 | 0 | 0.03 | 0.37 | 0 |  | --> | C26 ex CASTLEVIEW | Castleview [T101,T102] | CASTLEVIEW |  | 51.8909 | -8.3956
MV/LV Substation AH***293X |  | 10 kV | _ | LV | 50 kVA :Pole Substation | 0.05 | --> | 0.05 | 0 | 0 | Constrained, otherwise capacity available =43 kVA | --> | 0.048 | 0 | 0 | 0 | 0 | Constrained, otherwise capacity available =48 kW | --> | C21 ex KILMONEY | Kilmoney [T41,T42] | TRABEG |  | 51.7622 | -8.3819
MV/LV Substation MA***293Y |  | 10 kV | _ | LV | 200 kVA :Building Structure | 0.2 | --> | 0.2 | 0.126 | 6.78 |  | --> | 0.19 | 0 | 0.029 | 0.178 | 0 |  | --> | C26 ex CASTLEVIEW | Castleview [T101,T102] | CASTLEVIEW |  | 51.8933 | -8.4041
MV/LV Substation DR***293Z |  | 10 kV | _ | LV | 400 kVA :Building Structure | 0.4 | --> | 0.4 | 0.343 | 7.88 |  | --> | 0.38 | 0 | 0 | 0.388 | 0 |  | --> | C23 ex LIBERTY STREET | Liberty Street [T101,T102] | LIBERTY STREET |  | 51.8999 | -8.4722
MV/LV Substation OC***295Y |  | 10 kV | _ | LV | 630 kVA :Building Structure | 0.63 | --> | 0.63 | 0.5 | 4.67 |  | --> | 0.598 | 0 | 0 | 0.5 | 0 |  | --> | C19 ex CENTRE PARK ROAD | Marina [T105,T106] | MARINA |  | 51.8999 | -8.4685
MV/LV Substation ME***296Y |  | 10 kV | _ | LV | 630 kVA :Building Structure | 0.63 | --> | 0.63 | 0.5 | 4.67 |  | --> | 0.598 | 0 | 0 | 0.5 | 0 |  | --> | C19 ex CENTRE PARK ROAD | Marina [T105,T106] | MARINA |  | 51.9 | -8.4695
MV/LV Substation RO***297Y |  | 10 kV | _ | LV | 200 kVA :Kiosk Substation | 0.2 | --> | 0.2 | 0 | 0 | Constrained, otherwise capacity available =122 kVA | --> | 0.19 | 0 | 0.063 | 0.154 | 0 |  | --> | C12 ex BISHOPSTOWN | Bishopstown [T41,T42] | KILBARRY |  | 51.8885 | -8.538
MV/LV Substation AL***299Y |  | 10 kV | _ | LV | 400 kVA :Building Structure | 0.4 | --> | 0.4 | 0 | 0 | Constrained, otherwise capacity available =276 kVA | --> | 0.38 | 0 | 0 | 0.397 | 0 |  | --> | C17 ex TOGHER | Togher [T41,T42] | TRABEG |  | 51.8765 | -8.4717
MV/LV Substation 1 ***299Z |  | 10 kV | _ | LV | 400 kVA :Kiosk Substation | 0.4 | --> | 0.4 | 0 | 0 | Constrained, otherwise capacity available =314 kVA | --> | 0.38 | 0 | 0.03 | 0.369 | 0 |  | --> | C17 ex DOUGLAS | Douglas [T41,T42] | TRABEG |  | 51.8689 | -8.4327
MV/LV Substation MA***300Z |  | 10 kV | _ | LV | 400 kVA :Kiosk Substation | 0.4 | --> | 0.4 | 0 | 0 | Constrained, otherwise capacity available =257 kVA | --> | 0.38 | 0 | 0.014 | 0.389 | 0 |  | --> | C18 ex DOUGLAS | Douglas [T41,T42] | TRABEG |  | 51.8721 | -8.4262
MV/LV Substation UC***302Z |  | 10 kV | _ | LV | 630 kVA :Building Structure | 0.63 | --> | 0.63 | 0 | 0 | Constrained, otherwise capacity available =372 kVA | --> | 0.598 | 0 | 0.05 | 0.5 | 0 |  | --> | C14 ex DENNEHYS CROSS | Dennehys Cross [T41,T42] | TRABEG |  | 51.8944 | -8.5014
MV/LV Substation SE***303 |  | 10 kV | _ | LV | 400 kVA :Kiosk Substation | 0.4 | --> | 0.4 | 0 | 0 | Constrained, otherwise capacity available =338 kVA | --> | 0.38 | 0 | 0.161 | 0.269 | 0 |  | --> | C22 ex BALLINCOLLIG | Ballincollig [T41,T42] | KILBARRY |  | 51.8879 | -8.6024
MV/LV Substation CA***304Y |  | 10 kV | _ | LV | 630 kVA :Kiosk Substation | 0.63 | --> | 0.63 | 0 | 0 | Constrained, otherwise capacity available =340 kVA | --> | 0.598 | 0 | 0.048 | 0.5 | 0 |  | --> | C15 ex CARRIGALINE | Carrigaline [T41,T42] | BARNAHELY |  | 51.8159 | -8.3917
MV/LV Substation CO***308 |  | 10 kV | _ | LV | 200 kVA :Building Structure | 0.2 | --> | 0.2 | 0 | 0 | Constrained, otherwise capacity available =162 kVA | --> | 0.19 | 0 | 0 | 0.195 | 0 |  | --> | C21 ex BALLINCOLLIG | Ballincollig [T41,T42] | KILBARRY |  | 51.8866 | -8.5819
MV/LV Substation OR***308Z |  | 10 kV | _ | LV | 200 kVA :Kiosk Substation | 0.2 | --> | 0.2 | 0.154 | 4.67 |  | --> | 0.19 | 0 | 0.005 | 0.192 | 0 |  | --> | C23 ex CENTRE PARK ROAD | Marina [T105,T106] | MARINA |  | 51.8969 | -8.4118
MV/LV Substation RI***309Z |  | 10 kV | _ | LV | 50 kVA :Pole Substation | 0.05 | --> | 0.05 | 0 | 0 | Constrained, otherwise capacity available =24 kVA | --> | 0.048 | 0 | 0 | 0.051 | 0 |  | --> | C15 ex BISHOPSTOWN | Bishopstown [T41,T42] | KILBARRY |  | 51.8919 | -8.539
MV/LV Substation SI***310Z |  | 10 kV | _ | LV | 400 kVA :Building Structure | 0.4 | --> | 0.4 | 0 | 0 | Constrained, otherwise capacity available =383 kVA | --> | 0.38 | 0 | 0 | 0.382 | 0 |  | --> | C18 ex DENNEHYS CROSS | Dennehys Cross [T41,T42] | TRABEG |  | 51.8892 | -8.5218
MV/LV Substation CL***311Z |  | 20 kV | _ | LV | 200 kVA :Building Structure | 0.2 | --> | 0.2 | 0.181 | 17.47 |  | --> | 0.19 | 0 | 0 | 0.193 | 0 |  | --> | E12 ex COOLROE | Coolroe [T121,T122] | COOLROE |  | 51.8715 | -8.651
MV/LV Substation CA***313Y |  | 10 kV | _ | LV | 400 kVA :Kiosk Substation | 0.4 | --> | 0.4 | 0 | 0 | Constrained, otherwise capacity available =195 kVA | --> | 0.38 | 0 | 0.013 | 0 | 0 | Constrained, otherwise capacity available =397 kW | --> | C19 ex KILMONEY | Kilmoney [T41,T42] | TRABEG |  | 51.8123 | -8.3921
MV/LV Substation LA***314Y |  | 10 kV | _ | LV | 50 kVA :Pole Substation | 0.05 | --> | 0.05 | 0 | 0 | Constrained, otherwise capacity available =50 kVA | --> | 0.048 | 0 | 0 | 0 | 0 | Constrained, otherwise capacity available =48 kW | --> | C21 ex KILMONEY | Kilmoney [T41,T42] | TRABEG |  | 51.756 | -8.3568
MV/LV Substation KI***315Y |  | 10 kV | _ | LV | 200 kVA :Kiosk Substation | 0.2 | --> | 0.2 | 0 | 0 | Constrained, otherwise capacity available =60 kVA | --> | 0.19 | 0 | 0.06 | 0.164 | 0 |  | --> | C21 ex DOUGLAS | Douglas [T41,T42] | TRABEG |  | 51.8775 | -8.4231
MV/LV Substation CA***317 |  | 10 kV | _ | LV | 200 kVA :Pole Substation | 0.2 | --> | 0.2 | 0 | 0 | Constrained, otherwise capacity available =194 kVA | --> | 0.19 | 0 | 0 | 0.191 | 0 |  | --> | C26 ex BISHOPSTOWN | Bishopstown [T41,T42] | KILBARRY |  | 51.897 | -8.5506
MV/LV Substation BU***317Z |  | 10 kV | _ | LV | 400 kVA :Building Structure | 0.4 | --> | 0.4 | 0.289 | 5.49 |  | --> | 0.38 | 0 | 0 | 0.395 | 0 |  | --> | C23 ex TRABEG | Trabeg [T101,T102] | TRABEG |  | 51.8491 | -8.4818
MV/LV Substation DA***318Z |  | 10 kV | _ | LV | 200 kVA :Kiosk Substation | 0.2 | --> | 0.2 | 0 | 0 | Constrained, otherwise capacity available =49 kVA | --> | 0.19 | 0 | 0.005 | 0 | 0 | Constrained, otherwise capacity available =206 kW | --> | C19 ex KILMONEY | Kilmoney [T41,T42] | TRABEG |  | 51.8126 | -8.394
MV/LV Substation RO***319 |  | 10 kV | _ | LV | 100 kVA :Pole Substation | 0.1 | --> | 0.1 | 0 | 0 | Constrained, otherwise capacity available =77 kVA | --> | 0.095 | 0 | 0.015 | 0.087 | 0 |  | --> | C26 ex BISHOPSTOWN | Bishopstown [T41,T42] | KILBARRY |  | 51.8916 | -8.551
MV/LV Substation TH***320 |  | 10 kV | _ | LV | 1000 kVA :Building Structure | 1 | --> | 1 | 0 | 0 | Constrained, otherwise capacity available =928 kVA | --> | 0.95 | 0 | 0 | 0.5 | 0 |  | --> | C21 ex BALLINCOLLIG | Ballincollig [T41,T42] | KILBARRY |  | 51.8837 | -8.5918
MV/LV Substation UC***321 |  | 10 kV | _ | LV | 50 kVA :Pole Substation | 0.05 | --> | 0.05 | 0 | 0 | Constrained, otherwise capacity available =47 kVA | --> | 0.048 | 0 | 0 | 0.048 | 0 |  | --> | C21 ex BALLINCOLLIG | Ballincollig [T41,T42] | KILBARRY |  | 51.8787 | -8.5891
MV/LV Substation PF***322Z |  | 10 kV | _ | LV | 50 kVA :Pole Substation | 0.05 | --> | 0.05 | 0.03 | 4.3 |  | --> | 0.048 | 0 | 0 | 0.05 | 0 |  | --> | C11 ex RINGASKIDDY 110KV | Ringaskiddy 110kv [T42] | BARNAHELY |  | 51.8329 | -8.3465
MV/LV Substation SO***324Z |  | 10 kV | _ | LV | 1000 kVA :Building Structure | 1 | --> | 1 | 0.5 | 6.78 |  | --> | 0.95 | 0 | 0 | 0.5 | 0 |  | --> | C25 ex CASTLEVIEW | Castleview [T101,T102] | CASTLEVIEW |  | 51.8878 | -8.4034
MV/LV Substation MY***325X |  | 10 kV | _ | LV | 100 kVA :Pole Substation | 0.1 | --> | 0.1 | 0 | 0 | Constrained, otherwise capacity available =87 kVA | --> | 0.095 | 0 | 0.006 | 0.092 | 0 |  | --> | C17 ex CARRIGALINE | Carrigaline [T41,T42] | BARNAHELY |  | 51.791 | -8.3066
MV/LV Substation HA***325Y |  | 10 kV | _ | LV | 630 kVA :Building Structure | 0.63 | --> | 0.63 | 0.5 | 4.3 |  | --> | 0.598 | 0 | 0 | 0.5 | 0 |  | --> | C17 ex RINGASKIDDY 110KV | Ringaskiddy 110kv [T42] | BARNAHELY |  | 51.832 | -8.3301
MV/LV Substation RO***326Y |  | 10 kV | _ | LV | 630 kVA :Building Structure | 0.63 | --> | 0.63 | 0 | 0 | Constrained, otherwise capacity available =482 kVA | --> | 0.598 | 0 | 0 | 0.5 | 0 |  | --> | C21 ex DOUGLAS | Douglas [T41,T42] | TRABEG |  | 51.8796 | -8.4254
MV/LV Substation KI***326Z |  | 10 kV | _ | LV | 100 kVA :Pole Substation | 0.1 | --> | 0.1 | 0 | 0 | Constrained, otherwise capacity available =98 kVA | --> | 0.095 | 0 | 0 | 0.095 | 0 |  | --> | C11 ex BALLINCOLLIG | Ballincollig [T41,T42] | KILBARRY |  | 51.8433 | -8.5329
MV/LV Substation GO***328X |  | 10 kV | _ | LV | 50 kVA :Pole Substation | 0.05 | --> | 0.05 | 0 | 0 | Constrained, otherwise capacity available =36 kVA | --> | 0.048 | 0 | 0.021 | 0.034 | 0 |  | --> | C17 ex CARRIGALINE | Carrigaline [T41,T42] | BARNAHELY |  | 51.7899 | -8.3206
MV/LV Substation OV***330Y |  | 20 kV | _ | LV | 50 kVA :Pole Substation | 0.05 | --> | 0.05 | 0.021 | 17.47 |  | --> | 0.048 | 0 | 0.044 | 0.019 | 0 |  | --> | E13 ex COOLROE | Coolroe [T121,T122] | COOLROE |  | 51.8738 | -8.6647
MV/LV Substation GR***331X |  | 10 kV | _ | LV | 100 kVA :Pole Substation | 0.1 | --> | 0.1 | 0 | 0 | Constrained, otherwise capacity available =88 kVA | --> | 0.095 | 0 | 0 | 0 | 0 | Constrained, otherwise capacity available =97 kW | --> | C21 ex KILMONEY | Kilmoney [T41,T42] | TRABEG |  | 51.7736 | -8.3199
MV/LV Substation CO***331Y |  | 10 kV | _ | LV | 400 kVA :Kiosk Substation | 0.4 | --> | 0.4 | 0.4 | 10.79 |  | --> | 0.38 | 0 | 0 | 0.38 | 0 |  | --> | C18 ex FACTORY CROSS | Factory Cross [T41,T42] | BARNAHELY |  | 51.8181 | -8.3399
MV/LV Substation BE***332Y |  | 10 kV | _ | LV | 400 kVA :Kiosk Substation | 0.4 | --> | 0.4 | 0.249 | 5.49 |  | --> | 0.38 | 0 | 0.046 | 0.366 | 0 |  | --> | C18 ex TRABEG | Trabeg [T101,T102] | TRABEG |  | 51.8656 | -8.4608
MV/LV Substation NO***332Z |  | 10 kV | _ | LV | 630 kVA :Building Structure | 0.63 | --> | 0.63 | 0.5 | 4.67 |  | --> | 0.598 | 0 | 0 | 0.5 | 0 |  | --> | C18 ex CENTRE PARK ROAD | Marina [T105,T106] | MARINA |  | 51.886 | -8.418
MV/LV Substation OV***333X |  | 20 kV | _ | LV | 50 kVA :Pole Substation | 0.05 | --> | 0.05 | 0.034 | 17.47 |  | --> | 0.048 | 0 | 0.009 | 0.043 | 0 |  | --> | E12 ex COOLROE | Coolroe [T121,T122] | COOLROE |  | 51.8767 | -8.665
MV/LV Substation RO***335Z |  | 10 kV | _ | LV | 200 kVA :Pole Substation | 0.2 | --> | 0.2 | 0.161 | 10.79 |  | --> | 0.19 | 0 | 0 | 0.195 | 0 |  | --> | C12 ex FACTORY CROSS | Factory Cross [T41,T42] | BARNAHELY |  | 51.8315 | -8.3077
MV/LV Substation PO***336X |  | 10 kV | _ | LV | 100 kVA :Pole Substation | 0.1 | --> | 0.1 | 0 | 0 | Constrained, otherwise capacity available =82 kVA | --> | 0.095 | 0 | 0.011 | 0.089 | 0 |  | --> | C17 ex CARRIGALINE | Carrigaline [T41,T42] | BARNAHELY |  | 51.7784 | -8.3028
MV/LV Substation WE***336Z |  | 10 kV | _ | LV | 400 kVA :Kiosk Substation | 0.4 | --> | 0.4 | 0 | 0 | Constrained, otherwise capacity available =294 kVA | --> | 0.38 | 0 | 0.037 | 0.367 | 0 |  | --> | C15 ex CARRIGALINE | Carrigaline [T41,T42] | BARNAHELY |  | 51.8192 | -8.4042
MV/LV Substation BR***337Y |  | 10 kV | _ | LV | 630 kVA :Kiosk Substation | 0.63 | --> | 0.63 | 0 | 0 | Constrained, otherwise capacity available =436 kVA | --> | 0.598 | 0 | 0.069 | 0.5 | 0 |  | --> | C18 ex DOUGLAS | Douglas [T41,T42] | TRABEG |  | 51.8651 | -8.4109
MV/LV Substation BU***338X |  | 10 kV | _ | LV | 50 kVA :Pole Substation | 0.05 | --> | 0.05 | 0 | 0 | Constrained, otherwise capacity available =42 kVA | --> | 0.048 | 0 | 0 | 0.049 | 0 |  | --> | C17 ex CARRIGALINE | Carrigaline [T41,T42] | BARNAHELY |  | 51.7806 | -8.2949
MV/LV Substation BA***338Z |  | 10 kV | _ | LV | 50 kVA :Pole Substation | 0.05 | --> | 0.05 | 0 | 0 | Constrained, otherwise capacity available =46 kVA | --> | 0.048 | 0 | 0 | 0 | 0 | Constrained, otherwise capacity available =48 kW | --> | C24 ex KILMONEY | Kilmoney [T41,T42] | TRABEG |  | 51.8267 | -8.4814
MV/LV Substation EU***339Z |  | 10 kV | _ | LV | 200 kVA :Kiosk Substation | 0.2 | --> | 0.2 | 0.147 | 10.79 |  | --> | 0.19 | 0 | 0 | 0.197 | 0 |  | --> | C12 ex FACTORY CROSS | Factory Cross [T41,T42] | BARNAHELY |  | 51.8328 | -8.3161
MV/LV Substation WA***341 |  | 10 kV | _ | LV | 50 kVA :Pole Substation | 0.05 | --> | 0.05 | 0 | 0 | Constrained, otherwise capacity available =34 kVA | --> | 0.048 | 0 | 0 | 0.05 | 0 |  | --> | C24 ex BISHOPSTOWN | Bishopstown [T41,T42] | KILBARRY |  | 51.8677 | -8.5465
MV/LV Substation SW***342Z |  | 10 kV | _ | LV | 100 kVA :Pole Substation | 0.1 | --> | 0.1 | 0 | 0 | Constrained, otherwise capacity available =24 kVA | --> | 0.095 | 0 | 0 | 0.105 | 0 |  | --> | C22 ex TOGHER | Togher [T41,T42] | TRABEG |  | 51.871 | -8.4894
MV/LV Substation BA***343X |  | 20 kV | _ | LV | 100 kVA :Pole Substation | 0.1 | --> | 0.1 | 0 | 0 | Constrained, otherwise capacity available =89 kVA | --> | 0.095 | 0 | 0.01 | 0 | 0 | Constrained, otherwise capacity available =89 kW | --> | C15 ex KILMONEY | Kilmoney [T41,T42] | TRABEG |  | 51.7642 | -8.5562
MV/LV Substation MA***344X |  | 10 kV | _ | LV | 630 kVA :Kiosk Substation | 0.63 | --> | 0.63 | 0 | 0 | Constrained, otherwise capacity available =464 kVA | --> | 0.598 | 0 | 0.045 | 0.5 | 0 |  | --> | C26 ex BISHOPSTOWN | Bishopstown [T41,T42] | KILBARRY |  | 51.8907 | -8.5768
MV/LV Substation CL***348Z |  | 10 kV | _ | LV | 400 kVA :Kiosk Substation | 0.4 | --> | 0.4 | 0 | 0 | Constrained, otherwise capacity available =282 kVA | --> | 0.38 | 0 | 0.004 | 0.393 | 0 |  | --> | C18 ex DOUGLAS | Douglas [T41,T42] | TRABEG |  | 51.8685 | -8.407
MV/LV Substation PA***351Z |  | 10 kV | _ | LV | 400 kVA :Kiosk Substation | 0.4 | --> | 0.4 | 0.288 | 4.3 |  | --> | 0.38 | 0 | 0 | 0.395 | 0 |  | --> | C11 ex RINGASKIDDY 110KV | Ringaskiddy 110kv [T42] | BARNAHELY |  | 51.8716 | -8.3364
MV/LV Substation BL***352Y |  | 10 kV | _ | LV | 200 kVA :Kiosk Substation | 0.2 | --> | 0.2 | 0.101 | 4.3 |  | --> | 0.19 | 0 | 0.04 | 0.173 | 0 |  | --> | C11 ex RINGASKIDDY 110KV | Ringaskiddy 110kv [T42] | BARNAHELY |  | 51.8684 | -8.3432
MV/LV Substation RA***354Y |  | 10 kV | _ | LV | 200 kVA :Pole Substation | 0.2 | --> | 0.2 | 0 | 0 | Constrained, otherwise capacity available =147 kVA | --> | 0.19 | 0 | 0.048 | 0.162 | 0 |  | --> | C11 ex CARRIGALINE | Carrigaline [T41,T42] | BARNAHELY |  | 51.8265 | -8.35
MV/LV Substation BA***356Y |  | 10 kV | _ | LV | 200 kVA :Pole Substation | 0.2 | --> | 0.2 | 0 | 0 | Constrained, otherwise capacity available =146 kVA | --> | 0.19 | 0 | 0.014 | 0.187 | 0 |  | --> | C26 ex BISHOPSTOWN | Bishopstown [T41,T42] | KILBARRY |  | 51.8916 | -8.5887
MV/LV Substation CO***359Y |  | 10 kV | _ | LV | 50 kVA :Pole Substation | 0.05 | --> | 0.05 | 0 | 0 | Constrained, otherwise capacity available =46 kVA | --> | 0.048 | 0 | 0.005 | 0.044 | 0 |  | --> | C17 ex DOUGLAS | Douglas [T41,T42] | TRABEG |  | 51.8581 | -8.4415
MV/LV Substation BO***360 |  | 10 kV | _ | LV | 200 kVA :Pole Substation | 0.2 | --> | 0.2 | 0 | 0 | Constrained, otherwise capacity available =155 kVA | --> | 0.19 | 0 | 0.005 | 0.192 | 0 |  | --> | C24 ex BISHOPSTOWN | Bishopstown [T41,T42] | KILBARRY |  | 51.8556 | -8.5156
MV/LV Substation M.***360Y |  | 10 kV | _ | LV | 100 kVA :Pole Substation | 0.1 | --> | 0.1 | 0 | 0 | Constrained, otherwise capacity available =57 kVA | --> | 0.095 | 0 | 0 | 0.101 | 0 |  | --> | C17 ex DOUGLAS | Douglas [T41,T42] | TRABEG |  | 51.8481 | -8.4599
MV/LV Substation NA***360Z |  | 10 kV | _ | LV | 400 kVA :Kiosk Substation | 0.4 | --> | 0.4 | 0.249 | 7.88 |  | --> | 0.38 | 0 | 0 | 0.4 | 0 |  | --> | C14 ex LIBERTY STREET | Liberty Street [T101,T102] | LIBERTY STREET |  | 51.894 | -8.4736
MV/LV Substation RA***361Y |  | 10 kV | _ | LV | 50 kVA :Pole Substation | 0.05 | --> | 0.05 | 0.028 | 4.3 |  | --> | 0.048 | 0 | 0 | 0.05 | 0 |  | --> | C11 ex RINGASKIDDY 110KV | Ringaskiddy 110kv [T42] | BARNAHELY |  | 51.8396 | -8.3584
MV/LV Substation IN***362Z |  | 10 kV | _ | LV | 200 kVA :Kiosk Substation | 0.2 | --> | 0.2 | 0 | 0 | Constrained, otherwise capacity available =194 kVA | --> | 0.19 | 0 | 0.006 | 0.186 | 0 |  | --> | C12 ex BALLINCOLLIG | Ballincollig [T41,T42] | KILBARRY |  | 51.8888 | -8.6087
MV/LV Substation GO***363 |  | 10 kV | _ | LV | 50 kVA :Pole Substation | 0.05 | --> | 0.05 | 0 | 0 | Constrained, otherwise capacity available =26 kVA | --> | 0.048 | 0 | 0 | 0.051 | 0 |  | --> | C24 ex BISHOPSTOWN | Bishopstown [T41,T42] | KILBARRY |  | 51.8574 | -8.5083
MV/LV Substation FO***363Y |  | 10 kV | _ | LV | 400 kVA :Kiosk Substation | 0.4 | --> | 0.4 | 0 | 0 | Constrained, otherwise capacity available =302 kVA | --> | 0.38 | 0 | 0.044 | 0 | 0 | Constrained, otherwise capacity available =361 kW | --> | C22 ex KILMONEY | Kilmoney [T41,T42] | TRABEG |  | 51.8083 | -8.3931
MV/LV Substation FU***367Z |  | 10 kV | _ | LV | 630 kVA :Building Structure | 0.63 | --> | 0.63 | 0.5 | 10.79 |  | --> | 0.598 | 0 | 0 | 0.5 | 0 |  | --> | C12 ex FACTORY CROSS | Factory Cross [T41,T42] | BARNAHELY |  | 51.8279 | -8.3144
MV/LV Substation CA***368Z |  | 10 kV | _ | LV | 400 kVA :Kiosk Substation | 0.4 | --> | 0.4 | 0 | 0 | Constrained, otherwise capacity available =358 kVA | --> | 0.38 | 0 | 0 | 0.386 | 0 |  | --> | C21 ex BALLINCOLLIG | Ballincollig [T41,T42] | KILBARRY |  | 51.8866 | -8.5897
MV/LV Substation DO***369Y |  | 10 kV | _ | LV | 200 kVA :Pole Substation | 0.2 | --> | 0.2 | 0 | 0 | Constrained, otherwise capacity available =181 kVA | --> | 0.19 | 0 | 0 | 0.193 | 0 |  | --> | C22 ex TOGHER | Togher [T41,T42] | TRABEG |  | 51.867 | -8.5062
MV/LV Substation LI***369Z |  | 10 kV | _ | LV | 200 kVA :Kiosk Substation | 0.2 | --> | 0.2 | 0 | 0 | Constrained, otherwise capacity available =156 kVA | --> | 0.19 | 0 | 0.016 | 0.184 | 0 |  | --> | C21 ex BALLINCOLLIG | Ballincollig [T41,T42] | KILBARRY |  | 51.882 | -8.583
MV/LV Substation BA***370 |  | 10 kV | _ | LV | 50 kVA :Pole Substation | 0.05 | --> | 0.05 | 0 | 0 | Constrained, otherwise capacity available =44 kVA | --> | 0.048 | 0 | 0 | 0.048 | 0 |  | --> | C11 ex BALLINCOLLIG | Ballincollig [T41,T42] | KILBARRY |  | 51.8445 | -8.5396
MV/LV Substation SE***370X |  | 10 kV | _ | LV | 100 kVA :Pole Substation | 0.1 | --> | 0.1 | 0.094 | 10.79 |  | --> | 0.095 | 0 | 0 | 0.096 | 0 |  | --> | C18 ex FACTORY CROSS | Factory Cross [T41,T42] | BARNAHELY |  | 51.815 | -8.3306
MV/LV Substation KI***370Y |  | 20 kV | _ | LV | 50 kVA :Pole Substation | 0.05 | --> | 0.05 | 0.025 | 17.47 |  | --> | 0.048 | 0 | 0.025 | 0.032 | 0 |  | --> | E13 ex COOLROE | Coolroe [T121,T122] | COOLROE |  | 51.8678 | -8.662
MV/LV Substation ME***371Y |  | 10 kV | _ | LV | 200 kVA :Kiosk Substation | 0.2 | --> | 0.2 | 0 | 0 | Constrained, otherwise capacity available =156 kVA | --> | 0.19 | 0 | 0.004 | 0.193 | 0 |  | --> | C22 ex BALLINCOLLIG | Ballincollig [T41,T42] | KILBARRY |  | 51.8852 | -8.6051
MV/LV Substation BR***372Y |  | 10 kV | _ | LV | 400 kVA :Kiosk Substation | 0.4 | --> | 0.4 | 0 | 0 | Constrained, otherwise capacity available =274 kVA | --> | 0.38 | 0 | 0.071 | 0.344 | 0 |  | --> | C18 ex DOUGLAS | Douglas [T41,T42] | TRABEG |  | 51.8655 | -8.407
MV/LV Substation CU***372Z |  | 20 kV | _ | LV | 200 kVA :Kiosk Substation | 0.2 | --> | 0.2 | 0 | 0 | Constrained, otherwise capacity available =100 kVA | --> | 0.19 | 0 | 0.011 | 0 | 0 | Constrained, otherwise capacity available =195 kW | --> | C15 ex KILMONEY | Kilmoney [T41,T42] | TRABEG |  | 51.7704 | -8.4971
MV/LV Substation RO***373Z |  | 10 kV | _ | LV | 200 kVA :Kiosk Substation | 0.2 | --> | 0.2 | 0 | 0 | Constrained, otherwise capacity available =160 kVA | --> | 0.19 | 0 | 0 | 0.195 | 0 |  | --> | C21 ex DOUGLAS | Douglas [T41,T42] | TRABEG |  | 51.8771 | -8.3994
MV/LV Substation CO***375X |  | 10 kV | _ | LV | 100 kVA :Pole Substation | 0.1 | --> | 0.1 | 0.05 | 4.3 |  | --> | 0.095 | 0 | 0.01 | 0.094 | 0 |  | --> | C19 ex RINGASKIDDY 110KV | Ringaskiddy 110kv [T42] | BARNAHELY |  | 51.8561 | -8.3359
MV/LV Substation DE***375Y |  | 10 kV | _ | LV | 400 kVA :Kiosk Substation | 0.4 | --> | 0.4 | 0.357 | 4.3 |  | --> | 0.38 | 0 | 0.019 | 0.372 | 0 |  | --> | C19 ex RINGASKIDDY 110KV | Ringaskiddy 110kv [T42] | BARNAHELY |  | 51.8461 | -8.3399
MV/LV Substation RA***377X |  | 10 kV | _ | LV | 50 kVA :Pole Substation | 0.05 | --> | 0.05 | 0 | 0 | Constrained, otherwise capacity available =50 kVA | --> | 0.048 | 0 | 0 | 0.048 | 0 |  | --> | C16 ex CARRIGALINE | Carrigaline [T41,T42] | BARNAHELY |  | 51.8391 | -8.3673
MV/LV Substation PA***377Y |  | 10 kV | _ | LV | 400 kVA :Kiosk Substation | 0.4 | --> | 0.4 | 0.275 | 5.49 |  | --> | 0.38 | 0 | 0.033 | 0.372 | 0 |  | --> | C18 ex TRABEG | Trabeg [T101,T102] | TRABEG |  | 51.8685 | -8.4596
MV/LV Substation GL***377Z |  | 10 kV | _ | LV | 200 kVA :Kiosk Substation | 0.2 | --> | 0.2 | 0 | 0 | Constrained, otherwise capacity available =164 kVA | --> | 0.19 | 0 | 0.015 | 0 | 0 | Constrained, otherwise capacity available =184 kW | --> | C24 ex KILMONEY | Kilmoney [T41,T42] | TRABEG |  | 51.8228 | -8.466
MV/LV Substation BA***380Y |  | 10 kV | _ | LV | 50 kVA :Pole Substation | 0.05 | --> | 0.05 | 0 | 0 | Constrained, otherwise capacity available =49 kVA | --> | 0.048 | 0 | 0 | 0.048 | 0 |  | --> | C16 ex CARRIGALINE | Carrigaline [T41,T42] | BARNAHELY |  | 51.8335 | -8.3862
MV/LV Substation CL***381X |  | 10 kV | _ | LV | 100 kVA :Pole Substation | 0.1 | --> | 0.1 | 0 | 0 | Constrained, otherwise capacity available =85 kVA | --> | 0.095 | 0 | 0 | 0.097 | 0 |  | --> | C17 ex BISHOPSTOWN | Bishopstown [T41,T42] | KILBARRY |  | 51.8881 | -8.5652
MV/LV Substation LE***381Y |  | 20 kV | _ | LV | 100 kVA :Pole Substation | 0.1 | --> | 0.1 | 0.037 | 17.47 |  | --> | 0.095 | 0 | 0 | 0.103 | 0 |  | --> | E12 ex COOLROE | Coolroe [T121,T122] | COOLROE |  | 51.8908 | -8.7
MV/LV Substation MA***381Z |  | 10 kV | _ | LV | 100 kVA :Pole Substation | 0.1 | --> | 0.1 | 0 | 0 | Constrained, otherwise capacity available =68 kVA | --> | 0.095 | 0 | 0 | 0.099 | 0 |  | --> | C16 ex CARRIGALINE | Carrigaline [T41,T42] | BARNAHELY |  | 51.8367 | -8.3942
MV/LV Substation RE***382Z |  | 10 kV | _ | LV | 630 kVA :Building Structure | 0.63 | --> | 0.63 | 0.5 | 5.49 |  | --> | 0.598 | 0 | 0 | 0.5 | 0 |  | --> | C17 ex TRABEG | Trabeg [T101,T102] | TRABEG |  | 51.8685 | -8.4801
MV/LV Substation FE***383X |  | 10 kV | _ | LV | 50 kVA :Pole Substation | 0.05 | --> | 0.05 | 0 | 0 | Constrained, otherwise capacity available =32 kVA | --> | 0.048 | 0 | 0 | 0.05 | 0 |  | --> | C11 ex CARRIGALINE | Carrigaline [T41,T42] | BARNAHELY |  | 51.8295 | -8.3779
MV/LV Substation RE***383Z |  | 10 kV | _ | LV | 400 kVA :Building Structure | 0.4 | --> | 0.4 | 0.4 | 5.49 |  | --> | 0.38 | 0 | 0 | 0.38 | 0 |  | --> | C17 ex TRABEG | Trabeg [T101,T102] | TRABEG |  | 51.8673 | -8.4793
MV/LV Substation SU***384 |  | 10 kV | _ | LV | 400 kVA :Kiosk Substation | 0.4 | --> | 0.4 | 0 | 0 | Constrained, otherwise capacity available =256 kVA | --> | 0.38 | 0 | 0.024 | 0.381 | 0 |  | --> | C20 ex DENNEHYS CROSS | Dennehys Cross [T41,T42] | TRABEG |  | 51.8812 | -8.5058
MV/LV Substation RE***384Z |  | 10 kV | _ | LV | 630 kVA :Building Structure | 0.63 | --> | 0.63 | 0.5 | 5.49 |  | --> | 0.598 | 0 | 0 | 0.5 | 0 |  | --> | C17 ex TRABEG | Trabeg [T101,T102] | TRABEG |  | 51.8679 | -8.4793
MV/LV Substation BA***386X |  | 10 kV | _ | LV | 50 kVA :Pole Substation | 0.05 | --> | 0.05 | 0.029 | 4.3 |  | --> | 0.048 | 0 | 0.005 | 0.047 | 0 |  | --> | C11 ex RINGASKIDDY 110KV | Ringaskiddy 110kv [T42] | BARNAHELY |  | 51.8459 | -8.3518
MV/LV Substation AR***386Z |  | 10 kV | _ | LV | 400 kVA :Kiosk Substation | 0.4 | --> | 0.4 | 0.292 | 5.49 |  | --> | 0.38 | 0 | 0.022 | 0.378 | 0 |  | --> | C18 ex TRABEG | Trabeg [T101,T102] | TRABEG |  | 51.864 | -8.4507
MV/LV Substation AS***387 |  | 20 kV | _ | LV | 630 kVA :Building Structure | 0.63 | --> | 0.63 | 0.5 | 17.47 |  | --> | 0.598 | 0 | 0 | 0.5 | 0 |  | --> | E12 ex COOLROE | Coolroe [T121,T122] | COOLROE |  | 51.8844 | -8.6354
MV/LV Substation SU***387X |  | 10 kV | _ | LV | 100 kVA :Pole Substation | 0.1 | --> | 0.1 | 0.073 | 4.3 |  | --> | 0.095 | 0 | 0.019 | 0.084 | 0 |  | --> | C19 ex RINGASKIDDY 110KV | Ringaskiddy 110kv [T42] | BARNAHELY |  | 51.8508 | -8.3386
MV/LV Substation US***388Z |  | 10 kV | _ | LV | 400 kVA :Building Structure | 0.4 | --> | 0.4 | 0.374 | 4.67 |  | --> | 0.38 | 0 | 0 | 0.384 | 0 |  | --> | C23 ex CENTRE PARK ROAD | Marina [T105,T106] | MARINA |  | 51.8959 | -8.4166
MV/LV Substation PO***389Z |  | 10 kV | _ | LV | 200 kVA :Building Structure | 0.2 | --> | 0.2 | 0 | 0 | Constrained, otherwise capacity available =176 kVA | --> | 0.19 | 0 | 0 | 0.193 | 0 |  | --> | C17 ex BISHOPSTOWN | Bishopstown [T41,T42] | KILBARRY |  | 51.8865 | -8.5788
MV/LV Substation LA***390X |  | 10 kV | _ | LV | 100 kVA :Pole Substation | 0.1 | --> | 0.1 | 0.056 | 4.3 |  | --> | 0.095 | 0 | 0.019 | 0.087 | 0 |  | --> | C19 ex RINGASKIDDY 110KV | Ringaskiddy 110kv [T42] | BARNAHELY |  | 51.8601 | -8.3357
MV/LV Substation CA***390Z |  | 10 kV | _ | LV | 200 kVA :Kiosk Substation | 0.2 | --> | 0.2 | 0 | 0 | Constrained, otherwise capacity available =132 kVA | --> | 0.19 | 0 | 0.021 | 0.184 | 0 |  | --> | C15 ex CARRIGALINE | Carrigaline [T41,T42] | BARNAHELY |  | 51.8274 | -8.3969
MV/LV Substation LA***391Z |  | 10 kV | _ | LV | 200 kVA :Kiosk Substation | 0.2 | --> | 0.2 | 0 | 0 | Constrained, otherwise capacity available =145 kVA | --> | 0.19 | 0 | 0.029 | 0.176 | 0 |  | --> | C22 ex TOGHER | Togher [T41,T42] | TRABEG |  | 51.8643 | -8.4952
MV/LV Substation MO***392Z |  | 10 kV | _ | LV | 630 kVA :Building Structure | 0.63 | --> | 0.63 | 0 | 0 | Constrained, otherwise capacity available =544 kVA | --> | 0.598 | 0 | 0.005 | 0.5 | 0 |  | --> | C21 ex DOUGLAS | Douglas [T41,T42] | TRABEG |  | 51.8692 | -8.4075
MV/LV Substation OL***394X |  | 10 kV | _ | LV | 50 kVA :Pole Substation | 0.05 | --> | 0.05 | 0 | 0 | Constrained, otherwise capacity available =41 kVA | --> | 0.048 | 0 | 0 | 0.049 | 0 |  | --> | C16 ex CARRIGALINE | Carrigaline [T41,T42] | BARNAHELY |  | 51.8593 | -8.3824
MV/LV Substation AS***395 |  | 20 kV | _ | LV | 200 kVA :Pole Substation | 0.2 | --> | 0.2 | 0.173 | 17.47 |  | --> | 0.19 | 0 | 0.038 | 0.166 | 0 |  | --> | E13 ex COOLROE | Coolroe [T121,T122] | COOLROE |  | 51.8694 | -8.6609
MV/LV Substation DO***395Z |  | 10 kV | _ | LV | 400 kVA :Kiosk Substation | 0.4 | --> | 0.4 | 0 | 0 | Constrained, otherwise capacity available =360 kVA | --> | 0.38 | 0 | 0.004 | 0.382 | 0 |  | --> | C16 ex DOUGLAS | Douglas [T41,T42] | TRABEG |  | 51.8801 | -8.4377
MV/LV Substation IR***397 |  | 10 kV | _ | LV | 400 kVA :Building Structure | 0.4 | --> | 0.4 | 0 | 0 | Constrained, otherwise capacity available =396 kVA | --> | 0.38 | 0 | 0 | 0.38 | 0 |  | --> | C24 ex BISHOPSTOWN | Bishopstown [T41,T42] | KILBARRY |  | 51.8703 | -8.5393
MV/LV Substation DO***4001 |  | 10 kV | _ | LV | 50 kVA :Pole Substation | 0.05 | --> | 0.05 | 0 | 0 | Constrained, otherwise capacity available =45 kVA | --> | 0.048 | 0 | 0 | 0 | 0 | Constrained, otherwise capacity available =48 kW | --> | C21 ex KILMONEY | Kilmoney [T41,T42] | TRABEG |  | 51.7504 | -8.3119
MV/LV Substation PH***4002 |  | 10 kV | _ | LV | 630 kVA :Building Structure | 0.63 | --> | 0.63 | 0.5 | 4.67 |  | --> | 0.598 | 0 | 0 | 0.5 | 0 |  | --> | C20 ex CENTRE PARK ROAD | Marina [T105,T106] | MARINA |  | 51.895 | -8.4494
MV/LV Substation BA***4006 |  | 10 kV | _ | LV | 50 kVA :Pole Substation | 0.05 | --> | 0.05 | 0 | 0 | Constrained, otherwise capacity available =36 kVA | --> | 0.048 | 0 | 0 | 0.049 | 0 |  | --> | C24 ex BISHOPSTOWN | Bishopstown [T41,T42] | KILBARRY |  | 51.8645 | -8.5482
MV/LV Substation BR***400Z |  | 20 kV | _ | LV | 50 kVA :Pole Substation | 0.05 | --> | 0.05 | 0 | 0 | Constrained, otherwise capacity available =46 kVA | --> | 0.048 | 0 | 0 | 0 | 0 | Constrained, otherwise capacity available =48 kW | --> | C15 ex KILMONEY | Kilmoney [T41,T42] | TRABEG |  | 51.8267 | -8.5405
MV/LV Substation OR***4010 |  | 10 kV | _ | LV | 1000 kVA :Building Structure | 1 | --> | 1 | 0 | 0 | Constrained, otherwise capacity available =702 kVA | --> | 0.95 | 0 | 0.024 | 0.5 | 0 |  | --> | C13 ex DENNEHYS CROSS | Dennehys Cross [T41,T42] | TRABEG |  | 51.8892 | -8.5048
MV/LV Substation KN***4011 |  | 10 kV | _ | LV | 100 kVA :Pole Substation | 0.1 | --> | 0.1 | 0 | 0 | Constrained, otherwise capacity available =97 kVA | --> | 0.095 | 0 | 0 | 0.095 | 0 |  | --> | C16 ex CARRIGALINE | Carrigaline [T41,T42] | BARNAHELY |  | 51.8628 | -8.3722
MV/LV Substation FA***4019 |  | 10 kV | _ | LV | 400 kVA :Building Structure | 0.4 | --> | 0.4 | 0 | 0 | Constrained, otherwise capacity available =331 kVA | --> | 0.38 | 0 | 0 | 0.389 | 0 |  | --> | C11 ex BISHOPSTOWN | Bishopstown [T41,T42] | KILBARRY |  | 51.8912 | -8.5101
MV/LV Substation IR***401Y |  | 10 kV | _ | LV | 400 kVA :Building Structure | 0.4 | --> | 0.4 | 0.4 | 4.67 |  | --> | 0.38 | 0 | 0 | 0.38 | 0 |  | --> | C21 ex CENTRE PARK ROAD | Marina [T105,T106] | MARINA |  | 51.8975 | -8.4479
MV/LV Substation CA***4023 |  | 10 kV | _ | LV | 100 kVA :Pole Substation | 0.1 | --> | 0.1 | 0 | 0 | Constrained, otherwise capacity available =64 kVA | --> | 0.095 | 0 | 0 | 0 | 0 | Constrained, otherwise capacity available =100 kW | --> | C24 ex KILMONEY | Kilmoney [T41,T42] | TRABEG |  | 51.8162 | -8.4052
MV/LV Substation BA***4024 |  | 20 kV | _ | LV | 630 kVA :Building Structure | 0.63 | --> | 0.63 | 0.5 | 17.47 |  | --> | 0.598 | 0 | 0 | 0.5 | 0 |  | --> | E18 ex COOLROE | Coolroe [T121,T122] | COOLROE |  | 51.8911 | -8.5885
MV/LV Substation BI***4037 |  | 10 kV | _ | LV | 400 kVA :Kiosk Substation | 0.4 | --> | 0.4 | 0.393 | 4.3 |  | --> | 0.38 | 0 | 0 | 0.381 | 0 |  | --> | C17 ex RINGASKIDDY 110KV | Ringaskiddy 110kv [T42] | BARNAHELY |  | 51.8353 | -8.3328
MV/LV Substation DO***4039 |  | 10 kV | _ | LV | 50 kVA :Pole Substation | 0.05 | --> | 0.05 | 0 | 0 | Constrained, otherwise capacity available =50 kVA | --> | 0.048 | 0 | 0 | 0 | 0 | Constrained, otherwise capacity available =48 kW | --> | C21 ex KILMONEY | Kilmoney [T41,T42] | TRABEG |  | 51.7544 | -8.3091
MV/LV Substation NO***403Z |  | 20 kV | _ | LV | 400 kVA :Kiosk Substation | 0.4 | --> | 0.4 | 0.363 | 17.47 |  | --> | 0.38 | 0 | 0.006 | 0.381 | 0 |  | --> | E13 ex COOLROE | Coolroe [T121,T122] | COOLROE |  | 51.8869 | -8.6251
MV/LV Substation BE***4040 |  | 10 kV | _ | LV | 50 kVA :Pole Substation | 0.05 | --> | 0.05 | 0 | 0 | Constrained, otherwise capacity available =50 kVA | --> | 0.048 | 0 | 0 | 0.048 | 0 |  | --> | C17 ex DOUGLAS | Douglas [T41,T42] | TRABEG |  | 51.8547 | -8.4638
MV/LV Substation GR***4041 |  | 10 kV | _ | LV | 630 kVA :Kiosk Substation | 0.63 | --> | 0.63 | 0.5 | 5.49 |  | --> | 0.598 | 0 | 0.315 | 0.378 | 0 |  | --> | C19 ex TRABEG | Trabeg [T101,T102] | TRABEG |  | 51.8686 | -8.448
MV/LV Substation ES***404Y |  | 10 kV | _ | LV | 400 kVA :Kiosk Substation | 0.4 | --> | 0.4 | 0.316 | 6.78 |  | --> | 0.38 | 0 | 0.011 | 0.383 | 0 |  | --> | C26 ex CASTLEVIEW | Castleview [T101,T102] | CASTLEVIEW |  | 51.8877 | -8.3956
MV/LV Substation NO***404Z |  | 20 kV | _ | LV | 400 kVA :Kiosk Substation | 0.4 | --> | 0.4 | 0.278 | 17.47 |  | --> | 0.38 | 0 | 0.053 | 0.357 | 0 |  | --> | E13 ex COOLROE | Coolroe [T121,T122] | COOLROE |  | 51.8851 | -8.6302
MV/LV Substation AN***4050 |  | 10 kV | _ | LV | 630 kVA :Kiosk Substation | 0.63 | --> | 0.63 | 0 | 0 | Constrained, otherwise capacity available =496 kVA | --> | 0.598 | 0 | 0.01 | 0.5 | 0 |  | --> | C18 ex DOUGLAS | Douglas [T41,T42] | TRABEG |  | 51.8618 | -8.4169
MV/LV Substation ST***4055 |  | 10 kV | _ | LV | 400 kVA :Kiosk Substation | 0.4 | --> | 0.4 | 0.326 | 6.78 |  | --> | 0.38 | 0 | 0 | 0.39 | 0 |  | --> | C26 ex CASTLEVIEW | Castleview [T101,T102] | CASTLEVIEW |  | 51.8959 | -8.3985
MV/LV Substation BA***4057 |  | 20 kV | _ | LV | 630 kVA :Building Structure | 0.63 | --> | 0.63 | 0.5 | 17.47 |  | --> | 0.598 | 0 | 0 | 0.5 | 0 |  | --> | E18 ex COOLROE | Coolroe [T121,T122] | COOLROE |  | 51.8882 | -8.5903
MV/LV Substation TO***405Y |  | 10 kV | _ | LV | 630 kVA :Kiosk Substation | 0.63 | --> | 0.63 | 0.341 | 5.49 |  | --> | 0.598 | 0 | 0.069 | 0.5 | 0 |  | --> | C12 ex TRABEG | Trabeg [T101,T102] | TRABEG |  | 51.8836 | -8.4693
MV/LV Substation RO***4062 |  | 10 kV | _ | LV | 200 kVA :Pole Substation | 0.2 | --> | 0.2 | 0 | 0 | Constrained, otherwise capacity available =110 kVA | --> | 0.19 | 0 | 0 | 0.202 | 0 |  | --> | C21 ex DOUGLAS | Douglas [T41,T42] | TRABEG |  | 51.8776 | -8.3955
MV/LV Substation LO***406X |  | 10 kV | _ | LV | 50 kVA :Pole Substation | 0.05 | --> | 0.05 | 0 | 0 | Constrained, otherwise capacity available =46 kVA | --> | 0.048 | 0 | 0.01 | 0.041 | 0 |  | --> | C16 ex CARRIGALINE | Carrigaline [T41,T42] | BARNAHELY |  | 51.8774 | -8.3671
MV/LV Substation CA***406Y |  | 10 kV | _ | LV | 400 kVA :Kiosk Substation | 0.4 | --> | 0.4 | 0.211 | 4.67 |  | --> | 0.38 | 0 | 0.029 | 0.384 | 0 |  | --> | C11 ex CENTRE PARK ROAD | Marina [T105,T106] | MARINA |  | 51.8973 | -8.4346
MV/LV Substation KI***4071 |  | 10 kV | _ | LV | 50 kVA :Pole Substation | 0.05 | --> | 0.05 | 0 | 0 | Constrained, otherwise capacity available =50 kVA | --> | 0.048 | 0 | 0 | 0 | 0 | Constrained, otherwise capacity available =48 kW | --> | C24 ex KILMONEY | Kilmoney [T41,T42] | TRABEG |  | 51.8111 | -8.4159
MV/LV Substation IR***4072 |  | 20 kV | _ | LV | 400 kVA :Building Structure | 0.4 | --> | 0.4 | 0.23 | 17.47 |  | --> | 0.38 | 0 | 0.05 | 0.366 | 0 |  | --> | E11 ex COOLROE | Coolroe [T121,T122] | COOLROE |  | 51.8895 | -8.6116
MV/LV Substation BA***4075 |  | 10 kV | _ | LV | 50 kVA :Pole Substation | 0.05 | --> | 0.05 | 0 | 0 | Constrained, otherwise capacity available =50 kVA | --> | 0.048 | 0 | 0 | 0 | 0 | Constrained, otherwise capacity available =48 kW | --> | C24 ex KILMONEY | Kilmoney [T41,T42] | TRABEG |  | 51.8223 | -8.474
MV/LV Substation S.***407Y |  | 10 kV | _ | LV | 630 kVA :Building Structure | 0.63 | --> | 0.63 | 0.176 | 4.67 |  | --> | 0.598 | 0 | 0 | 0.5 | 0 |  | --> | C12 ex CENTRE PARK ROAD | Marina [T105,T106] | MARINA |  | 51.8982 | -8.451
MV/LV Substation LI***4081 |  | 10 kV | _ | LV | 50 kVA :Pole Substation | 0.05 | --> | 0.05 | 0 | 0 | Constrained, otherwise capacity available =50 kVA | --> | 0.048 | 0 | 0 | 0.048 | 0 |  | --> | C11 ex BALLINCOLLIG | Ballincollig [T41,T42] | KILBARRY |  | 51.8353 | -8.5373
MV/LV Substation GO***4084 |  | 10 kV | _ | LV | 50 kVA :Pole Substation | 0.05 | --> | 0.05 | 0 | 0 | Constrained, otherwise capacity available =50 kVA | --> | 0.048 | 0 | 0 | 0.048 | 0 |  | --> | C18 ex DOUGLAS | Douglas [T41,T42] | TRABEG |  | 51.8685 | -8.42
MV/LV Substation CI***4086 |  | 10 kV | _ | LV | 1000 kVA :Building Structure | 1 | --> | 1 | 0.5 | 6.78 |  | --> | 0.95 | 0 | 0 | 0.5 | 0 |  | --> | C25 ex CASTLEVIEW | Castleview [T101,T102] | CASTLEVIEW |  | 51.8863 | -8.4027
MV/LV Substation CI***4087 |  | 10 kV | _ | LV | 1000 kVA :Building Structure | 1 | --> | 1 | 0.5 | 6.78 |  | --> | 0.95 | 0 | 0 | 0.5 | 0 |  | --> | C25 ex CASTLEVIEW | Castleview [T101,T102] | CASTLEVIEW |  | 51.8863 | -8.4027
MV/LV Substation CI***4088 |  | 10 kV | _ | LV | 1000 kVA :Building Structure | 1 | --> | 1 | 0.5 | 6.78 |  | --> | 0.95 | 0 | 0 | 0.5 | 0 |  | --> | C25 ex CASTLEVIEW | Castleview [T101,T102] | CASTLEVIEW |  | 51.8869 | -8.4028
MV/LV Substation CS***408Y |  | 10 kV | _ | LV | 630 kVA :Building Structure | 0.63 | --> | 0.63 | 0.5 | 6.78 |  | --> | 0.598 | 0 | 0 | 0.5 | 0 |  | --> | C26 ex CASTLEVIEW | Castleview [T101,T102] | CASTLEVIEW |  | 51.89 | -8.4086
MV/LV Substation WE***409 |  | 10 kV | _ | LV | 400 kVA :Kiosk Substation | 0.4 | --> | 0.4 | 0 | 0 | Constrained, otherwise capacity available =306 kVA | --> | 0.38 | 0 | 0.027 | 0.373 | 0 |  | --> | C12 ex BALLINCOLLIG | Ballincollig [T41,T42] | KILBARRY |  | 51.886 | -8.6151
MV/LV Substation IN***4091 |  | 10 kV | _ | LV | 630 kVA :Kiosk Substation | 0.63 | --> | 0.63 | 0 | 0 | Constrained, otherwise capacity available =524 kVA | --> | 0.598 | 0 | 0.049 | 0.5 | 0 |  | --> | C17 ex BISHOPSTOWN | Bishopstown [T41,T42] | KILBARRY |  | 51.8896 | -8.5732
MV/LV Substation NO***409X |  | 10 kV | _ | LV | 100 kVA :Pole Substation | 0.1 | --> | 0.1 | 0 | 0 | Constrained, otherwise capacity available =58 kVA | --> | 0.095 | 0 | 0.026 | 0.081 | 0 |  | --> | C21 ex DOUGLAS | Douglas [T41,T42] | TRABEG |  | 51.875 | -8.3976
MV/LV Substation HA***409Y |  | 10 kV | _ | LV | 50 kVA :Pole Substation | 0.05 | --> | 0.05 | 0 | 0 | Constrained, otherwise capacity available =33 kVA | --> | 0.048 | 0 | 0 | 0.05 | 0 |  | --> | C11 ex BISHOPSTOWN | Bishopstown [T41,T42] | KILBARRY |  | 51.8931 | -8.53
MV/LV Substation HE***410Z |  | 10 kV | _ | LV | 400 kVA :Building Structure | 0.4 | --> | 0.4 | 0.36 | 4.67 |  | --> | 0.38 | 0 | 0 | 0.385 | 0 |  | --> | C18 ex CENTRE PARK ROAD | Marina [T105,T106] | MARINA |  | 51.8863 | -8.4147
MV/LV Substation TE***4110 |  | 20 kV | _ | LV | 400 kVA :Building Structure | 0.4 | --> | 0.4 | 0.4 | 17.47 |  | --> | 0.38 | 0 | 0 | 0.38 | 0 |  | --> | E18 ex COOLROE | Coolroe [T121,T122] | COOLROE |  | 51.8886 | -8.5967
MV/LV Substation FO***4113 |  | 10 kV | _ | LV | 400 kVA :Kiosk Substation | 0.4 | --> | 0.4 | 0 | 0 | Constrained, otherwise capacity available =286 kVA | --> | 0.38 | 0 | 0.055 | 0 | 0 | Constrained, otherwise capacity available =354 kW | --> | C22 ex KILMONEY | Kilmoney [T41,T42] | TRABEG |  | 51.8061 | -8.3887
MV/LV Substation AS***4114 |  | 10 kV | _ | LV | 400 kVA :Building Structure | 0.4 | --> | 0.4 | 0.346 | 4.67 |  | --> | 0.38 | 0 | 0.005 | 0.384 | 0 |  | --> | C20 ex CENTRE PARK ROAD | Marina [T105,T106] | MARINA |  | 51.8928 | -8.453
MV/LV Substation FR***411Y |  | 10 kV | _ | LV | 400 kVA :Building Structure | 0.4 | --> | 0.4 | 0.334 | 5.49 |  | --> | 0.38 | 0 | 0 | 0.389 | 0 |  | --> | C14 ex TRABEG | Trabeg [T101,T102] | TRABEG |  | 51.8712 | -8.4714
MV/LV Substation MA***411Z |  | 10 kV | _ | LV | 400 kVA :Kiosk Substation | 0.4 | --> | 0.4 | 0 | 0 | Constrained, otherwise capacity available =290 kVA | --> | 0.38 | 0 | 0.025 | 0.376 | 0 |  | --> | C18 ex DOUGLAS | Douglas [T41,T42] | TRABEG |  | 51.8714 | -8.4316
MV/LV Substation RO***412 |  | 10 kV | _ | LV | 400 kVA :Kiosk Substation | 0.4 | --> | 0.4 | 0 | 0 | Constrained, otherwise capacity available =378 kVA | --> | 0.38 | 0 | 0.004 | 0.38 | 0 |  | --> | C17 ex BISHOPSTOWN | Bishopstown [T41,T42] | KILBARRY |  | 51.8882 | -8.5779
MV/LV Substation MA***4120 |  | 10 kV | _ | LV | 400 kVA :Kiosk Substation | 0.4 | --> | 0.4 | 0.4 | 4.67 |  | --> | 0.38 | 0 | 0 | 0.38 | 0 |  | --> | C30 ex CENTRE PARK ROAD | Marina [T105,T106] | MARINA |  | 51.8986 | -8.4454
MV/LV Substation MO***4125 |  | 10 kV | _ | LV | 50 kVA :Pole Substation | 0.05 | --> | 0.05 | 0 | 0 | Constrained, otherwise capacity available =36 kVA | --> | 0.048 | 0 | 0.015 | 0.038 | 0 |  | --> | C18 ex DOUGLAS | Douglas [T41,T42] | TRABEG |  | 51.8583 | -8.4027
MV/LV Substation MO***412X |  | 10 kV | _ | LV | 50 kVA :Pole Substation | 0.05 | --> | 0.05 | 0 | 0 | Constrained, otherwise capacity available =30 kVA | --> | 0.048 | 0 | 0.003 | 0.048 | 0 |  | --> | C16 ex CARRIGALINE | Carrigaline [T41,T42] | BARNAHELY |  | 51.8672 | -8.3765
MV/LV Substation RO***413 |  | 10 kV | _ | LV | 400 kVA :Kiosk Substation | 0.4 | --> | 0.4 | 0 | 0 | Constrained, otherwise capacity available =367 kVA | --> | 0.38 | 0 | 0.016 | 0.373 | 0 |  | --> | C17 ex BISHOPSTOWN | Bishopstown [T41,T42] | KILBARRY |  | 51.887 | -8.5772
MV/LV Substation RO***4138 |  | 10 kV | _ | LV | 200 kVA :Pole Substation | 0.2 | --> | 0.2 | 0 | 0 | Constrained, otherwise capacity available =86 kVA | --> | 0.19 | 0 | 0 | 0.205 | 0 |  | --> | C21 ex DOUGLAS | Douglas [T41,T42] | TRABEG |  | 51.8775 | -8.3954
MV/LV Substation HA***4140 |  | 10 kV | _ | LV | 630 kVA :Building Structure | 0.63 | --> | 0.63 | 0.5 | 10.79 |  | --> | 0.598 | 0 | 0.011 | 0.5 | 0 |  | --> | C12 ex FACTORY CROSS | Factory Cross [T41,T42] | BARNAHELY |  | 51.8332 | -8.3026
MV/LV Substation RO***4143 |  | 20 kV | _ | LV | 400 kVA :Building Structure | 0.4 | --> | 0.4 | 0.387 | 17.47 |  | --> | 0.38 | 0 | 0 | 0.382 | 0 |  | --> | E12 ex COOLROE | Coolroe [T121,T122] | COOLROE |  | 51.8808 | -8.642
MV/LV Substation SP***4150 |  | 10 kV | _ | LV | 50 kVA :Pole Substation | 0.05 | --> | 0.05 | 0.05 | 10.79 |  | --> | 0.048 | 0 | 0 | 0.048 | 0 |  | --> | C12 ex FACTORY CROSS | Factory Cross [T41,T42] | BARNAHELY |  | 51.8347 | -8.2885
MV/LV Substation BA***4151 |  | 10 kV | _ | LV | 50 kVA :Pole Substation | 0.05 | --> | 0.05 | 0 | 0 | Constrained, otherwise capacity available =44 kVA | --> | 0.048 | 0 | 0 | 0.048 | 0 |  | --> | C16 ex CARRIGALINE | Carrigaline [T41,T42] | BARNAHELY |  | 51.8533 | -8.3778
MV/LV Substation LI***4152 |  | 20 kV | _ | LV | 400 kVA :Kiosk Substation | 0.4 | --> | 0.4 | 0.343 | 17.47 |  | --> | 0.38 | 0 | 0.041 | 0.357 | 0 |  | --> | E13 ex COOLROE | Coolroe [T121,T122] | COOLROE |  | 51.8806 | -8.6269
MV/LV Substation KN***4154 |  | 10 kV | _ | LV | 200 kVA :Pole Substation | 0.2 | --> | 0.2 | 0 | 0 | Constrained, otherwise capacity available =200 kVA | --> | 0.19 | 0 | 0 | 0.19 | 0 |  | --> | C11 ex BALLINCOLLIG | Ballincollig [T41,T42] | KILBARRY |  | 51.8387 | -8.5995
MV/LV Substation AL***4156 |  | 10 kV | _ | LV | 1000 kVA :Building Structure | 1 | --> | 1 | 0.5 | 4.67 |  | --> | 0.95 | 0 | 0 | 0.5 | 0 |  | --> | C27 ex CENTRE PARK ROAD | Marina [T105,T106] | MARINA |  | 51.8976 | -8.4632
MV/LV Substation AL***4157 |  | 10 kV | _ | LV | 1000 kVA :Building Structure | 1 | --> | 1 | 0.5 | 4.67 |  | --> | 0.95 | 0 | 0 | 0.5 | 0 |  | --> | C27 ex CENTRE PARK ROAD | Marina [T105,T106] | MARINA |  | 51.8977 | -8.4633
MV/LV Substation HA***415Z |  | 10 kV | _ | LV | 100 kVA :Pole Substation | 0.1 | --> | 0.1 | 0 | 0 | Constrained, otherwise capacity available =73 kVA | --> | 0.095 | 0 | 0.006 | 0.094 | 0 |  | --> | C22 ex TOGHER | Togher [T41,T42] | TRABEG |  | 51.8661 | -8.4972
MV/LV Substation SA***416Y |  | 10 kV | _ | LV | 400 kVA :Kiosk Substation | 0.4 | --> | 0.4 | 0 | 0 | Constrained, otherwise capacity available =341 kVA | --> | 0.38 | 0 | 0 | 0.388 | 0 |  | --> | C13 ex TOGHER | Togher [T41,T42] | TRABEG |  | 51.8771 | -8.5031
MV/LV Substation WO***416Z |  | 10 kV | _ | LV | 400 kVA :Kiosk Substation | 0.4 | --> | 0.4 | 0 | 0 | Constrained, otherwise capacity available =326 kVA | --> | 0.38 | 0 | 0.01 | 0 | 0 | Constrained, otherwise capacity available =383 kW | --> | C22 ex KILMONEY | Kilmoney [T41,T42] | TRABEG |  | 51.8089 | -8.3993
MV/LV Substation KE***417 |  | 10 kV | _ | LV | 630 kVA :Kiosk Substation | 0.63 | --> | 0.63 | 0 | 0 | Constrained, otherwise capacity available =310 kVA | --> | 0.598 | 0 | 0.044 | 0.5 | 0 |  | --> | C17 ex CARRIGALINE | Carrigaline [T41,T42] | BARNAHELY |  | 51.802 | -8.2958
MV/LV Substation KI***4170 |  | 10 kV | _ | LV | 50 kVA :Pole Substation | 0.05 | --> | 0.05 | 0 | 0 | Constrained, otherwise capacity available =47 kVA | --> | 0.048 | 0 | 0 | 0 | 0 | Constrained, otherwise capacity available =48 kW | --> | C19 ex KILMONEY | Kilmoney [T41,T42] | TRABEG |  | 51.8112 | -8.4153
MV/LV Substation N.***4172 |  | 10 kV | _ | LV | 50 kVA :Pole Substation | 0.05 | --> | 0.05 | 0.05 | 10.79 |  | --> | 0.048 | 0 | 0 | 0.048 | 0 |  | --> | C12 ex FACTORY CROSS | Factory Cross [T41,T42] | BARNAHELY |  | 51.8239 | -8.3229
MV/LV Substation JU***417Y |  | 10 kV | _ | LV | 400 kVA :Building Structure | 0.4 | --> | 0.4 | 0.318 | 7.88 |  | --> | 0.38 | 0 | 0 | 0.391 | 0 |  | --> | C23 ex LIBERTY STREET | Liberty Street [T101,T102] | LIBERTY STREET |  | 51.8993 | -8.4648
MV/LV Substation WE***417Z |  | 10 kV | _ | LV | 400 kVA :Building Structure | 0.4 | --> | 0.4 | 0 | 0 | Constrained, otherwise capacity available =340 kVA | --> | 0.38 | 0 | 0 | 0.388 | 0 |  | --> | C17 ex BISHOPSTOWN | Bishopstown [T41,T42] | KILBARRY |  | 51.8848 | -8.5805
MV/LV Substation CR***418 |  | 10 kV | _ | LV | 200 kVA :Pole Substation | 0.2 | --> | 0.2 | 0 | 0 | Constrained, otherwise capacity available =116 kVA | --> | 0.19 | 0 | 0.016 | 0.189 | 0 |  | --> | C17 ex CARRIGALINE | Carrigaline [T41,T42] | BARNAHELY |  | 51.8019 | -8.3062
MV/LV Substation FO***4184 |  | 10 kV | _ | LV | 400 kVA :Kiosk Substation | 0.4 | --> | 0.4 | 0 | 0 | Constrained, otherwise capacity available =332 kVA | --> | 0.38 | 0 | 0.046 | 0 | 0 | Constrained, otherwise capacity available =355 kW | --> | C22 ex KILMONEY | Kilmoney [T41,T42] | TRABEG |  | 51.8051 | -8.3918
MV/LV Substation RE***4186 |  | 10 kV | _ | LV | 50 kVA :Pole Substation | 0.05 | --> | 0.05 | 0 | 0 | Constrained, otherwise capacity available =50 kVA | --> | 0.048 | 0 | 0 | 0 | 0 | Constrained, otherwise capacity available =48 kW | --> | C21 ex KILMONEY | Kilmoney [T41,T42] | TRABEG |  | 51.7251 | -8.3656
MV/LV Substation BE***4187 |  | 10 kV | _ | LV | 400 kVA :Building Structure | 0.4 | --> | 0.4 | 0 | 0 | Constrained, otherwise capacity available =396 kVA | --> | 0.38 | 0 | 0 | 0.38 | 0 |  | --> | C19 ex DOUGLAS | Douglas [T41,T42] | TRABEG |  | 51.8884 | -8.4132
MV/LV Substation FI***4189 |  | 10 kV | _ | LV | 200 kVA :Kiosk Substation | 0.2 | --> | 0.2 | 0.195 | 5.49 |  | --> | 0.19 | 0 | 0 | 0.191 | 0 |  | --> | C22 ex TRABEG | Trabeg [T101,T102] | TRABEG |  | 51.8379 | -8.4932
MV/LV Substation CI***418X |  | 10 kV | _ | LV | 200 kVA :Kiosk Substation | 0.2 | --> | 0.2 | 0 | 0 | Constrained, otherwise capacity available =104 kVA | --> | 0.19 | 0 | 0 | 0.203 | 0 |  | --> | C17 ex TOGHER | Togher [T41,T42] | TRABEG |  | 51.8708 | -8.4816
MV/LV Substation SA***418Y |  | 10 kV | _ | LV | 630 kVA :Building Structure | 0.63 | --> | 0.63 | 0.427 | 4.67 |  | --> | 0.598 | 0 | 0 | 0.5 | 0 |  | --> | C24 ex CENTRE PARK ROAD | Marina [T105,T106] | MARINA |  | 51.894 | -8.4675
MV/LV Substation WE***418Z |  | 10 kV | _ | LV | 400 kVA :Building Structure | 0.4 | --> | 0.4 | 0 | 0 | Constrained, otherwise capacity available =398 kVA | --> | 0.38 | 0 | 0 | 0.38 | 0 |  | --> | C17 ex BISHOPSTOWN | Bishopstown [T41,T42] | KILBARRY |  | 51.8859 | -8.581
MV/LV Substation ST***419 |  | 10 kV | _ | LV | 400 kVA :Kiosk Substation | 0.4 | --> | 0.4 | 0 | 0 | Constrained, otherwise capacity available =301 kVA | --> | 0.38 | 0 | 0.041 | 0.363 | 0 |  | --> | C17 ex CARRIGALINE | Carrigaline [T41,T42] | BARNAHELY |  | 51.8027 | -8.3016
MV/LV Substation KI***4193 |  | 10 kV | _ | LV | 400 kVA :Kiosk Substation | 0.4 | --> | 0.4 | 0 | 0 | Constrained, otherwise capacity available =338 kVA | --> | 0.38 | 0 | 0.016 | 0 | 0 | Constrained, otherwise capacity available =376 kW | --> | C22 ex KILMONEY | Kilmoney [T41,T42] | TRABEG |  | 51.8092 | -8.3824
MV/LV Substation TH***4195 |  | 10 kV | _ | LV | 1000 kVA :Building Structure | 1 | --> | 1 | 0.5 | 7.88 |  | --> | 0.95 | 0 | 0.005 | 0.5 | 0 |  | --> | C28 ex LIBERTY STREET | Liberty Street [T101,T102] | LIBERTY STREET |  | 51.8981 | -8.4746
MV/LV Substation BR***4197 |  | 20 kV | _ | LV | 50 kVA :Pole Substation | 0.05 | --> | 0.05 | 0.05 | 17.47 |  | --> | 0.048 | 0 | 0 | 0.048 | 0 |  | --> | E12 ex COOLROE | Coolroe [T121,T122] | COOLROE |  | 51.8874 | -8.7052
MV/LV Substation MO***420 |  | 10 kV | _ | LV | 100 kVA :Pole Substation | 0.1 | --> | 0.1 | 0.051 | 4.3 |  | --> | 0.095 | 0 | 0.013 | 0.092 | 0 |  | --> | C11 ex RINGASKIDDY 110KV | Ringaskiddy 110kv [T42] | BARNAHELY |  | 51.8411 | -8.3419
MV/LV Substation DI***4200 |  | 10 kV | _ | LV | 630 kVA :Building Structure | 0.63 | --> | 0.63 | 0.5 | 4.67 |  | --> | 0.598 | 0 | 0 | 0.5 | 0 |  | --> | C26 ex CENTRE PARK ROAD | Marina [T105,T106] | MARINA |  | 51.8965 | -8.4669
MV/LV Substation LI***4203 |  | 10 kV | _ | LV | 400 kVA :Kiosk Substation | 0.4 | --> | 0.4 | 0 | 0 | Constrained, otherwise capacity available =318 kVA | --> | 0.38 | 0 | 0 | 0.391 | 0 |  | --> | C20 ex DENNEHYS CROSS | Dennehys Cross [T41,T42] | TRABEG |  | 51.8816 | -8.5124
MV/LV Substation KF***4204 |  | 10 kV | _ | LV | 400 kVA :Kiosk Substation | 0.4 | --> | 0.4 | 0 | 0 | Constrained, otherwise capacity available =344 kVA | --> | 0.38 | 0 | 0 | 0.388 | 0 |  | --> | C21 ex DOUGLAS | Douglas [T41,T42] | TRABEG |  | 51.8791 | -8.4333
MV/LV Substation WE***420Z |  | 10 kV | _ | LV | 400 kVA :Building Structure | 0.4 | --> | 0.4 | 0 | 0 | Constrained, otherwise capacity available =328 kVA | --> | 0.38 | 0 | 0 | 0.39 | 0 |  | --> | C17 ex BISHOPSTOWN | Bishopstown [T41,T42] | KILBARRY |  | 51.8841 | -8.5827
MV/LV Substation RI***421 |  | 10 kV | _ | LV | 400 kVA :Kiosk Substation | 0.4 | --> | 0.4 | 0.27 | 4.3 |  | --> | 0.38 | 0 | 0.023 | 0.38 | 0 |  | --> | C19 ex RINGASKIDDY 110KV | Ringaskiddy 110kv [T42] | BARNAHELY |  | 51.8642 | -8.3332
MV/LV Substation HA***4214 |  | 10 kV | _ | LV | 630 kVA :Kiosk Substation | 0.63 | --> | 0.63 | 0.5 | 10.79 |  | --> | 0.598 | 0 | 0 | 0.5 | 0 |  | --> | C12 ex FACTORY CROSS | Factory Cross [T41,T42] | BARNAHELY |  | 51.8394 | -8.2974
MV/LV Substation SI***4222 |  | 10 kV | _ | LV | 50 kVA :Pole Substation | 0.05 | --> | 0.05 | 0 | 0 | Constrained, otherwise capacity available =46 kVA | --> | 0.048 | 0 | 0 | 0.048 | 0 |  | --> | C22 ex BISHOPSTOWN | Bishopstown [T41,T42] | KILBARRY |  | 51.8868 | -8.5437
MV/LV Substation JA***4224 |  | 10 kV | _ | LV | 630 kVA :Kiosk Substation | 0.63 | --> | 0.63 | 0 | 0 | Constrained, otherwise capacity available =480 kVA | --> | 0.598 | 0 | 0.084 | 0.5 | 0 |  | --> | C15 ex CARRIGALINE | Carrigaline [T41,T42] | BARNAHELY |  | 51.8274 | -8.3941
MV/LV Substation FO***4226 |  | 10 kV | _ | LV | 400 kVA :Kiosk Substation | 0.4 | --> | 0.4 | 0 | 0 | Constrained, otherwise capacity available =354 kVA | --> | 0.38 | 0 | 0.011 | 0.378 | 0 |  | --> | C18 ex DOUGLAS | Douglas [T41,T42] | TRABEG |  | 51.8557 | -8.3974
MV/LV Substation NA***4227 |  | 10 kV | _ | LV | 1000 kVA :Building Structure | 1 | --> | 1 | 0.5 | 4.67 |  | --> | 0.95 | 0 | 0 | 0.5 | 0 |  | --> | C26 ex CENTRE PARK ROAD | Marina [T105,T106] | MARINA |  | 51.8978 | -8.461
MV/LV Substation NA***4228 |  | 10 kV | _ | LV | 1000 kVA :Building Structure | 1 | --> | 1 | 0.5 | 4.67 |  | --> | 0.95 | 0 | 0 | 0.5 | 0 |  | --> | C26 ex CENTRE PARK ROAD | Marina [T105,T106] | MARINA |  | 51.8978 | -8.461
MV/LV Substation SH***4229 |  | 10 kV | _ | LV | 630 kVA :Kiosk Substation | 0.63 | --> | 0.63 | 0 | 0 | Constrained, otherwise capacity available =630 kVA | --> | 0.598 | 0 | 0 | 0.5 | 0 |  | --> | C19 ex DENNEHYS CROSS | Dennehys Cross [T41,T42] | TRABEG |  | 51.8797 | -8.4939
MV/LV Substation CO***422Y |  | 10 kV | _ | LV | 400 kVA :Kiosk Substation | 0.4 | --> | 0.4 | 0 | 0 | Constrained, otherwise capacity available =342 kVA | --> | 0.38 | 0 | 0.005 | 0.384 | 0 |  | --> | C21 ex BALLINCOLLIG | Ballincollig [T41,T42] | KILBARRY |  | 51.8823 | -8.5839
MV/LV Substation MA***423 |  | 10 kV | _ | LV | 200 kVA :Pole Substation | 0.2 | --> | 0.2 | 0.16 | 4.3 |  | --> | 0.19 | 0 | 0 | 0.195 | 0 |  | --> | C19 ex RINGASKIDDY 110KV | Ringaskiddy 110kv [T42] | BARNAHELY |  | 51.8686 | -8.3341
MV/LV Substation ZI***4230 |  | 10 kV | _ | LV | 630 kVA :Building Structure | 0.63 | --> | 0.63 | 0.5 | 7.88 |  | --> | 0.598 | 0 | 0 | 0.5 | 0 |  | --> | C18 ex LIBERTY STREET | Liberty Street [T101,T102] | LIBERTY STREET |  | 51.8958 | -8.4868
MV/LV Substation RI***4234 |  | 10 kV | _ | LV | 400 kVA :Kiosk Substation | 0.4 | --> | 0.4 | 0 | 0 | Constrained, otherwise capacity available =378 kVA | --> | 0.38 | 0 | 0.005 | 0.379 | 0 |  | --> | C15 ex BISHOPSTOWN | Bishopstown [T41,T42] | KILBARRY |  | 51.8902 | -8.5394
MV/LV Substation CI***4235 |  | 20 kV | _ | LV | 400 kVA :Kiosk Substation | 0.4 | --> | 0.4 | 0 | 0 | Constrained, otherwise capacity available =346 kVA | --> | 0.38 | 0 | 0.038 | 0 | 0 | Constrained, otherwise capacity available =359 kW | --> | C15 ex KILMONEY | Kilmoney [T41,T42] | TRABEG |  | 51.8108 | -8.5356
MV/LV Substation GL***423Y |  | 10 kV | _ | LV | 630 kVA :Kiosk Substation | 0.63 | --> | 0.63 | 0 | 0 | Constrained, otherwise capacity available =523 kVA | --> | 0.598 | 0 | 0.102 | 0.5 | 0 |  | --> | C15 ex CARRIGALINE | Carrigaline [T41,T42] | BARNAHELY |  | 51.8203 | -8.3954
MV/LV Substation FA***424 |  | 10 kV | _ | LV | 200 kVA :Pole Substation | 0.2 | --> | 0.2 | 0.149 | 4.3 |  | --> | 0.19 | 0 | 0.016 | 0.185 | 0 |  | --> | C11 ex RINGASKIDDY 110KV | Ringaskiddy 110kv [T42] | BARNAHELY |  | 51.8743 | -8.342
MV/LV Substation BR***4240 |  | 10 kV | _ | LV | 1000 kVA :Building Structure | 1 | --> | 1 | 0.5 | 7.88 |  | --> | 0.95 | 0 | 0 | 0.5 | 0 |  | --> | C17 ex LIBERTY STREET | Liberty Street [T101,T102] | LIBERTY STREET |  | 51.897 | -8.4771
MV/LV Substation CO***4241 |  | 10 kV | _ | LV | 200 kVA :Pole Substation | 0.2 | --> | 0.2 | 0.193 | 10.79 |  | --> | 0.19 | 0 | 0 | 0.191 | 0 |  | --> | C15 ex FACTORY CROSS | Factory Cross [T41,T42] | BARNAHELY |  | 51.822 | -8.3476
MV/LV Substation CR***4242 |  | 10 kV | _ | LV | 1000 kVA :Building Structure | 1 | --> | 1 | 0.5 | 7.88 |  | --> | 0.95 | 0 | 0 | 0.5 | 0 |  | --> | C24 ex LIBERTY STREET | Liberty Street [T101,T102] | LIBERTY STREET |  | 51.8977 | -8.4693
MV/LV Substation DR***4248 |  | 10 kV | _ | LV | 630 kVA :Kiosk Substation | 0.63 | --> | 0.63 | 0 | 0 | Constrained, otherwise capacity available =507 kVA | --> | 0.598 | 0 | 0.037 | 0.5 | 0 |  | --> | C17 ex CARRIGALINE | Carrigaline [T41,T42] | BARNAHELY |  | 51.796 | -8.2954
MV/LV Substation CA***424Z |  | 10 kV | _ | LV | 200 kVA :Building Structure | 0.2 | --> | 0.2 | 0 | 0 | Constrained, otherwise capacity available =138 kVA | --> | 0.19 | 0 | 0.005 | 0.194 | 0 |  | --> | C17 ex CARRIGALINE | Carrigaline [T41,T42] | BARNAHELY |  | 51.8053 | -8.2895
MV/LV Substation HE***4253 |  | 10 kV | _ | LV | 630 kVA :Kiosk Substation | 0.63 | --> | 0.63 | 0 | 0 | Constrained, otherwise capacity available =521 kVA | --> | 0.598 | 0 | 0.009 | 0.5 | 0 |  | --> | C17 ex BISHOPSTOWN | Bishopstown [T41,T42] | KILBARRY |  | 51.882 | -8.5746
MV/LV Substation CA***4254 |  | 10 kV | _ | LV | 630 kVA :Kiosk Substation | 0.63 | --> | 0.63 | 0 | 0 | Constrained, otherwise capacity available =500 kVA | --> | 0.598 | 0 | 0.111 | 0 | 0 | Constrained, otherwise capacity available =534 kW | --> | C22 ex KILMONEY | Kilmoney [T41,T42] | TRABEG |  | 51.8044 | -8.3982
MV/LV Substation AY***4256 |  | 10 kV | _ | LV | 400 kVA :Kiosk Substation | 0.4 | --> | 0.4 | 0 | 0 | Constrained, otherwise capacity available =310 kVA | --> | 0.38 | 0 | 0 | 0.392 | 0 |  | --> | C16 ex DOUGLAS | Douglas [T41,T42] | TRABEG |  | 51.8894 | -8.4356
MV/LV Substation MO***425X |  | 10 kV | _ | LV | 400 kVA :Kiosk Substation | 0.4 | --> | 0.4 | 0 | 0 | Constrained, otherwise capacity available =308 kVA | --> | 0.38 | 0 | 0.015 | 0 | 0 | Constrained, otherwise capacity available =381 kW | --> | C22 ex KILMONEY | Kilmoney [T41,T42] | TRABEG |  | 51.8112 | -8.3909
MV/LV Substation HE***425Y |  | 10 kV | _ | LV | 630 kVA :Kiosk Substation | 0.63 | --> | 0.63 | 0 | 0 | Constrained, otherwise capacity available =501 kVA | --> | 0.598 | 0 | 0.056 | 0.5 | 0 |  | --> | C15 ex CARRIGALINE | Carrigaline [T41,T42] | BARNAHELY |  | 51.8243 | -8.3924
MV/LV Substation CA***426 |  | 10 kV | _ | LV | 200 kVA :Building Structure | 0.2 | --> | 0.2 | 0.104 | 4.3 |  | --> | 0.19 | 0 | 0.02 | 0.188 | 0 |  | --> | C19 ex RINGASKIDDY 110KV | Ringaskiddy 110kv [T42] | BARNAHELY |  | 51.8464 | -8.3357
MV/LV Substation CO***4265 |  | 10 kV | _ | LV | 400 kVA :Kiosk Substation | 0.4 | --> | 0.4 | 0.333 | 6.78 |  | --> | 0.38 | 0 | 0.036 | 0.362 | 0 |  | --> | C26 ex CASTLEVIEW | Castleview [T101,T102] | CASTLEVIEW |  | 51.8937 | -8.414
MV/LV Substation DO***4267 |  | 10 kV | _ | LV | 50 kVA :Pole Substation | 0.05 | --> | 0.05 | 0 | 0 | Constrained, otherwise capacity available =50 kVA | --> | 0.048 | 0 | 0 | 0.048 | 0 |  | --> | C17 ex DOUGLAS | Douglas [T41,T42] | TRABEG |  | 51.8606 | -8.4445
MV/LV Substation RO***4268 |  | 10 kV | _ | LV | 200 kVA :Kiosk Substation | 0.2 | --> | 0.2 | 0 | 0 | Constrained, otherwise capacity available =200 kVA | --> | 0.19 | 0 | 0 | 0.19 | 0 |  | --> | C17 ex BISHOPSTOWN | Bishopstown [T41,T42] | KILBARRY |  | 51.8888 | -8.5775
MV/LV Substation CU***4269 |  | 20 kV | _ | LV | 400 kVA :Building Structure | 0.4 | --> | 0.4 | 0 | 0 | Constrained, otherwise capacity available =312 kVA | --> | 0.38 | 0 | 0 | 0 | 0 | Constrained, otherwise capacity available =392 kW | --> | C15 ex KILMONEY | Kilmoney [T41,T42] | TRABEG |  | 51.7695 | -8.4946
MV/LV Substation TH***426X |  | 10 kV | _ | LV | 200 kVA :Kiosk Substation | 0.2 | --> | 0.2 | 0.151 | 4.3 |  | --> | 0.19 | 0 | 0.042 | 0.166 | 0 |  | --> | C11 ex RINGASKIDDY 110KV | Ringaskiddy 110kv [T42] | BARNAHELY |  | 51.8668 | -8.3397
MV/LV Substation CH***427 |  | 10 kV | _ | LV | 400 kVA :Kiosk Substation | 0.4 | --> | 0.4 | 0.238 | 4.3 |  | --> | 0.38 | 0 | 0.015 | 0.39 | 0 |  | --> | C19 ex RINGASKIDDY 110KV | Ringaskiddy 110kv [T42] | BARNAHELY |  | 51.8496 | -8.3342
MV/LV Substation CU***4271 |  | 10 kV | _ | LV | 630 kVA :Building Structure | 0.63 | --> | 0.63 | 0 | 0 | Constrained, otherwise capacity available =191 kVA | --> | 0.598 | 0 | 0 | 0.5 | 0 |  | --> | C11 ex BISHOPSTOWN | Bishopstown [T41,T42] | KILBARRY |  | 51.8915 | -8.5144
MV/LV Substation GA***4272 |  | 10 kV | _ | LV | 630 kVA :Kiosk Substation | 0.63 | --> | 0.63 | 0 | 0 | Constrained, otherwise capacity available =588 kVA | --> | 0.598 | 0 | 0 | 0.5 | 0 |  | --> | C17 ex BISHOPSTOWN | Bishopstown [T41,T42] | KILBARRY |  | 51.8892 | -8.5693
MV/LV Substation WE***4275 |  | 20 kV | _ | LV | 400 kVA :Kiosk Substation | 0.4 | --> | 0.4 | 0.36 | 17.47 |  | --> | 0.38 | 0 | 0 | 0.385 | 0 |  | --> | E18 ex COOLROE | Coolroe [T121,T122] | COOLROE |  | 51.8867 | -8.6086
MV/LV Substation HE***4277 |  | 10 kV | _ | LV | 630 kVA :Kiosk Substation | 0.63 | --> | 0.63 | 0 | 0 | Constrained, otherwise capacity available =498 kVA | --> | 0.598 | 0 | 0.019 | 0.5 | 0 |  | --> | C17 ex BISHOPSTOWN | Bishopstown [T41,T42] | KILBARRY |  | 51.88 | -8.5744
MV/LV Substation RE***4279 |  | 10 kV | _ | LV | 400 kVA :Kiosk Substation | 0.4 | --> | 0.4 | 0 | 0 | Constrained, otherwise capacity available =342 kVA | --> | 0.38 | 0 | 0.026 | 0.369 | 0 |  | --> | C17 ex BISHOPSTOWN | Bishopstown [T41,T42] | KILBARRY |  | 51.8911 | -8.5656
MV/LV Substation SE***427X |  | 10 kV | _ | LV | 400 kVA :Kiosk Substation | 0.4 | --> | 0.4 | 0 | 0 | Constrained, otherwise capacity available =370 kVA | --> | 0.38 | 0 | 0.031 | 0.361 | 0 |  | --> | C15 ex CARRIGALINE | Carrigaline [T41,T42] | BARNAHELY |  | 51.8145 | -8.3848
MV/LV Substation PA***427Z |  | 10 kV | _ | LV | 400 kVA :Building Structure | 0.4 | --> | 0.4 | 0 | 0 | Constrained, otherwise capacity available =168 kVA | --> | 0.38 | 0 | 0 | 0.41 | 0 |  | --> | C21 ex BISHOPSTOWN | Bishopstown [T41,T42] | KILBARRY |  | 51.8886 | -8.5348
MV/LV Substation FA***4284 |  | 10 kV | _ | LV | 100 kVA :Pole Substation | 0.1 | --> | 0.1 | 0 | 0 | Constrained, otherwise capacity available =100 kVA | --> | 0.095 | 0 | 0 | 0 | 0 | Constrained, otherwise capacity available =95 kW | --> | C21 ex KILMONEY | Kilmoney [T41,T42] | TRABEG |  | 51.7636 | -8.4489
MV/LV Substation CL***4288 |  | 10 kV | _ | LV | 400 kVA :Kiosk Substation | 0.4 | --> | 0.4 | 0 | 0 | Constrained, otherwise capacity available =363 kVA | --> | 0.38 | 0 | 0 | 0.385 | 0 |  | --> | C17 ex DOUGLAS | Douglas [T41,T42] | TRABEG |  | 51.8682 | -8.4356
MV/LV Substation SE***428X |  | 10 kV | _ | LV | 400 kVA :Kiosk Substation | 0.4 | --> | 0.4 | 0 | 0 | Constrained, otherwise capacity available =375 kVA | --> | 0.38 | 0 | 0.015 | 0.372 | 0 |  | --> | C15 ex CARRIGALINE | Carrigaline [T41,T42] | BARNAHELY |  | 51.8142 | -8.3831
MV/LV Substation TH***429 |  | 10 kV | _ | LV | 100 kVA :Pole Substation | 0.1 | --> | 0.1 | 0.088 | 4.3 |  | --> | 0.095 | 0 | 0 | 0.097 | 0 |  | --> | C19 ex RINGASKIDDY 110KV | Ringaskiddy 110kv [T42] | BARNAHELY |  | 51.8681 | -8.3331
MV/LV Substation SC***4293 |  | 10 kV | _ | LV | 400 kVA :Building Structure | 0.4 | --> | 0.4 | 0 | 0 | Constrained, otherwise capacity available =336 kVA | --> | 0.38 | 0 | 0.015 | 0.378 | 0 |  | --> | C15 ex CARRIGALINE | Carrigaline [T41,T42] | BARNAHELY |  | 51.8256 | -8.4011
MV/LV Substation DR***4295 |  | 10 kV | _ | LV | 400 kVA :Kiosk Substation | 0.4 | --> | 0.4 | 0 | 0 | Constrained, otherwise capacity available =359 kVA | --> | 0.38 | 0 | 0.016 | 0.374 | 0 |  | --> | C17 ex CARRIGALINE | Carrigaline [T41,T42] | BARNAHELY |  | 51.7955 | -8.2982
MV/LV Substation TH***4297 |  | 10 kV | _ | LV | 1000 kVA :Building Structure | 1 | --> | 1 | 0.5 | 7.88 |  | --> | 0.95 | 0 | 0 | 0.5 | 0 |  | --> | C17 ex LIBERTY STREET | Liberty Street [T101,T102] | LIBERTY STREET |  | 51.8961 | -8.4777
MV/LV Substation KN***4298 |  | 20 kV | _ | LV | 50 kVA :Pole Substation | 0.05 | --> | 0.05 | 0 | 0 | Constrained, otherwise capacity available =50 kVA | --> | 0.048 | 0 | 0 | 0 | 0 | Constrained, otherwise capacity available =48 kW | --> | C15 ex KILMONEY | Kilmoney [T41,T42] | TRABEG |  | 51.7706 | -8.5523
MV/LV Substation OV***429Y |  | 10 kV | _ | LV | 400 kVA :Kiosk Substation | 0.4 | --> | 0.4 | 0 | 0 | Constrained, otherwise capacity available =331 kVA | --> | 0.38 | 0 | 0.015 | 0.378 | 0 |  | --> | C21 ex DOUGLAS | Douglas [T41,T42] | TRABEG |  | 51.8753 | -8.4099
MV/LV Substation SP***430 |  | 10 kV | _ | LV | 400 kVA :Building Structure | 0.4 | --> | 0.4 | 0.388 | 10.79 |  | --> | 0.38 | 0 | 0 | 0.382 | 0 |  | --> | C12 ex FACTORY CROSS | Factory Cross [T41,T42] | BARNAHELY |  | 51.8336 | -8.2851
MV/LV Substation CA***4300 |  | 10 kV | _ | LV | 400 kVA :Kiosk Substation | 0.4 | --> | 0.4 | 0 | 0 | Constrained, otherwise capacity available =326 kVA | --> | 0.38 | 0 | 0.015 | 0 | 0 | Constrained, otherwise capacity available =379 kW | --> | C22 ex KILMONEY | Kilmoney [T41,T42] | TRABEG |  | 51.8044 | -8.4004
MV/LV Substation AL***4306 |  | 10 kV | _ | LV | 400 kVA :Building Structure | 0.4 | --> | 0.4 | 0 | 0 | Constrained, otherwise capacity available =336 kVA | --> | 0.38 | 0 | 0 | 0.389 | 0 |  | --> | C13 ex DOUGLAS | Douglas [T41,T42] | TRABEG |  | 51.8781 | -8.4346
MV/LV Substation CR***4309 |  | 10 kV | _ | LV | 400 kVA :Building Structure | 0.4 | --> | 0.4 | 0 | 0 | Constrained, otherwise capacity available =338 kVA | --> | 0.38 | 0 | 0 | 0.388 | 0 |  | --> | C13 ex DENNEHYS CROSS | Dennehys Cross [T41,T42] | TRABEG |  | 51.8928 | -8.5065
MV/LV Substation ME***4311 |  | 10 kV | _ | LV | 400 kVA :Kiosk Substation | 0.4 | --> | 0.4 | 0.396 | 5.49 |  | --> | 0.38 | 0 | 0 | 0.381 | 0 |  | --> | C18 ex TRABEG | Trabeg [T101,T102] | TRABEG |  | 51.8612 | -8.4561
MV/LV Substation CA***4313 |  | 10 kV | _ | LV | 400 kVA :Kiosk Substation | 0.4 | --> | 0.4 | 0 | 0 | Constrained, otherwise capacity available =372 kVA | --> | 0.38 | 0 | 0.008 | 0.378 | 0 |  | --> | C17 ex BISHOPSTOWN | Bishopstown [T41,T42] | KILBARRY |  | 51.8907 | -8.5666
MV/LV Substation BA***4317 |  | 20 kV | _ | LV | 400 kVA :Building Structure | 0.4 | --> | 0.4 | 0.332 | 17.47 |  | --> | 0.38 | 0 | 0 | 0.389 | 0 |  | --> | E18 ex COOLROE | Coolroe [T121,T122] | COOLROE |  | 51.8904 | -8.5856
MV/LV Substation GL***431Z |  | 10 kV | _ | LV | 400 kVA :Kiosk Substation | 0.4 | --> | 0.4 | 0 | 0 | Constrained, otherwise capacity available =300 kVA | --> | 0.38 | 0 | 0.048 | 0 | 0 | Constrained, otherwise capacity available =358 kW | --> | C24 ex KILMONEY | Kilmoney [T41,T42] | TRABEG |  | 51.8213 | -8.4632
MV/LV Substation BA***432 |  | 10 kV | _ | LV | 400 kVA :Kiosk Substation | 0.4 | --> | 0.4 | 0.296 | 6.78 |  | --> | 0.38 | 0 | 0.008 | 0.388 | 0 |  | --> | C26 ex CASTLEVIEW | Castleview [T101,T102] | CASTLEVIEW |  | 51.8903 | -8.4062
MV/LV Substation JA***4323 |  | 10 kV | _ | LV | 630 kVA :Kiosk Substation | 0.63 | --> | 0.63 | 0 | 0 | Constrained, otherwise capacity available =519 kVA | --> | 0.598 | 0 | 0.032 | 0.5 | 0 |  | --> | C16 ex CARRIGALINE | Carrigaline [T41,T42] | BARNAHELY |  | 51.8296 | -8.3924
MV/LV Substation BA***4324 |  | 20 kV | _ | LV | 50 kVA :Pole Substation | 0.05 | --> | 0.05 | 0 | 0 | Constrained, otherwise capacity available =49 kVA | --> | 0.048 | 0 | 0 | 0 | 0 | Constrained, otherwise capacity available =48 kW | --> | C15 ex KILMONEY | Kilmoney [T41,T42] | TRABEG |  | 51.8088 | -8.5035
MV/LV Substation FE***4326 |  | 10 kV | _ | LV | 630 kVA :Kiosk Substation | 0.63 | --> | 0.63 | 0 | 0 | Constrained, otherwise capacity available =539 kVA | --> | 0.598 | 0 | 0.036 | 0 | 0 | Constrained, otherwise capacity available =584 kW | --> | C22 ex KILMONEY | Kilmoney [T41,T42] | TRABEG |  | 51.8077 | -8.3879
MV/LV Substation BR***4327 |  | 10 kV | _ | LV | 400 kVA :Building Structure | 0.4 | --> | 0.4 | 0.335 | 7.88 |  | --> | 0.38 | 0 | 0 | 0.389 | 0 |  | --> | C19 ex LIBERTY STREET | Liberty Street [T101,T102] | LIBERTY STREET |  | 51.8976 | -8.4821
MV/LV Substation AS***4329 |  | 10 kV | _ | LV | 1000 kVA :Building Structure | 1 | --> | 1 | 0 | 0 | Constrained, otherwise capacity available =773 kVA | --> | 0.95 | 0 | 0.044 | 0.5 | 0 |  | --> | C12 ex DENNEHYS CROSS | Dennehys Cross [T41,T42] | TRABEG |  | 51.8907 | -8.4873
MV/LV Substation BR***432Y |  | 10 kV | _ | LV | 200 kVA :Kiosk Substation | 0.2 | --> | 0.2 | 0 | 0 | Constrained, otherwise capacity available =147 kVA | --> | 0.19 | 0 | 0.016 | 0.185 | 0 |  | --> | C26 ex BISHOPSTOWN | Bishopstown [T41,T42] | KILBARRY |  | 51.8921 | -8.5703
MV/LV Substation SL***4332 |  | 10 kV | _ | LV | 100 kVA :Pole Substation | 0.1 | --> | 0.1 | 0 | 0 | Constrained, otherwise capacity available =100 kVA | --> | 0.095 | 0 | 0 | 0 | 0 | Constrained, otherwise capacity available =95 kW | --> | C21 ex KILMONEY | Kilmoney [T41,T42] | TRABEG |  | 51.7727 | -8.4374
MV/LV Substation SA***4337 |  | 10 kV | _ | LV | 400 kVA :Kiosk Substation | 0.4 | --> | 0.4 | 0 | 0 | Constrained, otherwise capacity available =317 kVA | --> | 0.38 | 0 | 0 | 0.391 | 0 |  | --> | C22 ex TOGHER | Togher [T41,T42] | TRABEG |  | 51.8708 | -8.5066
MV/LV Substation CU***4338 |  | 10 kV | _ | LV | 400 kVA :Building Structure | 0.4 | --> | 0.4 | 0 | 0 | Constrained, otherwise capacity available =287 kVA | --> | 0.38 | 0 | 0 | 0.395 | 0 |  | --> | C15 ex CARRIGALINE | Carrigaline [T41,T42] | BARNAHELY |  | 51.8269 | -8.3935
MV/LV Substation KI***433Y |  | 10 kV | _ | LV | 50 kVA :Pole Substation | 0.05 | --> | 0.05 | 0 | 0 | Constrained, otherwise capacity available =34 kVA | --> | 0.048 | 0 | 0 | 0 | 0 | Constrained, otherwise capacity available =50 kW | --> | C21 ex KILMONEY | Kilmoney [T41,T42] | TRABEG |  | 51.7615 | -8.3241
MV/LV Substation TH***434 |  | 10 kV | _ | LV | 400 kVA :Kiosk Substation | 0.4 | --> | 0.4 | 0.314 | 4.3 |  | --> | 0.38 | 0 | 0.006 | 0.387 | 0 |  | --> | C19 ex RINGASKIDDY 110KV | Ringaskiddy 110kv [T42] | BARNAHELY |  | 51.87 | -8.3352
MV/LV Substation CC***4340 |  | 10 kV | _ | LV | 100 kVA :Pole Substation | 0.1 | --> | 0.1 | 0 | 0 | Constrained, otherwise capacity available =100 kVA | --> | 0.095 | 0 | 0 | 0.095 | 0 |  | --> | C11 ex CARRIGALINE | Carrigaline [T41,T42] | BARNAHELY |  | 51.8312 | -8.3599
MV/LV Substation HA***4344 |  | 10 kV | _ | LV | 630 kVA :Kiosk Substation | 0.63 | --> | 0.63 | 0 | 0 | Constrained, otherwise capacity available =538 kVA | --> | 0.598 | 0 | 0.005 | 0.5 | 0 |  | --> | C16 ex CARRIGALINE | Carrigaline [T41,T42] | BARNAHELY |  | 51.8728 | -8.3522
MV/LV Substation CO***4345 |  | 10 kV | _ | LV | 100 kVA :Pole Substation | 0.1 | --> | 0.1 | 0 | 0 | Constrained, otherwise capacity available =100 kVA | --> | 0.095 | 0 | 0 | 0.095 | 0 |  | --> | C17 ex CARRIGALINE | Carrigaline [T41,T42] | BARNAHELY |  | 51.786 | -8.3
MV/LV Substation BE***4346 |  | 10 kV | _ | LV | 400 kVA :Kiosk Substation | 0.4 | --> | 0.4 | 0.29 | 6.78 |  | --> | 0.38 | 0 | 0 | 0.395 | 0 |  | --> | C25 ex CASTLEVIEW | Castleview [T101,T102] | CASTLEVIEW |  | 51.8873 | -8.414
MV/LV Substation BE***4347 |  | 10 kV | _ | LV | 400 kVA :Kiosk Substation | 0.4 | --> | 0.4 | 0.354 | 6.78 |  | --> | 0.38 | 0 | 0 | 0.386 | 0 |  | --> | C25 ex CASTLEVIEW | Castleview [T101,T102] | CASTLEVIEW |  | 51.8874 | -8.4119
MV/LV Substation RA***4350 |  | 10 kV | _ | LV | 50 kVA :Pole Substation | 0.05 | --> | 0.05 | 0 | 0 | Constrained, otherwise capacity available =47 kVA | --> | 0.048 | 0 | 0 | 0.048 | 0 |  | --> | C11 ex CARRIGALINE | Carrigaline [T41,T42] | BARNAHELY |  | 51.8323 | -8.3703
MV/LV Substation EL***4352 |  | 10 kV | _ | LV | 400 kVA :Kiosk Substation | 0.4 | --> | 0.4 | 0 | 0 | Constrained, otherwise capacity available =330 kVA | --> | 0.38 | 0 | 0.01 | 0 | 0 | Constrained, otherwise capacity available =382 kW | --> | C22 ex KILMONEY | Kilmoney [T41,T42] | TRABEG |  | 51.8054 | -8.3972
MV/LV Substation PO***4354 |  | 10 kV | _ | LV | 630 kVA :Kiosk Substation | 0.63 | --> | 0.63 | 0 | 0 | Constrained, otherwise capacity available =630 kVA | --> | 0.598 | 0 | 0 | 0.5 | 0 |  | --> | C17 ex CARRIGALINE | Carrigaline [T41,T42] | BARNAHELY |  | 51.8046 | -8.2902
MV/LV Substation AR***4357 |  | 10 kV | _ | LV | 630 kVA :Kiosk Substation | 0.63 | --> | 0.63 | 0 | 0 | Constrained, otherwise capacity available =591 kVA | --> | 0.598 | 0 | 0.006 | 0.5 | 0 |  | --> | C20 ex BISHOPSTOWN | Bishopstown [T41,T42] | KILBARRY |  | 51.8778 | -8.5248
MV/LV Substation MO***4358 |  | 10 kV | _ | LV | 1000 kVA :Building Structure | 1 | --> | 1 | 0.5 | 7.88 |  | --> | 0.95 | 0 | 0 | 0.5 | 0 |  | --> | C24 ex LIBERTY STREET | Liberty Street [T101,T102] | LIBERTY STREET |  | 51.8964 | -8.4698
MV/LV Substation CO***4359 |  | 10 kV | _ | LV | 630 kVA :Kiosk Substation | 0.63 | --> | 0.63 | 0 | 0 | Constrained, otherwise capacity available =592 kVA | --> | 0.598 | 0 | 0.005 | 0.5 | 0 |  | --> | C21 ex BALLINCOLLIG | Ballincollig [T41,T42] | KILBARRY |  | 51.8798 | -8.5928
MV/LV Substation CO***435Z |  | 10 kV | _ | LV | 630 kVA :Kiosk Substation | 0.63 | --> | 0.63 | 0 | 0 | Constrained, otherwise capacity available =337 kVA | --> | 0.598 | 0 | 0.005 | 0 | 0 | Constrained, otherwise capacity available =634 kW | --> | C19 ex KILMONEY | Kilmoney [T41,T42] | TRABEG |  | 51.8143 | -8.3929
MV/LV Substation GO***4360 |  | 10 kV | _ | LV | 400 kVA :Kiosk Substation | 0.4 | --> | 0.4 | 0 | 0 | Constrained, otherwise capacity available =331 kVA | --> | 0.38 | 0 | 0 | 0 | 0 | Constrained, otherwise capacity available =389 kW | --> | C22 ex KILMONEY | Kilmoney [T41,T42] | TRABEG |  | 51.8004 | -8.4047
MV/LV Substation PO***436X |  | 10 kV | _ | LV | 50 kVA :Pole Substation | 0.05 | --> | 0.05 | 0 | 0 | Constrained, otherwise capacity available =38 kVA | --> | 0.048 | 0 | 0.01 | 0 | 0 | Constrained, otherwise capacity available =42 kW | --> | C24 ex KILMONEY | Kilmoney [T41,T42] | TRABEG |  | 51.8226 | -8.4713
MV/LV Substation CI***4372 |  | 10 kV | _ | LV | 630 kVA :Building Structure | 0.63 | --> | 0.63 | 0.091 | 6.78 |  | --> | 0.598 | 0 | 0 | 0.5 | 0 |  | --> | C26 ex CASTLEVIEW | Castleview [T101,T102] | CASTLEVIEW |  | 51.8886 | -8.4079
MV/LV Substation JA***4374 |  | 10 kV | _ | LV | 630 kVA :Kiosk Substation | 0.63 | --> | 0.63 | 0 | 0 | Constrained, otherwise capacity available =527 kVA | --> | 0.598 | 0 | 0.005 | 0.5 | 0 |  | --> | C15 ex CARRIGALINE | Carrigaline [T41,T42] | BARNAHELY |  | 51.8276 | -8.3901
MV/LV Substation LE***4375 |  | 10 kV | _ | LV | 400 kVA :Kiosk Substation | 0.4 | --> | 0.4 | 0 | 0 | Constrained, otherwise capacity available =396 kVA | --> | 0.38 | 0 | 0 | 0.381 | 0 |  | --> | C21 ex BALLINCOLLIG | Ballincollig [T41,T42] | KILBARRY |  | 51.888 | -8.5821
MV/LV Substation RA***437Y |  | 10 kV | _ | LV | 50 kVA :Pole Substation | 0.05 | --> | 0.05 | 0 | 0 | Constrained, otherwise capacity available =34 kVA | --> | 0.048 | 0 | 0.012 | 0.041 | 0 |  | --> | C16 ex CARRIGALINE | Carrigaline [T41,T42] | BARNAHELY |  | 51.8656 | -8.3631
MV/LV Substation AI***437Z |  | 10 kV | _ | LV | 400 kVA :Building Structure | 0.4 | --> | 0.4 | 0 | 0 | Constrained, otherwise capacity available =327 kVA | --> | 0.38 | 0 | 0 | 0 | 0 | Constrained, otherwise capacity available =390 kW | --> | C24 ex KILMONEY | Kilmoney [T41,T42] | TRABEG |  | 51.846 | -8.4674
MV/LV Substation ER***438 |  | 10 kV | _ | LV | 400 kVA :Building Structure | 0.4 | --> | 0.4 | 0.179 | 7.88 |  | --> | 0.38 | 0 | 0 | 0.409 | 0 |  | --> | C13 ex LIBERTY STREET | Liberty Street [T101,T102] | LIBERTY STREET |  | 51.8975 | -8.4713
MV/LV Substation BA***4380 |  | 10 kV | _ | LV | 630 kVA :Kiosk Substation | 0.63 | --> | 0.63 | 0 | 0 | Constrained, otherwise capacity available =524 kVA | --> | 0.598 | 0 | 0.002 | 0.5 | 0 |  | --> | C17 ex DOUGLAS | Douglas [T41,T42] | TRABEG |  | 51.8645 | -8.4305
MV/LV Substation BA***4381 |  | 10 kV | _ | LV | 630 kVA :Kiosk Substation | 0.63 | --> | 0.63 | 0 | 0 | Constrained, otherwise capacity available =606 kVA | --> | 0.598 | 0 | 0.001 | 0.5 | 0 |  | --> | C17 ex DOUGLAS | Douglas [T41,T42] | TRABEG |  | 51.8645 | -8.4272
MV/LV Substation JA***4383 |  | 10 kV | _ | LV | 630 kVA :Building Structure | 0.63 | --> | 0.63 | 0.5 | 6.78 |  | --> | 0.598 | 0 | 0 | 0.5 | 0 |  | --> | C38 ex CASTLEVIEW | Castleview [T101,T102] | CASTLEVIEW |  | 51.8833 | -8.3947
MV/LV Substation HE***4386 |  | 10 kV | _ | LV | 630 kVA :Kiosk Substation | 0.63 | --> | 0.63 | 0 | 0 | Constrained, otherwise capacity available =541 kVA | --> | 0.598 | 0 | 0.02 | 0.5 | 0 |  | --> | C17 ex BISHOPSTOWN | Bishopstown [T41,T42] | KILBARRY |  | 51.8814 | -8.5775
MV/LV Substation KN***439 |  | 10 kV | _ | LV | 400 kVA :Kiosk Substation | 0.4 | --> | 0.4 | 0.228 | 5.49 |  | --> | 0.38 | 0 | 0.025 | 0.384 | 0 |  | --> | C11 ex TRABEG | Trabeg [T101,T102] | TRABEG |  | 51.8868 | -8.4545
MV/LV Substation CO***4391 |  | 10 kV | _ | LV | 1000 kVA :Building Structure | 1 | --> | 1 | 0.5 | 7.88 |  | --> | 0.95 | 0 | 0.04 | 0.5 | 0 |  | --> | C25 ex LIBERTY STREET | Liberty Street [T101,T102] | LIBERTY STREET |  | 51.8999 | -8.4789
MV/LV Substation MI***4393 |  | 10 kV | _ | LV | 630 kVA :Kiosk Substation | 0.63 | --> | 0.63 | 0 | 0 | Constrained, otherwise capacity available =559 kVA | --> | 0.598 | 0 | 0.016 | 0 | 0 | Constrained, otherwise capacity available =596 kW | --> | C19 ex KILMONEY | Kilmoney [T41,T42] | TRABEG |  | 51.8152 | -8.402
MV/LV Substation BA***4395 |  | 10 kV | _ | LV | 630 kVA :Building Structure | 0.63 | --> | 0.63 | 0 | 0 | Constrained, otherwise capacity available =473 kVA | --> | 0.598 | 0 | 0 | 0.5 | 0 |  | --> | C12 ex BALLINCOLLIG | Ballincollig [T41,T42] | KILBARRY |  | 51.8881 | -8.6112
MV/LV Substation HE***4397 |  | 10 kV | _ | LV | 630 kVA :Kiosk Substation | 0.63 | --> | 0.63 | 0 | 0 | Constrained, otherwise capacity available =566 kVA | --> | 0.598 | 0 | 0.006 | 0.5 | 0 |  | --> | C17 ex CARRIGALINE | Carrigaline [T41,T42] | BARNAHELY |  | 51.7997 | -8.2895
MV/LV Substation BO***4398 |  | 20 kV | _ | LV | 400 kVA :Kiosk Substation | 0.4 | --> | 0.4 | 0.38 | 17.47 |  | --> | 0.38 | 0 | 0.011 | 0.375 | 0 |  | --> | E13 ex COOLROE | Coolroe [T121,T122] | COOLROE |  | 51.8826 | -8.6307
MV/LV Substation BA***439Y |  | 10 kV | _ | LV | 50 kVA :Pole Substation | 0.05 | --> | 0.05 | 0 | 0 | Constrained, otherwise capacity available =20 kVA | --> | 0.048 | 0 | 0.03 | 0.029 | 0 |  | --> | C11 ex BALLINCOLLIG | Ballincollig [T41,T42] | KILBARRY |  | 51.8365 | -8.5385
MV/LV Substation U ***440 |  | 10 kV | _ | LV | 630 kVA :Building Structure | 0.63 | --> | 0.63 | 0.5 | 7.88 |  | --> | 0.598 | 0 | 0.003 | 0.5 | 0 |  | --> | C18 ex LIBERTY STREET | Liberty Street [T101,T102] | LIBERTY STREET |  | 51.8925 | -8.4934
MV/LV Substation CO***4403 |  | 10 kV | _ | LV | 200 kVA :Kiosk Substation | 0.2 | --> | 0.2 | 0 | 0 | Constrained, otherwise capacity available =200 kVA | --> | 0.19 | 0 | 0 | 0.19 | 0 |  | --> | C12 ex BALLINCOLLIG | Ballincollig [T41,T42] | KILBARRY |  | 51.8896 | -8.6051
MV/LV Substation WE***4404 |  | 20 kV | _ | LV | 630 kVA :Building Structure | 0.63 | --> | 0.63 | 0.498 | 17.47 |  | --> | 0.598 | 0 | 0.01 | 0.5 | 0 |  | --> | E18 ex COOLROE | Coolroe [T121,T122] | COOLROE |  | 51.8885 | -8.5995
MV/LV Substation CO***4406 |  | 10 kV | _ | LV | 630 kVA :Kiosk Substation | 0.63 | --> | 0.63 | 0 | 0 | Constrained, otherwise capacity available =630 kVA | --> | 0.598 | 0 | 0 | 0.5 | 0 |  | --> | C21 ex BALLINCOLLIG | Ballincollig [T41,T42] | KILBARRY |  | 51.8801 | -8.5977
MV/LV Substation HA***440X |  | 10 kV | _ | LV | 50 kVA :Pole Substation | 0.05 | --> | 0.05 | 0 | 0 | Constrained, otherwise capacity available =34 kVA | --> | 0.048 | 0 | 0.005 | 0.046 | 0 |  | --> | C22 ex TOGHER | Togher [T41,T42] | TRABEG |  | 51.8589 | -8.4956
MV/LV Substation MU***441 |  | 10 kV | _ | LV | 630 kVA :Building Structure | 0.63 | --> | 0.63 | 0.5 | 7.88 |  | --> | 0.598 | 0 | 0 | 0.5 | 0 |  | --> | C13 ex LIBERTY STREET | Liberty Street [T101,T102] | LIBERTY STREET |  | 51.8981 | -8.4741
MV/LV Substation JA***4419 |  | 10 kV | _ | LV | 630 kVA :Kiosk Substation | 0.63 | --> | 0.63 | 0 | 0 | Constrained, otherwise capacity available =600 kVA | --> | 0.598 | 0 | 0.005 | 0.5 | 0 |  | --> | C15 ex CARRIGALINE | Carrigaline [T41,T42] | BARNAHELY |  | 51.8273 | -8.385
MV/LV Substation KI***441Y |  | 10 kV | _ | LV | 400 kVA :Kiosk Substation | 0.4 | --> | 0.4 | 0 | 0 | Constrained, otherwise capacity available =336 kVA | --> | 0.38 | 0 | 0.028 | 0.368 | 0 |  | --> | C12 ex CARRIGALINE | Carrigaline [T41,T42] | BARNAHELY |  | 51.8182 | -8.3781
MV/LV Substation SA***442 |  | 10 kV | _ | LV | 400 kVA :Building Structure | 0.4 | --> | 0.4 | 0 | 0 | Constrained, otherwise capacity available =262 kVA | --> | 0.38 | 0 | 0.042 | 0.367 | 0 |  | --> | C13 ex TOGHER | Togher [T41,T42] | TRABEG |  | 51.8782 | -8.5008
MV/LV Substation AL***4429 |  | 10 kV | _ | LV | 400 kVA :Building Structure | 0.4 | --> | 0.4 | 0 | 0 | Constrained, otherwise capacity available =354 kVA | --> | 0.38 | 0 | 0 | 0 | 0 | Constrained, otherwise capacity available =386 kW | --> | C19 ex KILMONEY | Kilmoney [T41,T42] | TRABEG |  | 51.8149 | -8.3959
MV/LV Substation BR***442X |  | 20 kV | _ | LV | 50 kVA :Pole Substation | 0.05 | --> | 0.05 | 0 | 0 | Constrained, otherwise capacity available =41 kVA | --> | 0.048 | 0 | 0.01 | 0 | 0 | Constrained, otherwise capacity available =41 kW | --> | C15 ex KILMONEY | Kilmoney [T41,T42] | TRABEG |  | 51.8281 | -8.5408
MV/LV Substation ME***443 |  | 10 kV | _ | LV | 1000 kVA :Building Structure | 1 | --> | 1 | 0.5 | 4.67 |  | --> | 0.95 | 0 | 0.005 | 0.5 | 0 |  | --> | C19 ex CENTRE PARK ROAD | Marina [T105,T106] | MARINA |  | 51.8993 | -8.4682
MV/LV Substation WA***4430 |  | 10 kV | _ | LV | 400 kVA :Kiosk Substation | 0.4 | --> | 0.4 | 0 | 0 | Constrained, otherwise capacity available =400 kVA | --> | 0.38 | 0 | 0 | 0.38 | 0 |  | --> | C17 ex CARRIGALINE | Carrigaline [T41,T42] | BARNAHELY |  | 51.8151 | -8.3722
MV/LV Substation ST***4431 |  | 10 kV | _ | LV | 630 kVA :Building Structure | 0.63 | --> | 0.63 | 0.168 | 5.49 |  | --> | 0.598 | 0 | 0 | 0.5 | 0 |  | --> | C11 ex TRABEG | Trabeg [T101,T102] | TRABEG |  | 51.8885 | -8.4625
MV/LV Substation ME***4438 |  | 10 kV | _ | LV | 630 kVA :Kiosk Substation | 0.63 | --> | 0.63 | 0.5 | 5.49 |  | --> | 0.598 | 0 | 0 | 0.5 | 0 |  | --> | C18 ex TRABEG | Trabeg [T101,T102] | TRABEG |  | 51.8623 | -8.4544
MV/LV Substation GR***443Z |  | 10 kV | _ | LV | 200 kVA :Building Structure | 0.2 | --> | 0.2 | 0.151 | 5.49 |  | --> | 0.19 | 0 | 0 | 0.197 | 0 |  | --> | C22 ex TRABEG | Trabeg [T101,T102] | TRABEG |  | 51.8486 | -8.4881
MV/LV Substation WE***4442 |  | 20 kV | _ | LV | 200 kVA :Kiosk Substation | 0.2 | --> | 0.2 | 0.168 | 17.47 |  | --> | 0.19 | 0 | 0 | 0.194 | 0 |  | --> | E11 ex COOLROE | Coolroe [T121,T122] | COOLROE |  | 51.8876 | -8.6173
MV/LV Substation HE***4443 |  | 10 kV | _ | LV | 630 kVA :Kiosk Substation | 0.63 | --> | 0.63 | 0.5 | 4.67 |  | --> | 0.598 | 0 | 0 | 0.5 | 0 |  | --> | C28 ex CENTRE PARK ROAD | Marina [T105,T106] | MARINA |  | 51.8857 | -8.4406
MV/LV Substation WA***4447 |  | 10 kV | _ | LV | 630 kVA :Kiosk Substation | 0.63 | --> | 0.63 | 0 | 0 | Constrained, otherwise capacity available =617 kVA | --> | 0.598 | 0 | 0 | 0.5 | 0 |  | --> | C24 ex BISHOPSTOWN | Bishopstown [T41,T42] | KILBARRY |  | 51.8715 | -8.5308
MV/LV Substation WA***4448 |  | 10 kV | _ | LV | 630 kVA :Kiosk Substation | 0.63 | --> | 0.63 | 0 | 0 | Constrained, otherwise capacity available =605 kVA | --> | 0.598 | 0 | 0 | 0.5 | 0 |  | --> | C24 ex BISHOPSTOWN | Bishopstown [T41,T42] | KILBARRY |  | 51.8705 | -8.5321
MV/LV Substation WA***4449 |  | 10 kV | _ | LV | 630 kVA :Kiosk Substation | 0.63 | --> | 0.63 | 0 | 0 | Constrained, otherwise capacity available =594 kVA | --> | 0.598 | 0 | 0.025 | 0.5 | 0 |  | --> | C24 ex BISHOPSTOWN | Bishopstown [T41,T42] | KILBARRY |  | 51.8706 | -8.5347
MV/LV Substation CU***444Y |  | 10 kV | _ | LV | 400 kVA :Kiosk Substation | 0.4 | --> | 0.4 | 0 | 0 | Constrained, otherwise capacity available =383 kVA | --> | 0.38 | 0 | 0 | 0.382 | 0 |  | --> | C19 ex BISHOPSTOWN | Bishopstown [T41,T42] | KILBARRY |  | 51.8721 | -8.5466
MV/LV Substation RO***445 |  | 10 kV | _ | LV | 400 kVA :Kiosk Substation | 0.4 | --> | 0.4 | 0 | 0 | Constrained, otherwise capacity available =220 kVA | --> | 0.38 | 0 | 0.01 | 0.396 | 0 |  | --> | C17 ex DENNEHYS CROSS | Dennehys Cross [T41,T42] | TRABEG |  | 51.8951 | -8.4936
MV/LV Substation AR***4451 |  | 10 kV | _ | LV | 400 kVA :Kiosk Substation | 0.4 | --> | 0.4 | 0 | 0 | Constrained, otherwise capacity available =400 kVA | --> | 0.38 | 0 | 0 | 0.38 | 0 |  | --> | C19 ex BISHOPSTOWN | Bishopstown [T41,T42] | KILBARRY |  | 51.8735 | -8.5269
MV/LV Substation BE***4452 |  | 10 kV | _ | LV | 630 kVA :Kiosk Substation | 0.63 | --> | 0.63 | 0 | 0 | Constrained, otherwise capacity available =613 kVA | --> | 0.598 | 0 | 0 | 0.5 | 0 |  | --> | C18 ex DOUGLAS | Douglas [T41,T42] | TRABEG |  | 51.86 | -8.4158
MV/LV Substation MO***4455 |  | 10 kV | _ | LV | 630 kVA :Building Structure | 0.63 | --> | 0.63 | 0 | 0 | Constrained, otherwise capacity available =461 kVA | --> | 0.598 | 0 | 0 | 0.5 | 0 |  | --> | C18 ex DENNEHYS CROSS | Dennehys Cross [T41,T42] | TRABEG |  | 51.8879 | -8.5111
MV/LV Substation BA***4457 |  | 10 kV | _ | LV | 630 kVA :Kiosk Substation | 0.63 | --> | 0.63 | 0 | 0 | Constrained, otherwise capacity available =630 kVA | --> | 0.598 | 0 | 0 | 0.5 | 0 |  | --> | C17 ex DOUGLAS | Douglas [T41,T42] | TRABEG |  | 51.8636 | -8.4302
MV/LV Substation BA***4458 |  | 10 kV | _ | LV | 630 kVA :Kiosk Substation | 0.63 | --> | 0.63 | 0 | 0 | Constrained, otherwise capacity available =581 kVA | --> | 0.598 | 0 | 0 | 0.5 | 0 |  | --> | C17 ex DOUGLAS | Douglas [T41,T42] | TRABEG |  | 51.863 | -8.427
MV/LV Substation GL***445X |  | 20 kV | _ | LV | 50 kVA :Pole Substation | 0.05 | --> | 0.05 | 0 | 0 | Constrained, otherwise capacity available =41 kVA | --> | 0.048 | 0 | 0.008 | 0 | 0 | Constrained, otherwise capacity available =43 kW | --> | C15 ex KILMONEY | Kilmoney [T41,T42] | TRABEG |  | 51.8145 | -8.4951
MV/LV Substation JA***4460 |  | 10 kV | _ | LV | 630 kVA :Kiosk Substation | 0.63 | --> | 0.63 | 0 | 0 | Constrained, otherwise capacity available =591 kVA | --> | 0.598 | 0 | 0.005 | 0.5 | 0 |  | --> | C16 ex CARRIGALINE | Carrigaline [T41,T42] | BARNAHELY |  | 51.8288 | -8.3888
MV/LV Substation HA***4461 |  | 10 kV | _ | LV | 400 kVA :Kiosk Substation | 0.4 | --> | 0.4 | 0 | 0 | Constrained, otherwise capacity available =374 kVA | --> | 0.38 | 0 | 0.015 | 0.372 | 0 |  | --> | C22 ex TOGHER | Togher [T41,T42] | TRABEG |  | 51.8632 | -8.495
MV/LV Substation WO***4467 |  | 20 kV | _ | LV | 630 kVA :Kiosk Substation | 0.63 | --> | 0.63 | 0.5 | 17.47 |  | --> | 0.598 | 0 | 0 | 0.5 | 0 |  | --> | E11 ex COOLROE | Coolroe [T121,T122] | COOLROE |  | 51.8867 | -8.6248
MV/LV Substation EV***447 |  | 10 kV | _ | LV | 400 kVA :Building Structure | 0.4 | --> | 0.4 | 0.272 | 5.49 |  | --> | 0.38 | 0 | 0.003 | 0.395 | 0 |  | --> | C12 ex TRABEG | Trabeg [T101,T102] | TRABEG |  | 51.891 | -8.4708
MV/LV Substation CO***4471 |  | 10 kV | _ | LV | 400 kVA :Kiosk Substation | 0.4 | --> | 0.4 | 0.4 | 5.49 |  | --> | 0.38 | 0 | 0 | 0.38 | 0 |  | --> | C17 ex TRABEG | Trabeg [T101,T102] | TRABEG |  | 51.8675 | -8.4924
MV/LV Substation NU***4474 |  | 10 kV | _ | LV | 630 kVA :Kiosk Substation | 0.63 | --> | 0.63 | 0.494 | 7.88 |  | --> | 0.598 | 0 | 0.024 | 0.5 | 0 |  | --> | C12 ex LIBERTY STREET | Liberty Street [T101,T102] | LIBERTY STREET |  | 51.8843 | -8.4804
MV/LV Substation HE***4478 |  | 10 kV | _ | LV | 630 kVA :Kiosk Substation | 0.63 | --> | 0.63 | 0 | 0 | Constrained, otherwise capacity available =630 kVA | --> | 0.598 | 0 | 0 | 0.5 | 0 |  | --> | C17 ex BISHOPSTOWN | Bishopstown [T41,T42] | KILBARRY |  | 51.8818 | -8.5792
MV/LV Substation WO***448 |  | 10 kV | _ | LV | 400 kVA :Kiosk Substation | 0.4 | --> | 0.4 | 0 | 0 | Constrained, otherwise capacity available =252 kVA | --> | 0.38 | 0 | 0.024 | 0.382 | 0 |  | --> | C16 ex DOUGLAS | Douglas [T41,T42] | TRABEG |  | 51.8893 | -8.4235
MV/LV Substation CA***4484 |  | 10 kV | _ | LV | 630 kVA :Kiosk Substation | 0.63 | --> | 0.63 | 0 | 0 | Constrained, otherwise capacity available =630 kVA | --> | 0.598 | 0 | 0 | 0.5 | 0 |  | --> | C18 ex DOUGLAS | Douglas [T41,T42] | TRABEG |  | 51.8657 | -8.4246
MV/LV Substation CA***4488 |  | 10 kV | _ | LV | 50 kVA :Pole Substation | 0.05 | --> | 0.05 | 0 | 0 | Constrained, otherwise capacity available =44 kVA | --> | 0.048 | 0 | 0 | 0.048 | 0 |  | --> | C18 ex DOUGLAS | Douglas [T41,T42] | TRABEG |  | 51.8633 | -8.4236
MV/LV Substation EP***4489 |  | 10 kV | _ | LV | 630 kVA :Kiosk Substation | 0.63 | --> | 0.63 | 0.5 | 5.49 |  | --> | 0.598 | 0 | 0 | 0.5 | 0 |  | --> | C19 ex TRABEG | Trabeg [T101,T102] | TRABEG |  | 51.874 | -8.4681
MV/LV Substation SO***448Y |  | 10 kV | _ | LV | 400 kVA :Kiosk Substation | 0.4 | --> | 0.4 | 0 | 0 | Constrained, otherwise capacity available =333 kVA | --> | 0.38 | 0 | 0.02 | 0.374 | 0 |  | --> | C15 ex CARRIGALINE | Carrigaline [T41,T42] | BARNAHELY |  | 51.8168 | -8.3775
MV/LV Substation AV***449Y |  | 10 kV | _ | LV | 400 kVA :Kiosk Substation | 0.4 | --> | 0.4 | 0.279 | 4.3 |  | --> | 0.38 | 0 | 0.105 | 0.318 | 0 |  | --> | C11 ex RINGASKIDDY 110KV | Ringaskiddy 110kv [T42] | BARNAHELY |  | 51.8672 | -8.3493
MV/LV Substation BA***452 |  | 10 kV | _ | LV | 400 kVA :Kiosk Substation | 0.4 | --> | 0.4 | 0.208 | 4.67 |  | --> | 0.38 | 0 | 0.066 | 0.356 | 0 |  | --> | C23 ex CENTRE PARK ROAD | Marina [T105,T106] | MARINA |  | 51.8967 | -8.4287
MV/LV Substation SI***453 |  | 10 kV | _ | LV | 400 kVA :Kiosk Substation | 0.4 | --> | 0.4 | 0 | 0 | Constrained, otherwise capacity available =310 kVA | --> | 0.38 | 0 | 0.062 | 0.346 | 0 |  | --> | C16 ex DOUGLAS | Douglas [T41,T42] | TRABEG |  | 51.8877 | -8.4276
MV/LV Substation BU***453X |  | 10 kV | _ | LV | 50 kVA :Pole Substation | 0.05 | --> | 0.05 | 0 | 0 | Constrained, otherwise capacity available =46 kVA | --> | 0.048 | 0 | 0 | 0 | 0 | Constrained, otherwise capacity available =48 kW | --> | C21 ex KILMONEY | Kilmoney [T41,T42] | TRABEG |  | 51.754 | -8.4057
MV/LV Substation MA***455 |  | 10 kV | _ | LV | 400 kVA :Kiosk Substation | 0.4 | --> | 0.4 | 0 | 0 | Constrained, otherwise capacity available =280 kVA | --> | 0.38 | 0 | 0.005 | 0.392 | 0 |  | --> | C12 ex DENNEHYS CROSS | Dennehys Cross [T41,T42] | TRABEG |  | 51.8893 | -8.4977
MV/LV Substation ME***456 |  | 10 kV | _ | LV | 400 kVA :Kiosk Substation | 0.4 | --> | 0.4 | 0.244 | 5.49 |  | --> | 0.38 | 0 | 0.06 | 0.356 | 0 |  | --> | C12 ex TRABEG | Trabeg [T101,T102] | TRABEG |  | 51.8852 | -8.4661
MV/LV Substation TH***456Y |  | 10 kV | _ | LV | 400 kVA :Kiosk Substation | 0.4 | --> | 0.4 | 0 | 0 | Constrained, otherwise capacity available =260 kVA | --> | 0.38 | 0 | 0.029 | 0.377 | 0 |  | --> | C17 ex BISHOPSTOWN | Bishopstown [T41,T42] | KILBARRY |  | 51.8846 | -8.5784
MV/LV Substation RO***458Y |  | 10 kV | _ | LV | 400 kVA :Kiosk Substation | 0.4 | --> | 0.4 | 0 | 0 | Constrained, otherwise capacity available =292 kVA | --> | 0.38 | 0 | 0.025 | 0.376 | 0 |  | --> | C17 ex CARRIGALINE | Carrigaline [T41,T42] | BARNAHELY |  | 51.8042 | -8.305
MV/LV Substation HA***459 |  | 10 kV | _ | LV | 400 kVA :Kiosk Substation | 0.4 | --> | 0.4 | 0 | 0 | Constrained, otherwise capacity available =378 kVA | --> | 0.38 | 0 | 0.01 | 0.376 | 0 |  | --> | C22 ex BISHOPSTOWN | Bishopstown [T41,T42] | KILBARRY |  | 51.8741 | -8.5348
MV/LV Substation RE***459X |  | 20 kV | _ | LV | 200 kVA :Pole Substation | 0.2 | --> | 0.2 | 0 | 0 | Constrained, otherwise capacity available =177 kVA | --> | 0.19 | 0 | 0.003 | 0 | 0 | Constrained, otherwise capacity available =191 kW | --> | C15 ex KILMONEY | Kilmoney [T41,T42] | TRABEG |  | 51.8182 | -8.5508
MV/LV Substation HA***460 |  | 10 kV | _ | LV | 400 kVA :Kiosk Substation | 0.4 | --> | 0.4 | 0 | 0 | Constrained, otherwise capacity available =366 kVA | --> | 0.38 | 0 | 0.016 | 0.373 | 0 |  | --> | C22 ex BISHOPSTOWN | Bishopstown [T41,T42] | KILBARRY |  | 51.8748 | -8.5341
MV/LV Substation HA***461 |  | 10 kV | _ | LV | 630 kVA :Kiosk Substation | 0.63 | --> | 0.63 | 0 | 0 | Constrained, otherwise capacity available =596 kVA | --> | 0.598 | 0 | 0.014 | 0.5 | 0 |  | --> | C22 ex BISHOPSTOWN | Bishopstown [T41,T42] | KILBARRY |  | 51.8752 | -8.5311
MV/LV Substation TH***461X |  | 10 kV | _ | LV | 400 kVA :Kiosk Substation | 0.4 | --> | 0.4 | 0 | 0 | Constrained, otherwise capacity available =246 kVA | --> | 0.38 | 0 | 0.053 | 0.361 | 0 |  | --> | C21 ex DOUGLAS | Douglas [T41,T42] | TRABEG |  | 51.8733 | -8.3945
MV/LV Substation KE***462X |  | 10 kV | _ | LV | 400 kVA :Kiosk Substation | 0.4 | --> | 0.4 | 0 | 0 | Constrained, otherwise capacity available =343 kVA | --> | 0.38 | 0 | 0.013 | 0.378 | 0 |  | --> | C21 ex DOUGLAS | Douglas [T41,T42] | TRABEG |  | 51.8718 | -8.3981
MV/LV Substation NO***462Z |  | 20 kV | _ | LV | 400 kVA :Kiosk Substation | 0.4 | --> | 0.4 | 0.325 | 17.47 |  | --> | 0.38 | 0 | 0.039 | 0.361 | 0 |  | --> | E13 ex COOLROE | Coolroe [T121,T122] | COOLROE |  | 51.8838 | -8.6317
MV/LV Substation MC***463 |  | 10 kV | _ | LV | 400 kVA :Kiosk Substation | 0.4 | --> | 0.4 | 0 | 0 | Constrained, otherwise capacity available =205 kVA | --> | 0.38 | 0 | 0.029 | 0.384 | 0 |  | --> | C20 ex TOGHER | Togher [T41,T42] | TRABEG |  | 51.881 | -8.4797
MV/LV Substation HA***464 |  | 10 kV | _ | LV | 400 kVA :Kiosk Substation | 0.4 | --> | 0.4 | 0 | 0 | Constrained, otherwise capacity available =362 kVA | --> | 0.38 | 0 | 0.01 | 0.378 | 0 |  | --> | C22 ex BISHOPSTOWN | Bishopstown [T41,T42] | KILBARRY |  | 51.8739 | -8.5315
MV/LV Substation SH***464Y |  | 10 kV | _ | LV | 50 kVA :Pole Substation | 0.05 | --> | 0.05 | 0 | 0 | Constrained, otherwise capacity available =32 kVA | --> | 0.048 | 0 | 0.015 | 0.039 | 0 |  | --> | C16 ex CARRIGALINE | Carrigaline [T41,T42] | BARNAHELY |  | 51.8333 | -8.3955
MV/LV Substation HE***464Z |  | 10 kV | _ | LV | 630 kVA :Kiosk Substation | 0.63 | --> | 0.63 | 0 | 0 | Constrained, otherwise capacity available =338 kVA | --> | 0.598 | 0 | 0.084 | 0.5 | 0 |  | --> | C12 ex CARRIGALINE | Carrigaline [T41,T42] | BARNAHELY |  | 51.8245 | -8.3889
MV/LV Substation HA***465 |  | 10 kV | _ | LV | 400 kVA :Kiosk Substation | 0.4 | --> | 0.4 | 0 | 0 | Constrained, otherwise capacity available =389 kVA | --> | 0.38 | 0 | 0 | 0.382 | 0 |  | --> | C22 ex BISHOPSTOWN | Bishopstown [T41,T42] | KILBARRY |  | 51.8732 | -8.5356
MV/LV Substation BI***467Z |  | 10 kV | _ | LV | 400 kVA :Kiosk Substation | 0.4 | --> | 0.4 | 0 | 0 | Constrained, otherwise capacity available =374 kVA | --> | 0.38 | 0 | 0 | 0.384 | 0 |  | --> | C20 ex BISHOPSTOWN | Bishopstown [T41,T42] | KILBARRY |  | 51.8783 | -8.5199
MV/LV Substation NO***468 |  | 10 kV | _ | LV | 630 kVA :Building Structure | 0.63 | --> | 0.63 | 0.5 | 7.88 |  | --> | 0.598 | 0 | 0 | 0.5 | 0 |  | --> | C23 ex LIBERTY STREET | Liberty Street [T101,T102] | LIBERTY STREET |  | 51.8981 | -8.4685
MV/LV Substation WE***468Y |  | 10 kV | _ | LV | 400 kVA :Kiosk Substation | 0.4 | --> | 0.4 | 0 | 0 | Constrained, otherwise capacity available =274 kVA | --> | 0.38 | 0 | 0.025 | 0.378 | 0 |  | --> | C15 ex CARRIGALINE | Carrigaline [T41,T42] | BARNAHELY |  | 51.8198 | -8.3984
MV/LV Substation BR***468Z |  | 20 kV | _ | LV | 200 kVA :Kiosk Substation | 0.2 | --> | 0.2 | 0 | 0 | Constrained, otherwise capacity available =168 kVA | --> | 0.19 | 0 | 0.011 | 0 | 0 | Constrained, otherwise capacity available =186 kW | --> | C15 ex KILMONEY | Kilmoney [T41,T42] | TRABEG |  | 51.7735 | -8.4933
MV/LV Substation A.***470 |  | 10 kV | _ | LV | 630 kVA :Building Structure | 0.63 | --> | 0.63 | 0.447 | 7.88 |  | --> | 0.598 | 0 | 0 | 0.5 | 0 |  | --> | C24 ex LIBERTY STREET | Liberty Street [T101,T102] | LIBERTY STREET |  | 51.8968 | -8.472
MV/LV Substation VI***471 |  | 10 kV | _ | LV | 400 kVA :Kiosk Substation | 0.4 | --> | 0.4 | 0.281 | 4.67 |  | --> | 0.38 | 0 | 0.011 | 0.388 | 0 |  | --> | C24 ex CENTRE PARK ROAD | Marina [T105,T106] | MARINA |  | 51.8929 | -8.4655
MV/LV Substation MO***471Y |  | 10 kV | _ | LV | 630 kVA :Building Structure | 0.63 | --> | 0.63 | 0.5 | 10.79 |  | --> | 0.598 | 0 | 0.04 | 0.5 | 0 |  | --> | C12 ex FACTORY CROSS | Factory Cross [T41,T42] | BARNAHELY |  | 51.8242 | -8.3304
MV/LV Substation FE***472Y |  | 10 kV | _ | LV | 400 kVA :Kiosk Substation | 0.4 | --> | 0.4 | 0 | 0 | Constrained, otherwise capacity available =190 kVA | --> | 0.38 | 0 | 0.034 | 0.382 | 0 |  | --> | C12 ex CARRIGALINE | Carrigaline [T41,T42] | BARNAHELY |  | 51.8206 | -8.3912
MV/LV Substation PA***476Y |  | 10 kV | _ | LV | 400 kVA :Kiosk Substation | 0.4 | --> | 0.4 | 0.304 | 5.49 |  | --> | 0.38 | 0 | 0.032 | 0.369 | 0 |  | --> | C18 ex TRABEG | Trabeg [T101,T102] | TRABEG |  | 51.8705 | -8.4605
MV/LV Substation MA***476Z |  | 10 kV | _ | LV | 630 kVA :Kiosk Substation | 0.63 | --> | 0.63 | 0 | 0 | Constrained, otherwise capacity available =478 kVA | --> | 0.598 | 0 | 0.019 | 0.5 | 0 |  | --> | C21 ex DOUGLAS | Douglas [T41,T42] | TRABEG |  | 51.8708 | -8.4071
MV/LV Substation CO***479Z |  | 10 kV | _ | LV | 630 kVA :Kiosk Substation | 0.63 | --> | 0.63 | 0.5 | 4.67 |  | --> | 0.598 | 0 | 0 | 0.5 | 0 |  | --> | C26 ex CENTRE PARK ROAD | Marina [T105,T106] | MARINA |  | 51.8947 | -8.4657
MV/LV Substation UN***480Y |  | 10 kV | _ | LV | 630 kVA :Kiosk Substation | 0.63 | --> | 0.63 | 0.5 | 4.67 |  | --> | 0.598 | 0 | 0 | 0.5 | 0 |  | --> | C26 ex CENTRE PARK ROAD | Marina [T105,T106] | MARINA |  | 51.8965 | -8.4674
MV/LV Substation KI***481X |  | 10 kV | _ | LV | 50 kVA :Pole Substation | 0.05 | --> | 0.05 | 0 | 0 | Constrained, otherwise capacity available =42 kVA | --> | 0.048 | 0 | 0.005 | 0 | 0 | Constrained, otherwise capacity available =45 kW | --> | C21 ex KILMONEY | Kilmoney [T41,T42] | TRABEG |  | 51.8011 | -8.4069
MV/LV Substation BE***482Z |  | 10 kV | _ | LV | 400 kVA :Kiosk Substation | 0.4 | --> | 0.4 | 0 | 0 | Constrained, otherwise capacity available =350 kVA | --> | 0.38 | 0 | 0.015 | 0.376 | 0 |  | --> | C21 ex DOUGLAS | Douglas [T41,T42] | TRABEG |  | 51.8698 | -8.3933
MV/LV Substation RE***484Y |  | 10 kV | _ | LV | 400 kVA :Building Structure | 0.4 | --> | 0.4 | 0 | 0 | Constrained, otherwise capacity available =309 kVA | --> | 0.38 | 0 | 0 | 0.392 | 0 |  | --> | C21 ex BISHOPSTOWN | Bishopstown [T41,T42] | KILBARRY |  | 51.8866 | -8.5377
MV/LV Substation DO***485Y |  | 10 kV | _ | LV | 200 kVA :Kiosk Substation | 0.2 | --> | 0.2 | 0 | 0 | Constrained, otherwise capacity available =173 kVA | --> | 0.19 | 0 | 0 | 0.194 | 0 |  | --> | C22 ex TOGHER | Togher [T41,T42] | TRABEG |  | 51.873 | -8.4982
MV/LV Substation OR***486Y |  | 10 kV | _ | LV | 400 kVA :Building Structure | 0.4 | --> | 0.4 | 0 | 0 | Constrained, otherwise capacity available =342 kVA | --> | 0.38 | 0 | 0 | 0.388 | 0 |  | --> | C13 ex DENNEHYS CROSS | Dennehys Cross [T41,T42] | TRABEG |  | 51.8918 | -8.5059
MV/LV Substation HA***486Z |  | 10 kV | _ | LV | 400 kVA :Kiosk Substation | 0.4 | --> | 0.4 | 0 | 0 | Constrained, otherwise capacity available =289 kVA | --> | 0.38 | 0 | 0.103 | 0.319 | 0 |  | --> | C26 ex BISHOPSTOWN | Bishopstown [T41,T42] | KILBARRY |  | 51.8938 | -8.5586
MV/LV Substation CO***488Z |  | 10 kV | _ | LV | 630 kVA :Building Structure | 0.63 | --> | 0.63 | 0 | 0 | Constrained, otherwise capacity available =557 kVA | --> | 0.598 | 0 | 0 | 0.5 | 0 |  | --> | C21 ex BISHOPSTOWN | Bishopstown [T41,T42] | KILBARRY |  | 51.8838 | -8.5162
MV/LV Substation CA***489Y |  | 10 kV | _ | LV | 400 kVA :Building Structure | 0.4 | --> | 0.4 | 0 | 0 | Constrained, otherwise capacity available =175 kVA | --> | 0.38 | 0 | 0 | 0.41 | 0 |  | --> | C13 ex DENNEHYS CROSS | Dennehys Cross [T41,T42] | TRABEG |  | 51.8929 | -8.5076
MV/LV Substation GL***489Z |  | 10 kV | _ | LV | 200 kVA :Pole Substation | 0.2 | --> | 0.2 | 0.178 | 4.3 |  | --> | 0.19 | 0 | 0 | 0.193 | 0 |  | --> | C11 ex RINGASKIDDY 110KV | Ringaskiddy 110kv [T42] | BARNAHELY |  | 51.8332 | -8.3647
MV/LV Substation AL***492Y |  | 10 kV | _ | LV | 400 kVA :Kiosk Substation | 0.4 | --> | 0.4 | 0.313 | 5.49 |  | --> | 0.38 | 0 | 0.029 | 0.37 | 0 |  | --> | C18 ex TRABEG | Trabeg [T101,T102] | TRABEG |  | 51.8724 | -8.4499
MV/LV Substation MA***492Z |  | 10 kV | _ | LV | 400 kVA :Kiosk Substation | 0.4 | --> | 0.4 | 0 | 0 | Constrained, otherwise capacity available =303 kVA | --> | 0.38 | 0 | 0.036 | 0.366 | 0 |  | --> | C22 ex TOGHER | Togher [T41,T42] | TRABEG |  | 51.8648 | -8.4915
MV/LV Substation O ***494Z |  | 20 kV | _ | LV | 100 kVA :Pole Substation | 0.1 | --> | 0.1 | 0 | 0 | Constrained, otherwise capacity available =100 kVA | --> | 0.095 | 0 | 0 | 0 | 0 | Constrained, otherwise capacity available =95 kW | --> | C15 ex KILMONEY | Kilmoney [T41,T42] | TRABEG |  | 51.8208 | -8.5523
MV/LV Substation RI***496Y |  | 10 kV | _ | LV | 400 kVA :Kiosk Substation | 0.4 | --> | 0.4 | 0.299 | 5.49 |  | --> | 0.38 | 0 | 0.022 | 0.377 | 0 |  | --> | C20 ex TRABEG | Trabeg [T101,T102] | TRABEG |  | 51.8781 | -8.4511
MV/LV Substation 0 ***496Z |  | 10 kV | _ | LV | 630 kVA :Building Structure | 0.63 | --> | 0.63 | 0 | 0 | Constrained, otherwise capacity available =169 kVA | --> | 0.598 | 0 | 0 | 0.5 | 0 |  | --> | C17 ex BISHOPSTOWN | Bishopstown [T41,T42] | KILBARRY |  | 51.8852 | -8.583
MV/LV Substation OW***497X |  | 10 kV | _ | LV | 400 kVA :Kiosk Substation | 0.4 | --> | 0.4 | 0 | 0 | Constrained, otherwise capacity available =327 kVA | --> | 0.38 | 0 | 0.03 | 0.368 | 0 |  | --> | C15 ex CARRIGALINE | Carrigaline [T41,T42] | BARNAHELY |  | 51.8162 | -8.3994
MV/LV Substation CU***498Z |  | 10 kV | _ | LV | 50 kVA :Pole Substation | 0.05 | --> | 0.05 | 0 | 0 | Constrained, otherwise capacity available =45 kVA | --> | 0.048 | 0 | 0 | 0.048 | 0 |  | --> | C24 ex BISHOPSTOWN | Bishopstown [T41,T42] | KILBARRY |  | 51.8751 | -8.5638
MV/LV Substation RO***499Y |  | 10 kV | _ | LV | 100 kVA :Pole Substation | 0.1 | --> | 0.1 | 0 | 0 | Constrained, otherwise capacity available =100 kVA | --> | 0.095 | 0 | 0 | 0 | 0 | Constrained, otherwise capacity available =95 kW | --> | C21 ex KILMONEY | Kilmoney [T41,T42] | TRABEG |  | 51.7444 | -8.3101
MV/LV Substation HA***500Z |  | 10 kV | _ | LV | 400 kVA :Building Structure | 0.4 | --> | 0.4 | 0 | 0 | Constrained, otherwise capacity available =283 kVA | --> | 0.38 | 0 | 0.015 | 0.385 | 0 |  | --> | C21 ex DOUGLAS | Douglas [T41,T42] | TRABEG |  | 51.8782 | -8.3935
MV/LV Substation CH***502Z |  | 10 kV | _ | LV | 400 kVA :Building Structure | 0.4 | --> | 0.4 | 0.37 | 5.49 |  | --> | 0.38 | 0 | 0 | 0.384 | 0 |  | --> | C12 ex TRABEG | Trabeg [T101,T102] | TRABEG |  | 51.8844 | -8.4612
MV/LV Substation PA***503Z |  | 10 kV | _ | LV | 630 kVA :Building Structure | 0.63 | --> | 0.63 | 0.5 | 4.67 |  | --> | 0.598 | 0 | 0 | 0.5 | 0 |  | --> | C28 ex CENTRE PARK ROAD | Marina [T105,T106] | MARINA |  | 51.8918 | -8.4355
MV/LV Substation DO***505Y |  | 10 kV | _ | LV | 400 kVA :Kiosk Substation | 0.4 | --> | 0.4 | 0 | 0 | Constrained, otherwise capacity available =357 kVA | --> | 0.38 | 0 | 0.028 | 0.365 | 0 |  | --> | C18 ex DOUGLAS | Douglas [T41,T42] | TRABEG |  | 51.8666 | -8.4136
MV/LV Substation AG***506 |  | 10 kV | _ | LV | 50 kVA :Pole Substation | 0.05 | --> | 0.05 | 0 | 0 | Constrained, otherwise capacity available =42 kVA | --> | 0.048 | 0 | 0.01 | 0 | 0 | Constrained, otherwise capacity available =41 kW | --> | C22 ex KILMONEY | Kilmoney [T41,T42] | TRABEG |  | 51.8117 | -8.3841
MV/LV Substation GE***506X |  | 10 kV | _ | LV | 630 kVA :Kiosk Substation | 0.63 | --> | 0.63 | 0 | 0 | Constrained, otherwise capacity available =350 kVA | --> | 0.598 | 0 | 0 | 0.5 | 0 |  | --> | C20 ex DENNEHYS CROSS | Dennehys Cross [T41,T42] | TRABEG |  | 51.8808 | -8.511
MV/LV Substation CA***507Y |  | 10 kV | _ | LV | 50 kVA :Pole Substation | 0.05 | --> | 0.05 | 0 | 0 | Constrained, otherwise capacity available =42 kVA | --> | 0.048 | 0 | 0.005 | 0.045 | 0 |  | --> | C17 ex DOUGLAS | Douglas [T41,T42] | TRABEG |  | 51.8668 | -8.4314
MV/LV Substation CO***508Z |  | 10 kV | _ | LV | 400 kVA :Building Structure | 0.4 | --> | 0.4 | 0 | 0 | Constrained, otherwise capacity available =342 kVA | --> | 0.38 | 0 | 0 | 0.388 | 0 |  | --> | C12 ex BALLINCOLLIG | Ballincollig [T41,T42] | KILBARRY |  | 51.8909 | -8.6026
MV/LV Substation WE***509X |  | 10 kV | _ | LV | 400 kVA :Kiosk Substation | 0.4 | --> | 0.4 | 0 | 0 | Constrained, otherwise capacity available =340 kVA | --> | 0.38 | 0 | 0.04 | 0.358 | 0 |  | --> | C17 ex DOUGLAS | Douglas [T41,T42] | TRABEG |  | 51.8619 | -8.4339
MV/LV Substation AR***510X |  | 10 kV | _ | LV | 400 kVA :Kiosk Substation | 0.4 | --> | 0.4 | 0.228 | 4.3 |  | --> | 0.38 | 0 | 0.012 | 0.394 | 0 |  | --> | C11 ex RINGASKIDDY 110KV | Ringaskiddy 110kv [T42] | BARNAHELY |  | 51.8739 | -8.3448
MV/LV Substation BL***510Y |  | 10 kV | _ | LV | 200 kVA :Pole Substation | 0.2 | --> | 0.2 | 0 | 0 | Constrained, otherwise capacity available =199 kVA | --> | 0.19 | 0 | 0 | 0 | 0 | Constrained, otherwise capacity available =190 kW | --> | C24 ex KILMONEY | Kilmoney [T41,T42] | TRABEG |  | 51.8456 | -8.4691
MV/LV Substation RO***511Y |  | 10 kV | _ | LV | 200 kVA :Kiosk Substation | 0.2 | --> | 0.2 | 0 | 0 | Constrained, otherwise capacity available =158 kVA | --> | 0.19 | 0 | 0.018 | 0 | 0 | Constrained, otherwise capacity available =182 kW | --> | C22 ex KILMONEY | Kilmoney [T41,T42] | TRABEG |  | 51.8064 | -8.4007
MV/LV Substation KI***512 |  | 10 kV | _ | LV | 50 kVA :Pole Substation | 0.05 | --> | 0.05 | 0 | 0 | Constrained, otherwise capacity available =39 kVA | --> | 0.048 | 0 | 0 | 0.049 | 0 |  | --> | C17 ex CARRIGALINE | Carrigaline [T41,T42] | BARNAHELY |  | 51.8083 | -8.3674
MV/LV Substation BA***513Y |  | 10 kV | _ | LV | 50 kVA :Pole Substation | 0.05 | --> | 0.05 | 0 | 0 | Constrained, otherwise capacity available =24 kVA | --> | 0.048 | 0 | 0 | 0 | 0 | Constrained, otherwise capacity available =51 kW | --> | C21 ex KILMONEY | Kilmoney [T41,T42] | TRABEG |  | 51.7289 | -8.37
MV/LV Substation J ***515Z |  | 10 kV | _ | LV | 100 kVA :Pole Substation | 0.1 | --> | 0.1 | 0 | 0 | Constrained, otherwise capacity available =89 kVA | --> | 0.095 | 0 | 0 | 0.096 | 0 |  | --> | C11 ex BALLINCOLLIG | Ballincollig [T41,T42] | KILBARRY |  | 51.8249 | -8.6566
MV/LV Substation HA***516Y |  | 10 kV | _ | LV | 400 kVA :Building Structure | 0.4 | --> | 0.4 | 0.202 | 7.88 |  | --> | 0.38 | 0 | 0 | 0.406 | 0 |  | --> | C18 ex LIBERTY STREET | Liberty Street [T101,T102] | LIBERTY STREET |  | 51.8911 | -8.4906
MV/LV Substation AR***517Z |  | 10 kV | _ | LV | 400 kVA :Kiosk Substation | 0.4 | --> | 0.4 | 0.273 | 5.49 |  | --> | 0.38 | 0 | 0.039 | 0.368 | 0 |  | --> | C18 ex TRABEG | Trabeg [T101,T102] | TRABEG |  | 51.8627 | -8.4499
MV/LV Substation PR***518X |  | 10 kV | _ | LV | 50 kVA :Pole Substation | 0.05 | --> | 0.05 | 0 | 0 | Constrained, otherwise capacity available =24 kVA | --> | 0.048 | 0 | 0 | 0.051 | 0 |  | --> | C18 ex DOUGLAS | Douglas [T41,T42] | TRABEG |  | 51.8624 | -8.4022
MV/LV Substation BU***518Z |  | 10 kV | _ | LV | 400 kVA :Building Structure | 0.4 | --> | 0.4 | 0.33 | 5.49 |  | --> | 0.38 | 0 | 0 | 0.389 | 0 |  | --> | C22 ex TRABEG | Trabeg [T101,T102] | TRABEG |  | 51.8486 | -8.4849
MV/LV Substation KN***519Z |  | 10 kV | _ | LV | 50 kVA :Pole Substation | 0.05 | --> | 0.05 | 0 | 0 | Constrained, otherwise capacity available =46 kVA | --> | 0.048 | 0 | 0 | 0.048 | 0 |  | --> | C24 ex BISHOPSTOWN | Bishopstown [T41,T42] | KILBARRY |  | 51.8459 | -8.5161
MV/LV Substation SC***521Z |  | 10 kV | _ | LV | 400 kVA :Kiosk Substation | 0.4 | --> | 0.4 | 0 | 0 | Constrained, otherwise capacity available =308 kVA | --> | 0.38 | 0 | 0 | 0.392 | 0 |  | --> | C16 ex DOUGLAS | Douglas [T41,T42] | TRABEG |  | 51.8886 | -8.4188
MV/LV Substation OL***522 |  | 10 kV | _ | LV | 50 kVA :Pole Substation | 0.05 | --> | 0.05 | 0 | 0 | Constrained, otherwise capacity available =41 kVA | --> | 0.048 | 0 | 0 | 0.049 | 0 |  | --> | C17 ex CARRIGALINE | Carrigaline [T41,T42] | BARNAHELY |  | 51.7781 | -8.3933
MV/LV Substation RO***523X |  | 10 kV | _ | LV | 1000 kVA :Building Structure | 1 | --> | 1 | 0.5 | 7.88 |  | --> | 0.95 | 0 | 0 | 0.5 | 0 |  | --> | C13 ex LIBERTY STREET | Liberty Street [T101,T102] | LIBERTY STREET |  | 51.8982 | -8.4712
MV/LV Substation WE***523Y |  | 10 kV | _ | LV | 400 kVA :Kiosk Substation | 0.4 | --> | 0.4 | 0 | 0 | Constrained, otherwise capacity available =189 kVA | --> | 0.38 | 0 | 0 | 0.408 | 0 |  | --> | C16 ex TOGHER | Togher [T41,T42] | TRABEG |  | 51.8738 | -8.5105
MV/LV Substation AG***524 |  | 10 kV | _ | LV | 50 kVA :Pole Substation | 0.05 | --> | 0.05 | 0 | 0 | Constrained, otherwise capacity available =38 kVA | --> | 0.048 | 0 | 0 | 0.049 | 0 |  | --> | C17 ex CARRIGALINE | Carrigaline [T41,T42] | BARNAHELY |  | 51.7993 | -8.3368
MV/LV Substation LI***524X |  | 10 kV | _ | LV | 400 kVA :Kiosk Substation | 0.4 | --> | 0.4 | 0 | 0 | Constrained, otherwise capacity available =252 kVA | --> | 0.38 | 0 | 0.028 | 0 | 0 | Constrained, otherwise capacity available =379 kW | --> | C19 ex KILMONEY | Kilmoney [T41,T42] | TRABEG |  | 51.8103 | -8.3976
MV/LV Substation JO***524Z |  | 10 kV | _ | LV | 400 kVA :Kiosk Substation | 0.4 | --> | 0.4 | 0.32 | 5.49 |  | --> | 0.38 | 0 | 0 | 0.391 | 0 |  | --> | C11 ex TRABEG | Trabeg [T101,T102] | TRABEG |  | 51.882 | -8.4451
MV/LV Substation AR***525X |  | 10 kV | _ | LV | 400 kVA :Kiosk Substation | 0.4 | --> | 0.4 | 0.34 | 5.49 |  | --> | 0.38 | 0 | 0.13 | 0.292 | 0 |  | --> | C19 ex TRABEG | Trabeg [T101,T102] | TRABEG |  | 51.8696 | -8.4513
MV/LV Substation AR***525Z |  | 10 kV | _ | LV | 630 kVA :Building Structure | 0.63 | --> | 0.63 | 0.5 | 5.49 |  | --> | 0.598 | 0 | 0 | 0.5 | 0 |  | --> | C11 ex TRABEG | Trabeg [T101,T102] | TRABEG |  | 51.884 | -8.4471
MV/LV Substation FO***526 |  | 10 kV | _ | LV | 200 kVA :Pole Substation | 0.2 | --> | 0.2 | 0 | 0 | Constrained, otherwise capacity available =171 kVA | --> | 0.19 | 0 | 0.043 | 0.162 | 0 |  | --> | C17 ex CARRIGALINE | Carrigaline [T41,T42] | BARNAHELY |  | 51.7849 | -8.3383
MV/LV Substation HE***526Y |  | 10 kV | _ | LV | 400 kVA :Kiosk Substation | 0.4 | --> | 0.4 | 0 | 0 | Constrained, otherwise capacity available =292 kVA | --> | 0.38 | 0 | 0 | 0.394 | 0 |  | --> | C16 ex TOGHER | Togher [T41,T42] | TRABEG |  | 51.8749 | -8.5045
MV/LV Substation PA***528Y |  | 10 kV | _ | LV | 400 kVA :Kiosk Substation | 0.4 | --> | 0.4 | 0 | 0 | Constrained, otherwise capacity available =340 kVA | --> | 0.38 | 0 | 0.01 | 0.381 | 0 |  | --> | C19 ex DOUGLAS | Douglas [T41,T42] | TRABEG |  | 51.8866 | -8.4269
MV/LV Substation HO***531 |  | 10 kV | _ | LV | 50 kVA :Pole Substation | 0.05 | --> | 0.05 | 0 | 0 | Constrained, otherwise capacity available =38 kVA | --> | 0.048 | 0 | 0.025 | 0.03 | 0 |  | --> | C17 ex CARRIGALINE | Carrigaline [T41,T42] | BARNAHELY |  | 51.7925 | -8.3155
MV/LV Substation CA***531Z |  | 10 kV | _ | LV | 400 kVA :Kiosk Substation | 0.4 | --> | 0.4 | 0 | 0 | Constrained, otherwise capacity available =377 kVA | --> | 0.38 | 0 | 0 | 0.383 | 0 |  | --> | C11 ex BISHOPSTOWN | Bishopstown [T41,T42] | KILBARRY |  | 51.8937 | -8.5167
MV/LV Substation CA***534 |  | 10 kV | _ | LV | 100 kVA :Pole Substation | 0.1 | --> | 0.1 | 0.084 | 5.49 |  | --> | 0.095 | 0 | 0 | 0.097 | 0 |  | --> | C17 ex TRABEG | Trabeg [T101,T102] | TRABEG |  | 51.8544 | -8.4849
MV/LV Substation CA***535Z |  | 10 kV | _ | LV | 400 kVA :Kiosk Substation | 0.4 | --> | 0.4 | 0 | 0 | Constrained, otherwise capacity available =312 kVA | --> | 0.38 | 0 | 0.008 | 0.386 | 0 |  | --> | C22 ex BALLINCOLLIG | Ballincollig [T41,T42] | KILBARRY |  | 51.8832 | -8.6058
MV/LV Substation CA***536Z |  | 10 kV | _ | LV | 400 kVA :Kiosk Substation | 0.4 | --> | 0.4 | 0 | 0 | Constrained, otherwise capacity available =345 kVA | --> | 0.38 | 0 | 0.013 | 0.378 | 0 |  | --> | C22 ex BALLINCOLLIG | Ballincollig [T41,T42] | KILBARRY |  | 51.8822 | -8.6096
MV/LV Substation FE***537 |  | 10 kV | _ | LV | 50 kVA :Pole Substation | 0.05 | --> | 0.05 | 0 | 0 | Constrained, otherwise capacity available =33 kVA | --> | 0.048 | 0 | 0.008 | 0.044 | 0 |  | --> | C17 ex CARRIGALINE | Carrigaline [T41,T42] | BARNAHELY |  | 51.7875 | -8.297
MV/LV Substation HO***537X |  | 10 kV | _ | LV | 400 kVA :Kiosk Substation | 0.4 | --> | 0.4 | 0 | 0 | Constrained, otherwise capacity available =184 kVA | --> | 0.38 | 0 | 0 | 0.408 | 0 |  | --> | C12 ex DENNEHYS CROSS | Dennehys Cross [T41,T42] | TRABEG |  | 51.8941 | -8.4853
MV/LV Substation BO***537Y |  | 10 kV | _ | LV | 200 kVA :Pole Substation | 0.2 | --> | 0.2 | 0 | 0 | Constrained, otherwise capacity available =138 kVA | --> | 0.19 | 0 | 0 | 0.198 | 0 |  | --> | C17 ex CARRIGALINE | Carrigaline [T41,T42] | BARNAHELY |  | 51.7952 | -8.3567
MV/LV Substation DU***538 |  | 10 kV | _ | LV | 200 kVA :Pole Substation | 0.2 | --> | 0.2 | 0 | 0 | Constrained, otherwise capacity available =135 kVA | --> | 0.19 | 0 | 0.02 | 0.184 | 0 |  | --> | C17 ex CARRIGALINE | Carrigaline [T41,T42] | BARNAHELY |  | 51.7915 | -8.2974
MV/LV Substation GR***538X |  | 10 kV | _ | LV | 200 kVA :Kiosk Substation | 0.2 | --> | 0.2 | 0.103 | 5.49 |  | --> | 0.19 | 0 | 0.062 | 0.157 | 0 |  | --> | C18 ex TRABEG | Trabeg [T101,T102] | TRABEG |  | 51.8708 | -8.4447
MV/LV Substation CO***539X |  | 10 kV | _ | LV | 630 kVA :Kiosk Substation | 0.63 | --> | 0.63 | 0 | 0 | Constrained, otherwise capacity available =625 kVA | --> | 0.598 | 0 | 0 | 0.5 | 0 |  | --> | C22 ex TOGHER | Togher [T41,T42] | TRABEG |  | 51.8691 | -8.4988
MV/LV Substation GR***539Z |  | 20 kV | _ | LV | 400 kVA :Kiosk Substation | 0.4 | --> | 0.4 | 0.341 | 17.47 |  | --> | 0.38 | 0 | 0.012 | 0.379 | 0 |  | --> | E12 ex COOLROE | Coolroe [T121,T122] | COOLROE |  | 51.8735 | -8.6498
MV/LV Substation GR***540Z |  | 20 kV | _ | LV | 400 kVA :Kiosk Substation | 0.4 | --> | 0.4 | 0.37 | 17.47 |  | --> | 0.38 | 0 | 0.01 | 0.377 | 0 |  | --> | E12 ex COOLROE | Coolroe [T121,T122] | COOLROE |  | 51.8731 | -8.6519
MV/LV Substation BA***541Z |  | 10 kV | _ | LV | 400 kVA :Kiosk Substation | 0.4 | --> | 0.4 | 0 | 0 | Constrained, otherwise capacity available =340 kVA | --> | 0.38 | 0 | 0 | 0.388 | 0 |  | --> | C12 ex DENNEHYS CROSS | Dennehys Cross [T41,T42] | TRABEG |  | 51.8914 | -8.4852
MV/LV Substation SY***542X |  | 10 kV | _ | LV | 400 kVA :Kiosk Substation | 0.4 | --> | 0.4 | 0 | 0 | Constrained, otherwise capacity available =164 kVA | --> | 0.38 | 0 | 0.045 | 0.378 | 0 |  | --> | C15 ex CARRIGALINE | Carrigaline [T41,T42] | BARNAHELY |  | 51.817 | -8.3837
MV/LV Substation TE***542Z |  | 10 kV | _ | LV | 630 kVA :Kiosk Substation | 0.63 | --> | 0.63 | 0 | 0 | Constrained, otherwise capacity available =498 kVA | --> | 0.598 | 0 | 0 | 0.5 | 0 |  | --> | C15 ex BISHOPSTOWN | Bishopstown [T41,T42] | KILBARRY |  | 51.8911 | -8.5376
MV/LV Substation MO***543Y |  | 10 kV | _ | LV | 200 kVA :Kiosk Substation | 0.2 | --> | 0.2 | 0 | 0 | Constrained, otherwise capacity available =156 kVA | --> | 0.19 | 0 | 0.045 | 0.163 | 0 |  | --> | C21 ex DOUGLAS | Douglas [T41,T42] | TRABEG |  | 51.873 | -8.4019
MV/LV Substation KI***544 |  | 10 kV | _ | LV | 100 kVA :Pole Substation | 0.1 | --> | 0.1 | 0 | 0 | Constrained, otherwise capacity available =82 kVA | --> | 0.095 | 0 | 0.01 | 0.09 | 0 |  | --> | C17 ex CARRIGALINE | Carrigaline [T41,T42] | BARNAHELY |  | 51.7768 | -8.3077
MV/LV Substation BA***544X |  | 10 kV | _ | LV | 50 kVA :Pole Substation | 0.05 | --> | 0.05 | 0 | 0 |  | --> | 0.048 | 0 | 0 | 0.054 | 0 |  | --> | C11 ex BALLINCOLLIG | Ballincollig [T41,T42] | KILBARRY |  | 51.8218 | -8.6424
MV/LV Substation FO***544Y |  | 10 kV | _ | LV | 200 kVA :Kiosk Substation | 0.2 | --> | 0.2 | 0 | 0 | Constrained, otherwise capacity available =157 kVA | --> | 0.19 | 0 | 0 | 0 | 0 | Constrained, otherwise capacity available =196 kW | --> | C22 ex KILMONEY | Kilmoney [T41,T42] | TRABEG |  | 51.8054 | -8.4032
MV/LV Substation CH***545 |  | 10 kV | _ | LV | 100 kVA :Pole Substation | 0.1 | --> | 0.1 | 0 | 0 | Constrained, otherwise capacity available =36 kVA | --> | 0.095 | 0 | 0.013 | 0.094 | 0 |  | --> | C17 ex CARRIGALINE | Carrigaline [T41,T42] | BARNAHELY |  | 51.7972 | -8.2794
MV/LV Substation WE***546 |  | 10 kV | _ | LV | 50 kVA :Pole Substation | 0.05 | --> | 0.05 | 0 | 0 | Constrained, otherwise capacity available =25 kVA | --> | 0.048 | 0 | 0.026 | 0.032 | 0 |  | --> | C17 ex CARRIGALINE | Carrigaline [T41,T42] | BARNAHELY |  | 51.7978 | -8.2768
MV/LV Substation FA***546Z |  | 10 kV | _ | LV | 630 kVA :Kiosk Substation | 0.63 | --> | 0.63 | 0 | 0 | Constrained, otherwise capacity available =493 kVA | --> | 0.598 | 0 | 0 | 0.5 | 0 |  | --> | C13 ex DENNEHYS CROSS | Dennehys Cross [T41,T42] | TRABEG |  | 51.8902 | -8.5073
MV/LV Substation IN***547 |  | 10 kV | _ | LV | 50 kVA :Pole Substation | 0.05 | --> | 0.05 | 0 | 0 | Constrained, otherwise capacity available =26 kVA | --> | 0.048 | 0 | 0.011 | 0.042 | 0 |  | --> | C17 ex CARRIGALINE | Carrigaline [T41,T42] | BARNAHELY |  | 51.8001 | -8.2763
MV/LV Substation VI***547Z |  | 10 kV | _ | LV | 630 kVA :Kiosk Substation | 0.63 | --> | 0.63 | 0 | 0 | Constrained, otherwise capacity available =451 kVA | --> | 0.598 | 0 | 0 | 0.5 | 0 |  | --> | C13 ex DENNEHYS CROSS | Dennehys Cross [T41,T42] | TRABEG |  | 51.892 | -8.5071
MV/LV Substation GR***548 |  | 10 kV | _ | LV | 400 kVA :Kiosk Substation | 0.4 | --> | 0.4 | 0 | 0 | Constrained, otherwise capacity available =338 kVA | --> | 0.38 | 0 | 0.015 | 0.377 | 0 |  | --> | C17 ex CARRIGALINE | Carrigaline [T41,T42] | BARNAHELY |  | 51.8023 | -8.2806
MV/LV Substation KI***549 |  | 10 kV | _ | LV | 100 kVA :Pole Substation | 0.1 | --> | 0.1 | 0 | 0 | Constrained, otherwise capacity available =49 kVA | --> | 0.095 | 0 | 0 | 0.102 | 0 |  | --> | C17 ex CARRIGALINE | Carrigaline [T41,T42] | BARNAHELY |  | 51.8042 | -8.2864
MV/LV Substation FO***550 |  | 10 kV | _ | LV | 100 kVA :Pole Substation | 0.1 | --> | 0.1 | 0 | 0 | Constrained, otherwise capacity available =83 kVA | --> | 0.095 | 0 | 0 | 0.097 | 0 |  | --> | C17 ex CARRIGALINE | Carrigaline [T41,T42] | BARNAHELY |  | 51.8085 | -8.2803
MV/LV Substation CA***551 |  | 10 kV | _ | LV | 630 kVA :Kiosk Substation | 0.63 | --> | 0.63 | 0 | 0 | Constrained, otherwise capacity available =530 kVA | --> | 0.598 | 0 | 0.031 | 0.5 | 0 |  | --> | C17 ex CARRIGALINE | Carrigaline [T41,T42] | BARNAHELY |  | 51.8089 | -8.2836
MV/LV Substation DA***553Y |  | 10 kV | _ | LV | 400 kVA :Kiosk Substation | 0.4 | --> | 0.4 | 0 | 0 | Constrained, otherwise capacity available =326 kVA | --> | 0.38 | 0 | 0.072 | 0.337 | 0 |  | --> | C26 ex BISHOPSTOWN | Bishopstown [T41,T42] | KILBARRY |  | 51.8905 | -8.5717
MV/LV Substation MA***553Z |  | 10 kV | _ | LV | 50 kVA :Pole Substation | 0.05 | --> | 0.05 | 0 | 0 | Constrained, otherwise capacity available =50 kVA | --> | 0.048 | 0 | 0 | 0.048 | 0 |  | --> | C21 ex BALLINCOLLIG | Ballincollig [T41,T42] | KILBARRY |  | 51.8761 | -8.5915
MV/LV Substation BA***554Z |  | 10 kV | _ | LV | 400 kVA :Building Structure | 0.4 | --> | 0.4 | 0.23 | 6.78 |  | --> | 0.38 | 0 | 0 | 0.403 | 0 |  | --> | C25 ex CASTLEVIEW | Castleview [T101,T102] | CASTLEVIEW |  | 51.8891 | -8.406
MV/LV Substation WE***555Z |  | 10 kV | _ | LV | 400 kVA :Kiosk Substation | 0.4 | --> | 0.4 | 0 | 0 | Constrained, otherwise capacity available =320 kVA | --> | 0.38 | 0 | 0.015 | 0.38 | 0 |  | --> | C18 ex DOUGLAS | Douglas [T41,T42] | TRABEG |  | 51.8697 | -8.4302
MV/LV Substation TI***556Z |  | 10 kV | _ | LV | 400 kVA :Kiosk Substation | 0.4 | --> | 0.4 | 0 | 0 | Constrained, otherwise capacity available =318 kVA | --> | 0.38 | 0 | 0 | 0.391 | 0 |  | --> | C21 ex BALLINCOLLIG | Ballincollig [T41,T42] | KILBARRY |  | 51.8877 | -8.5882
MV/LV Substation MA***557 |  | 10 kV | _ | LV | 400 kVA :Kiosk Substation | 0.4 | --> | 0.4 | 0 | 0 | Constrained, otherwise capacity available =349 kVA | --> | 0.38 | 0 | 0.015 | 0.376 | 0 |  | --> | C26 ex BISHOPSTOWN | Bishopstown [T41,T42] | KILBARRY |  | 51.8908 | -8.5746
MV/LV Substation CL***559X |  | 20 kV | _ | LV | 200 kVA :Pole Substation | 0.2 | --> | 0.2 | 0.2 | 17.47 |  | --> | 0.19 | 0 | 0 | 0.19 | 0 |  | --> | E13 ex COOLROE | Coolroe [T121,T122] | COOLROE |  | 51.8794 | -8.6341
MV/LV Substation FO***561Y |  | 10 kV | _ | LV | 200 kVA :Kiosk Substation | 0.2 | --> | 0.2 | 0 | 0 | Constrained, otherwise capacity available =100 kVA | --> | 0.19 | 0 | 0.033 | 0.179 | 0 |  | --> | C18 ex DOUGLAS | Douglas [T41,T42] | TRABEG |  | 51.8668 | -8.4018
MV/LV Substation BE***562Y |  | 10 kV | _ | LV | 400 kVA :Kiosk Substation | 0.4 | --> | 0.4 | 0.276 | 5.49 |  | --> | 0.38 | 0 | 0.065 | 0.348 | 0 |  | --> | C18 ex TRABEG | Trabeg [T101,T102] | TRABEG |  | 51.8643 | -8.4568
MV/LV Substation HA***562Z |  | 10 kV | _ | LV | 400 kVA :Kiosk Substation | 0.4 | --> | 0.4 | 0 | 0 | Constrained, otherwise capacity available =337 kVA | --> | 0.38 | 0 | 0.03 | 0.366 | 0 |  | --> | C21 ex DOUGLAS | Douglas [T41,T42] | TRABEG |  | 51.8753 | -8.3959
MV/LV Substation SH***563X |  | 20 kV | _ | LV | 50 kVA :Pole Substation | 0.05 | --> | 0.05 | 0 | 0 | Constrained, otherwise capacity available =46 kVA | --> | 0.048 | 0 | 0 | 0 | 0 | Constrained, otherwise capacity available =48 kW | --> | C15 ex KILMONEY | Kilmoney [T41,T42] | TRABEG |  | 51.8083 | -8.4248
MV/LV Substation WE***563Y |  | 10 kV | _ | LV | 200 kVA :Kiosk Substation | 0.2 | --> | 0.2 | 0 | 0 | Constrained, otherwise capacity available =162 kVA | --> | 0.19 | 0 | 0.042 | 0.164 | 0 |  | --> | C12 ex BALLINCOLLIG | Ballincollig [T41,T42] | KILBARRY |  | 51.8867 | -8.6146
MV/LV Substation TH***563Z |  | 10 kV | _ | LV | 630 kVA :Kiosk Substation | 0.63 | --> | 0.63 | 0.486 | 4.67 |  | --> | 0.598 | 0 | 0.024 | 0.5 | 0 |  | --> | C20 ex CENTRE PARK ROAD | Marina [T105,T106] | MARINA |  | 51.8914 | -8.4488
MV/LV Substation ES***564Y |  | 10 kV | _ | LV | 50 kVA :Pole Substation | 0.05 | --> | 0.05 | 0 | 0 | Constrained, otherwise capacity available =35 kVA | --> | 0.048 | 0 | 0 | 0.05 | 0 |  | --> | C24 ex BISHOPSTOWN | Bishopstown [T41,T42] | KILBARRY |  | 51.8543 | -8.5107
MV/LV Substation PR***565Y |  | 10 kV | _ | LV | 400 kVA :Building Structure | 0.4 | --> | 0.4 | 0.382 | 4.3 |  | --> | 0.38 | 0 | 0 | 0.382 | 0 |  | --> | C17 ex RINGASKIDDY 110KV | Ringaskiddy 110kv [T42] | BARNAHELY |  | 51.834 | -8.3319
MV/LV Substation FI***566Z |  | 10 kV | _ | LV | 400 kVA :Kiosk Substation | 0.4 | --> | 0.4 | 0 | 0 | Constrained, otherwise capacity available =378 kVA | --> | 0.38 | 0 | 0 | 0.383 | 0 |  | --> | C20 ex BISHOPSTOWN | Bishopstown [T41,T42] | KILBARRY |  | 51.8795 | -8.5198
MV/LV Substation WI***567Z |  | 10 kV | _ | LV | 200 kVA :Kiosk Substation | 0.2 | --> | 0.2 | 0 | 0 | Constrained, otherwise capacity available =175 kVA | --> | 0.19 | 0 | 0 | 0.193 | 0 |  | --> | C20 ex DENNEHYS CROSS | Dennehys Cross [T41,T42] | TRABEG |  | 51.8769 | -8.5078
MV/LV Substation TH***569Y |  | 10 kV | _ | LV | 200 kVA :Kiosk Substation | 0.2 | --> | 0.2 | 0 | 0 | Constrained, otherwise capacity available =136 kVA | --> | 0.19 | 0 | 0.009 | 0 | 0 | Constrained, otherwise capacity available =192 kW | --> | C22 ex KILMONEY | Kilmoney [T41,T42] | TRABEG |  | 51.8072 | -8.3949
MV/LV Substation RO***570X |  | 10 kV | _ | LV | 100 kVA :Pole Substation | 0.1 | --> | 0.1 | 0 | 0 | Constrained, otherwise capacity available =78 kVA | --> | 0.095 | 0 | 0.014 | 0.088 | 0 |  | --> | C16 ex CARRIGALINE | Carrigaline [T41,T42] | BARNAHELY |  | 51.8701 | -8.3638
MV/LV Substation ON***571Y |  | 20 kV | _ | LV | 400 kVA :Building Structure | 0.4 | --> | 0.4 | 0.377 | 17.47 |  | --> | 0.38 | 0 | 0 | 0.383 | 0 |  | --> | E12 ex COOLROE | Coolroe [T121,T122] | COOLROE |  | 51.9002 | -8.711
MV/LV Substation HE***571Z |  | 10 kV | _ | LV | 400 kVA :Kiosk Substation | 0.4 | --> | 0.4 | 0 | 0 | Constrained, otherwise capacity available =313 kVA | --> | 0.38 | 0 | 0.085 | 0.329 | 0 |  | --> | C11 ex BALLINCOLLIG | Ballincollig [T41,T42] | KILBARRY |  | 51.8586 | -8.5532
MV/LV Substation PA***572 |  | 20 kV | _ | LV | 50 kVA :Pole Substation | 0.05 | --> | 0.05 | 0 | 0 | Constrained, otherwise capacity available =42 kVA | --> | 0.048 | 0 | 0 | 0 | 0 | Constrained, otherwise capacity available =48 kW | --> | C15 ex KILMONEY | Kilmoney [T41,T42] | TRABEG |  | 51.8123 | -8.5199
MV/LV Substation BA***572X |  | 20 kV | _ | LV | 150 kVA :Pole Substation | 0.15 | --> | 0.15 | 0 | 0 | Constrained, otherwise capacity available =148 kVA | --> | 0.142 | 0 | 0 | 0 | 0 | Constrained, otherwise capacity available =143 kW | --> | C15 ex KILMONEY | Kilmoney [T41,T42] | TRABEG |  | 51.813 | -8.4393
MV/LV Substation CU***575Y |  | 10 kV | _ | LV | 200 kVA :Pole Substation | 0.2 | --> | 0.2 | 0 | 0 | Constrained, otherwise capacity available =167 kVA | --> | 0.19 | 0 | 0.01 | 0.187 | 0 |  | --> | C21 ex BALLINCOLLIG | Ballincollig [T41,T42] | KILBARRY |  | 51.8717 | -8.5719
MV/LV Substation FO***575Z |  | 10 kV | _ | LV | 50 kVA :Pole Substation | 0.05 | --> | 0.05 | 0.024 | 5.49 |  | --> | 0.048 | 0 | 0 | 0.051 | 0 |  | --> | C17 ex TRABEG | Trabeg [T101,T102] | TRABEG |  | 51.8714 | -8.4844
MV/LV Substation KI***576Z |  | 10 kV | _ | LV | 400 kVA :Kiosk Substation | 0.4 | --> | 0.4 | 0 | 0 | Constrained, otherwise capacity available =249 kVA | --> | 0.38 | 0 | 0.063 | 0.353 | 0 |  | --> | C21 ex DOUGLAS | Douglas [T41,T42] | TRABEG |  | 51.867 | -8.4053
MV/LV Substation TO***577Z |  | 10 kV | _ | LV | 400 kVA :Kiosk Substation | 0.4 | --> | 0.4 | 0.391 | 7.88 |  | --> | 0.38 | 0 | 0 | 0.381 | 0 |  | --> | C12 ex LIBERTY STREET | Liberty Street [T101,T102] | LIBERTY STREET |  | 51.8846 | -8.4765
MV/LV Substation SU***579Z |  | 10 kV | _ | LV | 630 kVA :Building Structure | 0.63 | --> | 0.63 | 0.37 | 7.88 |  | --> | 0.598 | 0 | 0.056 | 0.5 | 0 |  | --> | C17 ex LIBERTY STREET | Liberty Street [T101,T102] | LIBERTY STREET |  | 51.8839 | -8.4887
MV/LV Substation AV***580Y |  | 10 kV | _ | LV | 1000 kVA :Building Structure | 1 | --> | 1 | 0.36 | 5.49 |  | --> | 0.95 | 0 | 0.18 | 0.5 | 0 |  | --> | C17 ex TRABEG | Trabeg [T101,T102] | TRABEG |  | 51.8662 | -8.4757
MV/LV Substation BA***581 |  | 20 kV | _ | LV | 50 kVA :Pole Substation | 0.05 | --> | 0.05 | 0 | 0 | Constrained, otherwise capacity available =40 kVA | --> | 0.048 | 0 | 0 | 0 | 0 | Constrained, otherwise capacity available =49 kW | --> | C15 ex KILMONEY | Kilmoney [T41,T42] | TRABEG |  | 51.8308 | -8.5342
MV/LV Substation LE***583X |  | 10 kV | _ | LV | 400 kVA :Kiosk Substation | 0.4 | --> | 0.4 | 0 | 0 | Constrained, otherwise capacity available =267 kVA | --> | 0.38 | 0 | 0.02 | 0.383 | 0 |  | --> | C26 ex BISHOPSTOWN | Bishopstown [T41,T42] | KILBARRY |  | 51.8905 | -8.5821
MV/LV Substation BE***583Z |  | 10 kV | _ | LV | 200 kVA :Kiosk Substation | 0.2 | --> | 0.2 | 0.138 | 4.67 |  | --> | 0.19 | 0 | 0 | 0.198 | 0 |  | --> | C18 ex CENTRE PARK ROAD | Marina [T105,T106] | MARINA |  | 51.8835 | -8.4134
MV/LV Substation BE***584X |  | 10 kV | _ | LV | 400 kVA :Kiosk Substation | 0.4 | --> | 0.4 | 0 | 0 | Constrained, otherwise capacity available =288 kVA | --> | 0.38 | 0 | 0.059 | 0.351 | 0 |  | --> | C21 ex BALLINCOLLIG | Ballincollig [T41,T42] | KILBARRY |  | 51.885 | -8.5849
MV/LV Substation BI***587X |  | 10 kV | _ | LV | 200 kVA :Building Structure | 0.2 | --> | 0.2 | 0 | 0 | Constrained, otherwise capacity available =130 kVA | --> | 0.19 | 0 | 0.021 | 0.184 | 0 |  | --> | C21 ex BISHOPSTOWN | Bishopstown [T41,T42] | KILBARRY |  | 51.8845 | -8.5259
MV/LV Substation BR***587Z |  | 10 kV | _ | LV | 400 kVA :Kiosk Substation | 0.4 | --> | 0.4 | 0 | 0 | Constrained, otherwise capacity available =288 kVA | --> | 0.38 | 0 | 0.06 | 0.351 | 0 |  | --> | C17 ex CARRIGALINE | Carrigaline [T41,T42] | BARNAHELY |  | 51.7995 | -8.2941
MV/LV Substation BA***588 |  | 20 kV | _ | LV | 200 kVA :Pole Substation | 0.2 | --> | 0.2 | 0 | 0 | Constrained, otherwise capacity available =150 kVA | --> | 0.19 | 0 | 0.005 | 0 | 0 | Constrained, otherwise capacity available =193 kW | --> | C15 ex KILMONEY | Kilmoney [T41,T42] | TRABEG |  | 51.8112 | -8.5311
MV/LV Substation GR***588X |  | 20 kV | _ | LV | 50 kVA :Pole Substation | 0.05 | --> | 0.05 | 0.049 | 17.47 |  | --> | 0.048 | 0 | 0 | 0.048 | 0 |  | --> | E13 ex COOLROE | Coolroe [T121,T122] | COOLROE |  | 51.87 | -8.6386
MV/LV Substation BA***589 |  | 20 kV | _ | LV | 50 kVA :Pole Substation | 0.05 | --> | 0.05 | 0 | 0 | Constrained, otherwise capacity available =42 kVA | --> | 0.048 | 0 | 0 | 0 | 0 | Constrained, otherwise capacity available =49 kW | --> | C15 ex KILMONEY | Kilmoney [T41,T42] | TRABEG |  | 51.8091 | -8.5313
MV/LV Substation KE***593Z |  | 10 kV | _ | LV | 400 kVA :Kiosk Substation | 0.4 | --> | 0.4 | 0.236 | 5.49 |  | --> | 0.38 | 0 | 0 | 0.402 | 0 |  | --> | C14 ex TRABEG | Trabeg [T101,T102] | TRABEG |  | 51.8738 | -8.4767
MV/LV Substation TO***595Z |  | 10 kV | _ | LV | 400 kVA :Kiosk Substation | 0.4 | --> | 0.4 | 0 | 0 | Constrained, otherwise capacity available =389 kVA | --> | 0.38 | 0 | 0.011 | 0.373 | 0 |  | --> | C13 ex TOGHER | Togher [T41,T42] | TRABEG |  | 51.8768 | -8.4956
MV/LV Substation GR***596Z |  | 10 kV | _ | LV | 50 kVA :Pole Substation | 0.05 | --> | 0.05 | 0 | 0 | Constrained, otherwise capacity available =49 kVA | --> | 0.048 | 0 | 0 | 0 | 0 | Constrained, otherwise capacity available =48 kW | --> | C21 ex KILMONEY | Kilmoney [T41,T42] | TRABEG |  | 51.7745 | -8.4147
MV/LV Substation P ***597Z |  | 10 kV | _ | LV | 200 kVA :Kiosk Substation | 0.2 | --> | 0.2 | 0 | 0 | Constrained, otherwise capacity available =200 kVA | --> | 0.19 | 0 | 0 | 0.19 | 0 |  | --> | C21 ex BISHOPSTOWN | Bishopstown [T41,T42] | KILBARRY |  | 51.8872 | -8.5362
MV/LV Substation BA***599 |  | 10 kV | _ | LV | 50 kVA :Pole Substation | 0.05 | --> | 0.05 | 0 | 0 | Constrained, otherwise capacity available =41 kVA | --> | 0.048 | 0 | 0.005 | 0 | 0 | Constrained, otherwise capacity available =45 kW | --> | C24 ex KILMONEY | Kilmoney [T41,T42] | TRABEG |  | 51.8255 | -8.4541
MV/LV Substation TR***600Z |  | 10 kV | _ | LV | 630 kVA :Building Structure | 0.63 | --> | 0.63 | 0.47 | 7.88 |  | --> | 0.598 | 0 | 0 | 0.5 | 0 |  | --> | C12 ex LIBERTY STREET | Liberty Street [T101,T102] | LIBERTY STREET |  | 51.8944 | -8.4699
MV/LV Substation JA***601Z |  | 10 kV | _ | LV | 630 kVA :Kiosk Substation | 0.63 | --> | 0.63 | 0.5 | 6.78 |  | --> | 0.598 | 0 | 0.027 | 0.5 | 0 |  | --> | C38 ex CASTLEVIEW | Castleview [T101,T102] | CASTLEVIEW |  | 51.8816 | -8.3955
MV/LV Substation BR***602 |  | 10 kV | _ | LV | 100 kVA :Pole Substation | 0.1 | --> | 0.1 | 0 | 0 | Constrained, otherwise capacity available =38 kVA | --> | 0.095 | 0 | 0 | 0.103 | 0 |  | --> | C16 ex CARRIGALINE | Carrigaline [T41,T42] | BARNAHELY |  | 51.8611 | -8.3806
MV/LV Substation GU***603Z |  | 10 kV | _ | LV | 400 kVA :Kiosk Substation | 0.4 | --> | 0.4 | 0 | 0 | Constrained, otherwise capacity available =343 kVA | --> | 0.38 | 0 | 0.004 | 0.385 | 0 |  | --> | C16 ex TOGHER | Togher [T41,T42] | TRABEG |  | 51.8737 | -8.5154
MV/LV Substation OF***604Z |  | 10 kV | _ | LV | 100 kVA :Pole Substation | 0.1 | --> | 0.1 | 0 | 0 | Constrained, otherwise capacity available =96 kVA | --> | 0.095 | 0 | 0 | 0.096 | 0 |  | --> | C26 ex BISHOPSTOWN | Bishopstown [T41,T42] | KILBARRY |  | 51.8906 | -8.5935
MV/LV Substation SH***606X |  | 10 kV | _ | LV | 200 kVA :Pole Substation | 0.2 | --> | 0.2 | 0 | 0 | Constrained, otherwise capacity available =72 kVA | --> | 0.19 | 0 | 0 | 0.207 | 0 |  | --> | C24 ex BISHOPSTOWN | Bishopstown [T41,T42] | KILBARRY |  | 51.869 | -8.5406
MV/LV Substation BU***606Z |  | 10 kV | _ | LV | 630 kVA :Kiosk Substation | 0.63 | --> | 0.63 | 0.5 | 6.78 |  | --> | 0.598 | 0 | 0.023 | 0.5 | 0 |  | --> | C26 ex CASTLEVIEW | Castleview [T101,T102] | CASTLEVIEW |  | 51.8962 | -8.4087
MV/LV Substation HI***607X |  | 10 kV | _ | LV | 100 kVA :Pole Substation | 0.1 | --> | 0.1 | 0 | 0 | Constrained, otherwise capacity available =62 kVA | --> | 0.095 | 0 | 0.042 | 0.069 | 0 |  | --> | C17 ex BISHOPSTOWN | Bishopstown [T41,T42] | KILBARRY |  | 51.8917 | -8.5594
MV/LV Substation LE***608 |  | 10 kV | _ | LV | 100 kVA :Pole Substation | 0.1 | --> | 0.1 | 0 | 0 | Constrained, otherwise capacity available =90 kVA | --> | 0.095 | 0 | 0.005 | 0.093 | 0 |  | --> | C17 ex CARRIGALINE | Carrigaline [T41,T42] | BARNAHELY |  | 51.821 | -8.3768
MV/LV Substation CU***609Z |  | 10 kV | _ | LV | 630 kVA :Building Structure | 0.63 | --> | 0.63 | 0 | 0 | Constrained, otherwise capacity available =578 kVA | --> | 0.598 | 0 | 0 | 0.5 | 0 |  | --> | C20 ex BISHOPSTOWN | Bishopstown [T41,T42] | KILBARRY |  | 51.879 | -8.5253
MV/LV Substation OB***610X |  | 10 kV | _ | LV | 50 kVA :Pole Substation | 0.05 | --> | 0.05 | 0 | 0 | Constrained, otherwise capacity available =45 kVA | --> | 0.048 | 0 | 0.005 | 0.044 | 0 |  | --> | C24 ex BISHOPSTOWN | Bishopstown [T41,T42] | KILBARRY |  | 51.8768 | -8.5645
MV/LV Substation AR***610Z |  | 10 kV | _ | LV | 630 kVA :Kiosk Substation | 0.63 | --> | 0.63 | 0 | 0 | Constrained, otherwise capacity available =559 kVA | --> | 0.598 | 0 | 0.017 | 0.5 | 0 |  | --> | C21 ex DOUGLAS | Douglas [T41,T42] | TRABEG |  | 51.8692 | -8.4106
MV/LV Substation LR***611 |  | 10 kV | _ | LV | 100 kVA :Pole Substation | 0.1 | --> | 0.1 | 0 | 0 | Constrained, otherwise capacity available =16 kVA | --> | 0.095 | 0 | 0.024 | 0.088 | 0 |  | --> | C11 ex CARRIGALINE | Carrigaline [T41,T42] | BARNAHELY |  | 51.8303 | -8.3526
MV/LV Substation FE***614Z |  | 10 kV | _ | LV | 400 kVA :Kiosk Substation | 0.4 | --> | 0.4 | 0.235 | 4.3 |  | --> | 0.38 | 0 | 0.059 | 0.358 | 0 |  | --> | C17 ex RINGASKIDDY 110KV | Ringaskiddy 110kv [T42] | BARNAHELY |  | 51.8291 | -8.3214
MV/LV Substation CO***615 |  | 10 kV | _ | LV | 50 kVA :Pole Substation | 0.05 | --> | 0.05 | 0 | 0 | Constrained, otherwise capacity available =44 kVA | --> | 0.048 | 0 | 0.005 | 0.044 | 0 |  | --> | C17 ex CARRIGALINE | Carrigaline [T41,T42] | BARNAHELY |  | 51.82 | -8.3562
MV/LV Substation FU***616Z |  | 10 kV | _ | LV | 630 kVA :Building Structure | 0.63 | --> | 0.63 | 0.489 | 4.3 |  | --> | 0.598 | 0 | 0.005 | 0.5 | 0 |  | --> | C17 ex RINGASKIDDY 110KV | Ringaskiddy 110kv [T42] | BARNAHELY |  | 51.8277 | -8.3157
MV/LV Substation CO***618 |  | 10 kV | _ | LV | 100 kVA :Pole Substation | 0.1 | --> | 0.1 | 0.077 | 10.79 |  | --> | 0.095 | 0 | 0 | 0.098 | 0 |  | --> | C18 ex FACTORY CROSS | Factory Cross [T41,T42] | BARNAHELY |  | 51.813 | -8.3422
MV/LV Substation LI***621Z |  | 10 kV | _ | LV | 630 kVA :Building Structure | 0.63 | --> | 0.63 | 0.5 | 7.88 |  | --> | 0.598 | 0 | 0 | 0.5 | 0 |  | --> | C12 ex LIBERTY STREET | Liberty Street [T101,T102] | LIBERTY STREET |  | 51.8981 | -8.4779
MV/LV Substation PU***622Z |  | 10 kV | _ | LV | 200 kVA :Kiosk Substation | 0.2 | --> | 0.2 | 0.178 | 6.78 |  | --> | 0.19 | 0 | 0 | 0.193 | 0 |  | --> | C38 ex CASTLEVIEW | Castleview [T101,T102] | CASTLEVIEW |  | 51.8875 | -8.3918
MV/LV Substation LA***623Z |  | 10 kV | _ | LV | 1000 kVA :Building Structure | 1 | --> | 1 | 0.5 | 7.88 |  | --> | 0.95 | 0 | 0 | 0.5 | 0 |  | --> | C23 ex LIBERTY STREET | Liberty Street [T101,T102] | LIBERTY STREET |  | 51.899 | -8.4653
MV/LV Substation MA***624Z |  | 10 kV | _ | LV | 630 kVA :Building Structure | 0.63 | --> | 0.63 | 0.5 | 6.78 |  | --> | 0.598 | 0 | 0 | 0.5 | 0 |  | --> | C38 ex CASTLEVIEW | Castleview [T101,T102] | CASTLEVIEW |  | 51.8865 | -8.3962
MV/LV Substation MI***626Z |  | 10 kV | _ | LV | 50 kVA :Pole Substation | 0.05 | --> | 0.05 | 0 | 0 | Constrained, otherwise capacity available =46 kVA | --> | 0.048 | 0 | 0.005 | 0 | 0 | Constrained, otherwise capacity available =44 kW | --> | C21 ex KILMONEY | Kilmoney [T41,T42] | TRABEG |  | 51.761 | -8.3717
MV/LV Substation MA***627X |  | 10 kV | _ | LV | 50 kVA :Pole Substation | 0.05 | --> | 0.05 | 0 | 0 | Constrained, otherwise capacity available =37 kVA | --> | 0.048 | 0 | 0.015 | 0.038 | 0 |  | --> | C24 ex BISHOPSTOWN | Bishopstown [T41,T42] | KILBARRY |  | 51.8594 | -8.517
MV/LV Substation CE***628X |  | 10 kV | _ | LV | 400 kVA :Kiosk Substation | 0.4 | --> | 0.4 | 0 | 0 | Constrained, otherwise capacity available =359 kVA | --> | 0.38 | 0 | 0 | 0.386 | 0 |  | --> | C21 ex BALLINCOLLIG | Ballincollig [T41,T42] | KILBARRY |  | 51.8875 | -8.5815
MV/LV Substation MA***628Z |  | 10 kV | _ | LV | 1000 kVA :Building Structure | 1 | --> | 1 | 0.5 | 6.78 |  | --> | 0.95 | 0 | 0 | 0.5 | 0 |  | --> | C38 ex CASTLEVIEW | Castleview [T101,T102] | CASTLEVIEW |  | 51.8863 | -8.3969
MV/LV Substation BU***629Z |  | 10 kV | _ | LV | 50 kVA :Pole Substation | 0.05 | --> | 0.05 | 0.038 | 4.3 |  | --> | 0.048 | 0 | 0.005 | 0.045 | 0 |  | --> | C11 ex RINGASKIDDY 110KV | Ringaskiddy 110kv [T42] | BARNAHELY |  | 51.8413 | -8.344
MV/LV Substation QU***630X |  | 10 kV | _ | LV | 1000 kVA :Building Structure | 1 | --> | 1 | 0.5 | 7.88 |  | --> | 0.95 | 0 | 0 | 0.5 | 0 |  | --> | C21 ex LIBERTY STREET | Liberty Street [T101,T102] | LIBERTY STREET |  | 51.8982 | -8.4767
MV/LV Substation KI***631X |  | 20 kV | _ | LV | 400 kVA :Building Structure | 0.4 | --> | 0.4 | 0.389 | 17.47 |  | --> | 0.38 | 0 | 0 | 0.382 | 0 |  | --> | E12 ex COOLROE | Coolroe [T121,T122] | COOLROE |  | 51.871 | -8.6541
MV/LV Substation WE***632X |  | 20 kV | _ | LV | 200 kVA :Kiosk Substation | 0.2 | --> | 0.2 | 0.154 | 17.47 |  | --> | 0.19 | 0 | 0.037 | 0.169 | 0 |  | --> | E11 ex COOLROE | Coolroe [T121,T122] | COOLROE |  | 51.8873 | -8.6211
MV/LV Substation MA***633Z |  | 10 kV | _ | LV | 630 kVA :Building Structure | 0.63 | --> | 0.63 | 0.5 | 6.78 |  | --> | 0.598 | 0 | 0 | 0.5 | 0 |  | --> | C25 ex CASTLEVIEW | Castleview [T101,T102] | CASTLEVIEW |  | 51.8848 | -8.4046
MV/LV Substation RE***634 |  | 10 kV | _ | LV | 100 kVA :Pole Substation | 0.1 | --> | 0.1 | 0.073 | 4.3 |  | --> | 0.095 | 0 | 0.006 | 0.094 | 0 |  | --> | C11 ex RINGASKIDDY 110KV | Ringaskiddy 110kv [T42] | BARNAHELY |  | 51.8471 | -8.349
MV/LV Substation TE***635X |  | 10 kV | _ | LV | 200 kVA :Kiosk Substation | 0.2 | --> | 0.2 | 0.131 | 4.67 |  | --> | 0.19 | 0 | 0.059 | 0.156 | 0 |  | --> | C11 ex CENTRE PARK ROAD | Marina [T105,T106] | MARINA |  | 51.8938 | -8.4272
MV/LV Substation BA***635Z |  | 10 kV | _ | LV | 400 kVA :Kiosk Substation | 0.4 | --> | 0.4 | 0.33 | 5.49 |  | --> | 0.38 | 0 | 0.015 | 0.378 | 0 |  | --> | C20 ex TRABEG | Trabeg [T101,T102] | TRABEG |  | 51.8774 | -8.4467
MV/LV Substation PA***636 |  | 10 kV | _ | LV | 50 kVA :Pole Substation | 0.05 | --> | 0.05 | 0.03 | 4.3 |  | --> | 0.048 | 0 | 0.006 | 0.046 | 0 |  | --> | C19 ex RINGASKIDDY 110KV | Ringaskiddy 110kv [T42] | BARNAHELY |  | 51.8538 | -8.3426
MV/LV Substation MA***637Z |  | 10 kV | _ | LV | 1000 kVA :Building Structure | 1 | --> | 1 | 0.5 | 6.78 |  | --> | 0.95 | 0 | 0 | 0.5 | 0 |  | --> | C38 ex CASTLEVIEW | Castleview [T101,T102] | CASTLEVIEW |  | 51.8837 | -8.4022
MV/LV Substation WE***638X |  | 10 kV | _ | LV | 400 kVA :Kiosk Substation | 0.4 | --> | 0.4 | 0 | 0 | Constrained, otherwise capacity available =318 kVA | --> | 0.38 | 0 | 0.01 | 0.384 | 0 |  | --> | C14 ex DENNEHYS CROSS | Dennehys Cross [T41,T42] | TRABEG |  | 51.8946 | -8.504
MV/LV Substation HA***640X |  | 10 kV | _ | LV | 400 kVA :Kiosk Substation | 0.4 | --> | 0.4 | 0 | 0 | Constrained, otherwise capacity available =282 kVA | --> | 0.38 | 0 | 0.04 | 0.366 | 0 |  | --> | C12 ex DENNEHYS CROSS | Dennehys Cross [T41,T42] | TRABEG |  | 51.889 | -8.492
MV/LV Substation MA***641X |  | 10 kV | _ | LV | 400 kVA :Kiosk Substation | 0.4 | --> | 0.4 | 0 | 0 | Constrained, otherwise capacity available =306 kVA | --> | 0.38 | 0 | 0.025 | 0.374 | 0 |  | --> | C21 ex BALLINCOLLIG | Ballincollig [T41,T42] | KILBARRY |  | 51.8811 | -8.595
MV/LV Substation ST***641Z |  | 10 kV | _ | LV | 400 kVA :Building Structure | 0.4 | --> | 0.4 | 0.333 | 4.3 |  | --> | 0.38 | 0 | 0 | 0.389 | 0 |  | --> | C11 ex RINGASKIDDY 110KV | Ringaskiddy 110kv [T42] | BARNAHELY |  | 51.8715 | -8.3352
MV/LV Substation MU***642Z |  | 10 kV | _ | LV | 400 kVA :Kiosk Substation | 0.4 | --> | 0.4 | 0 | 0 | Constrained, otherwise capacity available =283 kVA | --> | 0.38 | 0 | 0.076 | 0.339 | 0 |  | --> | C22 ex BALLINCOLLIG | Ballincollig [T41,T42] | KILBARRY |  | 51.8857 | -8.5952
MV/LV Substation VI***643Z |  | 10 kV | _ | LV | 630 kVA :Building Structure | 0.63 | --> | 0.63 | 0 | 0 | Constrained, otherwise capacity available =464 kVA | --> | 0.598 | 0 | 0 | 0.5 | 0 |  | --> | C14 ex DENNEHYS CROSS | Dennehys Cross [T41,T42] | TRABEG |  | 51.8928 | -8.5027
MV/LV Substation BR***644 |  | 10 kV | _ | LV | 50 kVA :Pole Substation | 0.05 | --> | 0.05 | 0 | 0 | Constrained, otherwise capacity available =39 kVA | --> | 0.048 | 0 | 0 | 0.049 | 0 |  | --> | C18 ex DOUGLAS | Douglas [T41,T42] | TRABEG |  | 51.8665 | -8.4164
MV/LV Substation PR***645 |  | 10 kV | _ | LV | 50 kVA :Pole Substation | 0.05 | --> | 0.05 | 0 | 0 | Constrained, otherwise capacity available =32 kVA | --> | 0.048 | 0 | 0.015 | 0.039 | 0 |  | --> | C18 ex DOUGLAS | Douglas [T41,T42] | TRABEG |  | 51.8624 | -8.4043
MV/LV Substation MA***645Z |  | 10 kV | _ | LV | 630 kVA :Building Structure | 0.63 | --> | 0.63 | 0.5 | 6.78 |  | --> | 0.598 | 0 | 0 | 0.5 | 0 |  | --> | C38 ex CASTLEVIEW | Castleview [T101,T102] | CASTLEVIEW |  | 51.8858 | -8.3956
MV/LV Substation MA***646Z |  | 10 kV | _ | LV | 630 kVA :Building Structure | 0.63 | --> | 0.63 | 0.298 | 6.78 |  | --> | 0.598 | 0 | 0 | 0.5 | 0 |  | --> | C38 ex CASTLEVIEW | Castleview [T101,T102] | CASTLEVIEW |  | 51.8864 | -8.3936
MV/LV Substation LA***647 |  | 10 kV | _ | LV | 50 kVA :Pole Substation | 0.05 | --> | 0.05 | 0 | 0 | Constrained, otherwise capacity available =36 kVA | --> | 0.048 | 0 | 0 | 0.049 | 0 |  | --> | C18 ex DOUGLAS | Douglas [T41,T42] | TRABEG |  | 51.853 | -8.4072
MV/LV Substation WE***647X |  | 20 kV | _ | LV | 400 kVA :Kiosk Substation | 0.4 | --> | 0.4 | 0.315 | 17.47 |  | --> | 0.38 | 0 | 0.037 | 0.364 | 0 |  | --> | E13 ex COOLROE | Coolroe [T121,T122] | COOLROE |  | 51.8818 | -8.6221
MV/LV Substation MA***647Z |  | 10 kV | _ | LV | 400 kVA :Building Structure | 0.4 | --> | 0.4 | 0.272 | 6.78 |  | --> | 0.38 | 0 | 0 | 0.397 | 0 |  | --> | C38 ex CASTLEVIEW | Castleview [T101,T102] | CASTLEVIEW |  | 51.8859 | -8.3952
MV/LV Substation CA***648 |  | 10 kV | _ | LV | 100 kVA :Pole Substation | 0.1 | --> | 0.1 | 0 | 0 | Constrained, otherwise capacity available =83 kVA | --> | 0.095 | 0 | 0 | 0.097 | 0 |  | --> | C18 ex DOUGLAS | Douglas [T41,T42] | TRABEG |  | 51.851 | -8.4146
MV/LV Substation MA***648Z |  | 10 kV | _ | LV | 630 kVA :Building Structure | 0.63 | --> | 0.63 | 0.456 | 6.78 |  | --> | 0.598 | 0 | 0 | 0.5 | 0 |  | --> | C38 ex CASTLEVIEW | Castleview [T101,T102] | CASTLEVIEW |  | 51.8858 | -8.3954
MV/LV Substation CA***652X |  | 10 kV | _ | LV | 50 kVA :Pole Substation | 0.05 | --> | 0.05 | 0 | 0 | Constrained, otherwise capacity available =49 kVA | --> | 0.048 | 0 | 0 | 0.048 | 0 |  | --> | C24 ex BISHOPSTOWN | Bishopstown [T41,T42] | KILBARRY |  | 51.8563 | -8.5348
MV/LV Substation WE***654X |  | 10 kV | _ | LV | 400 kVA :Kiosk Substation | 0.4 | --> | 0.4 | 0 | 0 | Constrained, otherwise capacity available =279 kVA | --> | 0.38 | 0 | 0.017 | 0.384 | 0 |  | --> | C22 ex TOGHER | Togher [T41,T42] | TRABEG |  | 51.8733 | -8.5024
MV/LV Substation ST***654Z |  | 10 kV | _ | LV | 630 kVA :Building Structure | 0.63 | --> | 0.63 | 0.5 | 4.67 |  | --> | 0.598 | 0 | 0.007 | 0.5 | 0 |  | --> | C24 ex CENTRE PARK ROAD | Marina [T105,T106] | MARINA |  | 51.8937 | -8.4678
MV/LV Substation TR***655X |  | 10 kV | _ | LV | 400 kVA :Kiosk Substation | 0.4 | --> | 0.4 | 0 | 0 | Constrained, otherwise capacity available =247 kVA | --> | 0.38 | 0 | 0.005 | 0.397 | 0 |  | --> | C17 ex TOGHER | Togher [T41,T42] | TRABEG |  | 51.8764 | -8.4814
MV/LV Substation TA***657X |  | 10 kV | _ | LV | 400 kVA :Building Structure | 0.4 | --> | 0.4 | 0 | 0 | Constrained, otherwise capacity available =339 kVA | --> | 0.38 | 0 | 0 | 0.388 | 0 |  | --> | C12 ex BALLINCOLLIG | Ballincollig [T41,T42] | KILBARRY |  | 51.8881 | -8.614
MV/LV Substation NO***658X |  | 10 kV | _ | LV | 630 kVA :Building Structure | 0.63 | --> | 0.63 | 0.5 | 5.49 |  | --> | 0.598 | 0 | 0 | 0.5 | 0 |  | --> | C22 ex TRABEG | Trabeg [T101,T102] | TRABEG |  | 51.8528 | -8.4926
MV/LV Substation TE***659X |  | 10 kV | _ | LV | 200 kVA :Building Structure | 0.2 | --> | 0.2 | 0 | 0 | Constrained, otherwise capacity available =144 kVA | --> | 0.19 | 0 | 0 | 0.197 | 0 |  | --> | C12 ex BALLINCOLLIG | Ballincollig [T41,T42] | KILBARRY |  | 51.8871 | -8.6117
MV/LV Substation WA***660Z |  | 20 kV | _ | LV | 400 kVA :Kiosk Substation | 0.4 | --> | 0.4 | 0.268 | 17.47 |  | --> | 0.38 | 0 | 0.04 | 0.368 | 0 |  | --> | E11 ex COOLROE | Coolroe [T121,T122] | COOLROE |  | 51.8898 | -8.5965
MV/LV Substation GL***661X |  | 10 kV | _ | LV | 200 kVA :Kiosk Substation | 0.2 | --> | 0.2 | 0 | 0 | Constrained, otherwise capacity available =150 kVA | --> | 0.19 | 0 | 0.031 | 0.174 | 0 |  | --> | C26 ex BISHOPSTOWN | Bishopstown [T41,T42] | KILBARRY |  | 51.891 | -8.5793
MV/LV Substation PO***662Z |  | 10 kV | _ | LV | 200 kVA :Kiosk Substation | 0.2 | --> | 0.2 | 0 | 0 | Constrained, otherwise capacity available =200 kVA | --> | 0.19 | 0 | 0 | 0.19 | 0 |  | --> | C24 ex BISHOPSTOWN | Bishopstown [T41,T42] | KILBARRY |  | 51.8766 | -8.5723
MV/LV Substation LI***663X |  | 10 kV | _ | LV | 200 kVA :Kiosk Substation | 0.2 | --> | 0.2 | 0 | 0 | Constrained, otherwise capacity available =91 kVA | --> | 0.19 | 0 | 0.051 | 0.166 | 0 |  | --> | C18 ex DOUGLAS | Douglas [T41,T42] | TRABEG |  | 51.8691 | -8.4154
MV/LV Substation RO***664X |  | 10 kV | _ | LV | 200 kVA :Kiosk Substation | 0.2 | --> | 0.2 | 0 | 0 | Constrained, otherwise capacity available =126 kVA | --> | 0.19 | 0 | 0.057 | 0.158 | 0 |  | --> | C21 ex DOUGLAS | Douglas [T41,T42] | TRABEG |  | 51.8736 | -8.4154
MV/LV Substation BR***664Z |  | 20 kV | _ | LV | 50 kVA :Pole Substation | 0.05 | --> | 0.05 | 0.01 | 17.47 |  | --> | 0.048 | 0 | 0 | 0.053 | 0 |  | --> | E12 ex COOLROE | Coolroe [T121,T122] | COOLROE |  | 51.8879 | -8.6877
MV/LV Substation HE***665Z |  | 10 kV | _ | LV | 630 kVA :Kiosk Substation | 0.63 | --> | 0.63 | 0 | 0 | Constrained, otherwise capacity available =546 kVA | --> | 0.598 | 0 | 0.022 | 0.5 | 0 |  | --> | C12 ex CARRIGALINE | Carrigaline [T41,T42] | BARNAHELY |  | 51.825 | -8.385
MV/LV Substation LA***666Z |  | 10 kV | _ | LV | 630 kVA :Building Structure | 0.63 | --> | 0.63 | 0.5 | 7.88 |  | --> | 0.598 | 0 | 0 | 0.5 | 0 |  | --> | C28 ex LIBERTY STREET | Liberty Street [T101,T102] | LIBERTY STREET |  | 51.9002 | -8.4747
MV/LV Substation LY***667Z |  | 10 kV | _ | LV | 630 kVA :Building Structure | 0.63 | --> | 0.63 | 0.5 | 7.88 |  | --> | 0.598 | 0 | 0 | 0.5 | 0 |  | --> | C19 ex LIBERTY STREET | Liberty Street [T101,T102] | LIBERTY STREET |  | 51.8978 | -8.4817
MV/LV Substation KI***668Z |  | 10 kV | _ | LV | 50 kVA :Pole Substation | 0.05 | --> | 0.05 | 0 | 0 | Constrained, otherwise capacity available =50 kVA | --> | 0.048 | 0 | 0 | 0.048 | 0 |  | --> | C17 ex BISHOPSTOWN | Bishopstown [T41,T42] | KILBARRY |  | 51.8879 | -8.5685
MV/LV Substation BO***669X |  | 10 kV | _ | LV | 50 kVA :Pole Substation | 0.05 | --> | 0.05 | 0 | 0 | Constrained, otherwise capacity available =46 kVA | --> | 0.048 | 0 | 0.004 | 0.045 | 0 |  | --> | C17 ex CARRIGALINE | Carrigaline [T41,T42] | BARNAHELY |  | 51.796 | -8.356
MV/LV Substation WE***670Z |  | 10 kV | _ | LV | 630 kVA :Kiosk Substation | 0.63 | --> | 0.63 | 0 | 0 | Constrained, otherwise capacity available =526 kVA | --> | 0.598 | 0 | 0 | 0.5 | 0 |  | --> | C17 ex BISHOPSTOWN | Bishopstown [T41,T42] | KILBARRY |  | 51.8853 | -8.5824
MV/LV Substation CU***673 |  | 10 kV | _ | LV | 50 kVA :Pole Substation | 0.05 | --> | 0.05 | 0 | 0 | Constrained, otherwise capacity available =31 kVA | --> | 0.048 | 0 | 0 | 0 | 0 | Constrained, otherwise capacity available =50 kW | --> | C24 ex KILMONEY | Kilmoney [T41,T42] | TRABEG |  | 51.8477 | -8.4311
MV/LV Substation O2***673Z |  | 20 kV | _ | LV | 50 kVA :Pole Substation | 0.05 | --> | 0.05 | 0 | 0 | Constrained, otherwise capacity available =44 kVA | --> | 0.048 | 0 | 0 | 0 | 0 | Constrained, otherwise capacity available =48 kW | --> | C15 ex KILMONEY | Kilmoney [T41,T42] | TRABEG |  | 51.8172 | -8.4502
MV/LV Substation HE***674Z |  | 10 kV | _ | LV | 400 kVA :Building Structure | 0.4 | --> | 0.4 | 0 | 0 | Constrained, otherwise capacity available =394 kVA | --> | 0.38 | 0 | 0 | 0.381 | 0 |  | --> | C17 ex TOGHER | Togher [T41,T42] | TRABEG |  | 51.8755 | -8.4781
MV/LV Substation BR***675Z |  | 10 kV | _ | LV | 400 kVA :Kiosk Substation | 0.4 | --> | 0.4 | 0 | 0 | Constrained, otherwise capacity available =384 kVA | --> | 0.38 | 0 | 0 | 0.382 | 0 |  | --> | C20 ex DENNEHYS CROSS | Dennehys Cross [T41,T42] | TRABEG |  | 51.8794 | -8.5113
MV/LV Substation RI***678 |  | 20 kV | _ | LV | 400 kVA :Kiosk Substation | 0.4 | --> | 0.4 | 0 | 0 | Constrained, otherwise capacity available =200 kVA | --> | 0.38 | 0 | 0.06 | 0 | 0 | Constrained, otherwise capacity available =362 kW | --> | C15 ex KILMONEY | Kilmoney [T41,T42] | TRABEG |  | 51.7717 | -8.495
MV/LV Substation FR***680X |  | 10 kV | _ | LV | 50 kVA :Pole Substation | 0.05 | --> | 0.05 | 0.024 | 5.49 |  | --> | 0.048 | 0 | 0.015 | 0.04 | 0 |  | --> | C17 ex TRABEG | Trabeg [T101,T102] | TRABEG |  | 51.8695 | -8.468
MV/LV Substation RO***680Z |  | 10 kV | _ | LV | 400 kVA :Kiosk Substation | 0.4 | --> | 0.4 | 0.281 | 4.67 |  | --> | 0.38 | 0 | 0.025 | 0.377 | 0 |  | --> | C20 ex CENTRE PARK ROAD | Marina [T105,T106] | MARINA |  | 51.8933 | -8.4582
MV/LV Substation GA***681Z |  | 10 kV | _ | LV | 400 kVA :Kiosk Substation | 0.4 | --> | 0.4 | 0 | 0 | Constrained, otherwise capacity available =288 kVA | --> | 0.38 | 0 | 0.014 | 0.385 | 0 |  | --> | C21 ex DOUGLAS | Douglas [T41,T42] | TRABEG |  | 51.8697 | -8.3971
MV/LV Substation ED***682Z |  | 10 kV | _ | LV | 1000 kVA :Building Structure | 1 | --> | 1 | 0 | 0 | Constrained, otherwise capacity available =736 kVA | --> | 0.95 | 0 | 0.015 | 0.5 | 0 |  | --> | C11 ex BISHOPSTOWN | Bishopstown [T41,T42] | KILBARRY |  | 51.89 | -8.5379
MV/LV Substation GR***685Z |  | 10 kV | _ | LV | 400 kVA :Kiosk Substation | 0.4 | --> | 0.4 | 0.326 | 6.78 |  | --> | 0.38 | 0 | 0.004 | 0.387 | 0 |  | --> | C26 ex CASTLEVIEW | Castleview [T101,T102] | CASTLEVIEW |  | 51.8972 | -8.4062
MV/LV Substation AT***688X |  | 10 kV | _ | LV | 400 kVA :Kiosk Substation | 0.4 | --> | 0.4 | 0.274 | 7.88 |  | --> | 0.38 | 0 | 0.025 | 0.378 | 0 |  | --> | C17 ex LIBERTY STREET | Liberty Street [T101,T102] | LIBERTY STREET |  | 51.887 | -8.4827
MV/LV Substation WE***688Z |  | 10 kV | _ | LV | 630 kVA :Kiosk Substation | 0.63 | --> | 0.63 | 0 | 0 | Constrained, otherwise capacity available =531 kVA | --> | 0.598 | 0 | 0 | 0.5 | 0 |  | --> | C22 ex TOGHER | Togher [T41,T42] | TRABEG |  | 51.869 | -8.4923
MV/LV Substation CO***690Z |  | 10 kV | _ | LV | 50 kVA :Pole Substation | 0.05 | --> | 0.05 | 0.036 | 4.3 |  | --> | 0.048 | 0 | 0 | 0.049 | 0 |  | --> | C19 ex RINGASKIDDY 110KV | Ringaskiddy 110kv [T42] | BARNAHELY |  | 51.8542 | -8.3367
MV/LV Substation SI***693X |  | 10 kV | _ | LV | 400 kVA :Building Structure | 0.4 | --> | 0.4 | 0 | 0 | Constrained, otherwise capacity available =325 kVA | --> | 0.38 | 0 | 0.043 | 0.358 | 0 |  | --> | C14 ex TOGHER | Togher [T41,T42] | TRABEG |  | 51.8734 | -8.4817
MV/LV Substation OL***693Z |  | 10 kV | _ | LV | 630 kVA :Building Structure | 0.63 | --> | 0.63 | 0.477 | 7.88 |  | --> | 0.598 | 0 | 0 | 0.5 | 0 |  | --> | C23 ex LIBERTY STREET | Liberty Street [T101,T102] | LIBERTY STREET |  | 51.8988 | -8.4659
MV/LV Substation SI***694X |  | 10 kV | _ | LV | 400 kVA :Building Structure | 0.4 | --> | 0.4 | 0 | 0 | Constrained, otherwise capacity available =295 kVA | --> | 0.38 | 0 | 0.06 | 0.345 | 0 |  | --> | C14 ex TOGHER | Togher [T41,T42] | TRABEG |  | 51.8741 | -8.4831
MV/LV Substation DO***694Z |  | 10 kV | _ | LV | 400 kVA :Kiosk Substation | 0.4 | --> | 0.4 | 0 | 0 | Constrained, otherwise capacity available =378 kVA | --> | 0.38 | 0 | 0 | 0.383 | 0 |  | --> | C18 ex DOUGLAS | Douglas [T41,T42] | TRABEG |  | 51.8734 | -8.4288
MV/LV Substation SU***695Z |  | 10 kV | _ | LV | 630 kVA :Building Structure | 0.63 | --> | 0.63 | 0.257 | 5.49 |  | --> | 0.598 | 0 | 0 | 0.5 | 0 |  | --> | C19 ex TRABEG | Trabeg [T101,T102] | TRABEG |  | 51.8682 | -8.4524
MV/LV Substation HE***696Z |  | 10 kV | _ | LV | 200 kVA :Kiosk Substation | 0.2 | --> | 0.2 | 0 | 0 | Constrained, otherwise capacity available =128 kVA | --> | 0.19 | 0 | 0.029 | 0.178 | 0 |  | --> | C12 ex CARRIGALINE | Carrigaline [T41,T42] | BARNAHELY |  | 51.8257 | -8.3825
MV/LV Substation RO***699X |  | 10 kV | _ | LV | 630 kVA :Building Structure | 0.63 | --> | 0.63 | 0 | 0 | Constrained, otherwise capacity available =435 kVA | --> | 0.598 | 0 | 0 | 0.5 | 0 |  | --> | C20 ex DENNEHYS CROSS | Dennehys Cross [T41,T42] | TRABEG |  | 51.8813 | -8.5087
MV/LV Substation SR***699Z |  | 20 kV | _ | LV | 630 kVA :Building Structure | 0.63 | --> | 0.63 | 0.5 | 17.47 |  | --> | 0.598 | 0 | 0.005 | 0.5 | 0 |  | --> | E12 ex COOLROE | Coolroe [T121,T122] | COOLROE |  | 51.8825 | -8.669
MV/LV Substation CH***700Z |  | 10 kV | _ | LV | 200 kVA :Kiosk Substation | 0.2 | --> | 0.2 | 0 | 0 | Constrained, otherwise capacity available =151 kVA | --> | 0.19 | 0 | 0.007 | 0.191 | 0 |  | --> | C19 ex DOUGLAS | Douglas [T41,T42] | TRABEG |  | 51.8912 | -8.416
MV/LV Substation WI***701X |  | 10 kV | _ | LV | 630 kVA :Building Structure | 0.63 | --> | 0.63 | 0 | 0 | Constrained, otherwise capacity available =462 kVA | --> | 0.598 | 0 | 0 | 0.5 | 0 |  | --> | C20 ex DENNEHYS CROSS | Dennehys Cross [T41,T42] | TRABEG |  | 51.881 | -8.5076
MV/LV Substation RO***702 |  | 10 kV | _ | LV | 50 kVA :Pole Substation | 0.05 | --> | 0.05 | 0 | 0 | Constrained, otherwise capacity available =47 kVA | --> | 0.048 | 0 | 0 | 0.048 | 0 |  | --> | C16 ex CARRIGALINE | Carrigaline [T41,T42] | BARNAHELY |  | 51.8763 | -8.3719
MV/LV Substation BA***703X |  | 10 kV | _ | LV | 200 kVA :Pole Substation | 0.2 | --> | 0.2 | 0 | 0 | Constrained, otherwise capacity available =148 kVA | --> | 0.19 | 0 | 0.017 | 0 | 0 | Constrained, otherwise capacity available =184 kW | --> | C24 ex KILMONEY | Kilmoney [T41,T42] | TRABEG |  | 51.8229 | -8.4612
MV/LV Substation BA***704X |  | 10 kV | _ | LV | 100 kVA :Pole Substation | 0.1 | --> | 0.1 | 0 | 0 | Constrained, otherwise capacity available =97 kVA | --> | 0.095 | 0 | 0 | 0 | 0 | Constrained, otherwise capacity available =95 kW | --> | C24 ex KILMONEY | Kilmoney [T41,T42] | TRABEG |  | 51.8233 | -8.4572
MV/LV Substation BA***705 |  | 10 kV | _ | LV | 400 kVA :Building Structure | 0.4 | --> | 0.4 | 0 | 0 | Constrained, otherwise capacity available =381 kVA | --> | 0.38 | 0 | 0.005 | 0 | 0 | Constrained, otherwise capacity available =379 kW | --> | C24 ex KILMONEY | Kilmoney [T41,T42] | TRABEG |  | 51.8276 | -8.4209
MV/LV Substation HA***705X |  | 10 kV | _ | LV | 630 kVA :Kiosk Substation | 0.63 | --> | 0.63 | 0.5 | 10.79 |  | --> | 0.598 | 0 | 0 | 0.5 | 0 |  | --> | C12 ex FACTORY CROSS | Factory Cross [T41,T42] | BARNAHELY |  | 51.8409 | -8.303
MV/LV Substation CH***707X |  | 10 kV | _ | LV | 400 kVA :Kiosk Substation | 0.4 | --> | 0.4 | 0.28 | 5.49 |  | --> | 0.38 | 0 | 0.029 | 0.375 | 0 |  | --> | C19 ex TRABEG | Trabeg [T101,T102] | TRABEG |  | 51.8642 | -8.4376
MV/LV Substation B ***707Z |  | 20 kV | _ | LV | 1000 kVA :Building Structure | 1 | --> | 1 | 0.5 | 17.47 |  | --> | 0.95 | 0 | 0 | 0.5 | 0 |  | --> | E18 ex COOLROE | Coolroe [T121,T122] | COOLROE |  | 51.8884 | -8.5926
MV/LV Substation B ***708Z |  | 20 kV | _ | LV | 1000 kVA :Building Structure | 1 | --> | 1 | 0.5 | 17.47 |  | --> | 0.95 | 0 | 0 | 0.5 | 0 |  | --> | E11 ex COOLROE | Coolroe [T121,T122] | COOLROE |  | 51.8893 | -8.5911
MV/LV Substation DU***709X |  | 10 kV | _ | LV | 400 kVA :Building Structure | 0.4 | --> | 0.4 | 0.209 | 7.88 |  | --> | 0.38 | 0 | 0.01 | 0.398 | 0 |  | --> | C12 ex LIBERTY STREET | Liberty Street [T101,T102] | LIBERTY STREET |  | 51.896 | -8.4753
MV/LV Substation MA***709Z |  | 10 kV | _ | LV | 400 kVA :Kiosk Substation | 0.4 | --> | 0.4 | 0 | 0 | Constrained, otherwise capacity available =322 kVA | --> | 0.38 | 0 | 0.035 | 0.365 | 0 |  | --> | C18 ex DOUGLAS | Douglas [T41,T42] | TRABEG |  | 51.8647 | -8.415
MV/LV Substation RO***710X |  | 10 kV | _ | LV | 200 kVA :Building Structure | 0.2 | --> | 0.2 | 0 | 0 | Constrained, otherwise capacity available =160 kVA | --> | 0.19 | 0 | 0 | 0.196 | 0 |  | --> | C14 ex TOGHER | Togher [T41,T42] | TRABEG |  | 51.8742 | -8.4861
MV/LV Substation WO***711Z |  | 10 kV | _ | LV | 630 kVA :Building Structure | 0.63 | --> | 0.63 | 0.431 | 5.49 |  | --> | 0.598 | 0 | 0.05 | 0.5 | 0 |  | --> | C13 ex TRABEG | Trabeg [T101,T102] | TRABEG |  | 51.8799 | -8.4664
MV/LV Substation CH***712 |  | 10 kV | _ | LV | 100 kVA :Pole Substation | 0.1 | --> | 0.1 | 0 | 0 | Constrained, otherwise capacity available =69 kVA | --> | 0.095 | 0 | 0.005 | 0.095 | 0 |  | --> | C17 ex CARRIGALINE | Carrigaline [T41,T42] | BARNAHELY |  | 51.7962 | -8.2836
MV/LV Substation DO***712X |  | 10 kV | _ | LV | 200 kVA :Building Structure | 0.2 | --> | 0.2 | 0.156 | 5.49 |  | --> | 0.19 | 0 | 0 | 0.196 | 0 |  | --> | C18 ex TRABEG | Trabeg [T101,T102] | TRABEG |  | 51.8757 | -8.4363
MV/LV Substation SE***713X |  | 10 kV | _ | LV | 400 kVA :Kiosk Substation | 0.4 | --> | 0.4 | 0 | 0 | Constrained, otherwise capacity available =292 kVA | --> | 0.38 | 0 | 0.016 | 0 | 0 | Constrained, otherwise capacity available =383 kW | --> | C24 ex KILMONEY | Kilmoney [T41,T42] | TRABEG |  | 51.8467 | -8.4717
MV/LV Substation MA***714Z |  | 10 kV | _ | LV | 400 kVA :Kiosk Substation | 0.4 | --> | 0.4 | 0 | 0 | Constrained, otherwise capacity available =365 kVA | --> | 0.38 | 0 | 0 | 0.385 | 0 |  | --> | C18 ex DOUGLAS | Douglas [T41,T42] | TRABEG |  | 51.8706 | -8.4287
MV/LV Substation IR***716Z |  | 10 kV | _ | LV | 630 kVA :Building Structure | 0.63 | --> | 0.63 | 0.5 | 4.3 |  | --> | 0.598 | 0 | 0 | 0.5 | 0 |  | --> | C17 ex RINGASKIDDY 110KV | Ringaskiddy 110kv [T42] | BARNAHELY |  | 51.8337 | -8.3308
MV/LV Substation BA***717 |  | 10 kV | _ | LV | 200 kVA :Pole Substation | 0.2 | --> | 0.2 | 0 | 0 | Constrained, otherwise capacity available =181 kVA | --> | 0.19 | 0 | 0 | 0 | 0 | Constrained, otherwise capacity available =193 kW | --> | C24 ex KILMONEY | Kilmoney [T41,T42] | TRABEG |  | 51.8383 | -8.482
MV/LV Substation FO***717Z |  | 10 kV | _ | LV | 400 kVA :Kiosk Substation | 0.4 | --> | 0.4 | 0 | 0 | Constrained, otherwise capacity available =341 kVA | --> | 0.38 | 0 | 0 | 0.388 | 0 |  | --> | C17 ex TOGHER | Togher [T41,T42] | TRABEG |  | 51.8689 | -8.4823
MV/LV Substation ST***718Z |  | 10 kV | _ | LV | 1000 kVA :Building Structure | 1 | --> | 1 | 0.5 | 4.67 |  | --> | 0.95 | 0 | 0 | 0.5 | 0 |  | --> | C26 ex CENTRE PARK ROAD | Marina [T105,T106] | MARINA |  | 51.8948 | -8.4671
MV/LV Substation NE***720Z |  | 10 kV | _ | LV | 400 kVA :Building Structure | 0.4 | --> | 0.4 | 0.359 | 5.49 |  | --> | 0.38 | 0 | 0.04 | 0.354 | 0 |  | --> | C20 ex TRABEG | Trabeg [T101,T102] | TRABEG |  | 51.8765 | -8.4517
MV/LV Substation BL***723Z |  | 10 kV | _ | LV | 1000 kVA :Kiosk Substation | 1 | --> | 1 | 0.5 | 5.49 |  | --> | 0.95 | 0 | 0 | 0.5 | 0 |  | --> | C22 ex TRABEG | Trabeg [T101,T102] | TRABEG |  | 51.8514 | -8.4844
MV/LV Substation WI***724X |  | 10 kV | _ | LV | 100 kVA :Pole Substation | 0.1 | --> | 0.1 | 0 | 0 | Constrained, otherwise capacity available =98 kVA | --> | 0.095 | 0 | 0 | 0.095 | 0 |  | --> | C17 ex DOUGLAS | Douglas [T41,T42] | TRABEG |  | 51.8577 | -8.4503
MV/LV Substation MO***725 |  | 10 kV | _ | LV | 100 kVA :Pole Substation | 0.1 | --> | 0.1 | 0 | 0 | Constrained, otherwise capacity available =98 kVA | --> | 0.095 | 0 | 0 | 0.095 | 0 |  | --> | C17 ex DOUGLAS | Douglas [T41,T42] | TRABEG |  | 51.8501 | -8.428
MV/LV Substation TH***726Z |  | 20 kV | _ | LV | 400 kVA :Kiosk Substation | 0.4 | --> | 0.4 | 0.378 | 17.47 |  | --> | 0.38 | 0 | 0.021 | 0.367 | 0 |  | --> | E13 ex COOLROE | Coolroe [T121,T122] | COOLROE |  | 51.884 | -8.6225
MV/LV Substation LE***727Z |  | 20 kV | _ | LV | 630 kVA :Kiosk Substation | 0.63 | --> | 0.63 | 0.5 | 17.47 |  | --> | 0.598 | 0 | 0.032 | 0.5 | 0 |  | --> | E11 ex COOLROE | Coolroe [T121,T122] | COOLROE |  | 51.8922 | -8.5955
MV/LV Substation AS***731Z |  | 10 kV | _ | LV | 50 kVA :Pole Substation | 0.05 | --> | 0.05 | 0 | 0 | Constrained, otherwise capacity available =35 kVA | --> | 0.048 | 0 | 0 | 0.05 | 0 |  | --> | C17 ex TOGHER | Togher [T41,T42] | TRABEG |  | 51.871 | -8.4803
MV/LV Substation HI***732Z |  | 10 kV | _ | LV | 630 kVA :Kiosk Substation | 0.63 | --> | 0.63 | 0 | 0 | Constrained, otherwise capacity available =558 kVA | --> | 0.598 | 0 | 0.066 | 0.5 | 0 |  | --> | C17 ex BISHOPSTOWN | Bishopstown [T41,T42] | KILBARRY |  | 51.8916 | -8.5613
MV/LV Substation NE***733X |  | 10 kV | _ | LV | 630 kVA :Building Structure | 0.63 | --> | 0.63 | 0.499 | 7.88 |  | --> | 0.598 | 0 | 0 | 0.5 | 0 |  | --> | C23 ex LIBERTY STREET | Liberty Street [T101,T102] | LIBERTY STREET |  | 51.8984 | -8.466
MV/LV Substation ST***733Z |  | 10 kV | _ | LV | 630 kVA :Kiosk Substation | 0.63 | --> | 0.63 | 0.5 | 7.88 |  | --> | 0.598 | 0 | 0 | 0.5 | 0 |  | --> | C22 ex LIBERTY STREET | Liberty Street [T101,T102] | LIBERTY STREET |  | 51.8948 | -8.4743
MV/LV Substation DU***734Z |  | 10 kV | _ | LV | 400 kVA :Kiosk Substation | 0.4 | --> | 0.4 | 0 | 0 | Constrained, otherwise capacity available =361 kVA | --> | 0.38 | 0 | 0.031 | 0 | 0 | Constrained, otherwise capacity available =362 kW | --> | C24 ex KILMONEY | Kilmoney [T41,T42] | TRABEG |  | 51.8197 | -8.4083
MV/LV Substation GR***735 |  | 10 kV | _ | LV | 50 kVA :Pole Substation | 0.05 | --> | 0.05 | 0 | 0 | Constrained, otherwise capacity available =44 kVA | --> | 0.048 | 0 | 0.015 | 0 | 0 | Constrained, otherwise capacity available =37 kW | --> | C21 ex KILMONEY | Kilmoney [T41,T42] | TRABEG |  | 51.7632 | -8.3779
MV/LV Substation RI***737Z |  | 10 kV | _ | LV | 400 kVA :Kiosk Substation | 0.4 | --> | 0.4 | 0.4 | 4.3 |  | --> | 0.38 | 0 | 0 | 0.38 | 0 |  | --> | C17 ex RINGASKIDDY 110KV | Ringaskiddy 110kv [T42] | BARNAHELY |  | 51.8315 | -8.3297
MV/LV Substation AR***739X |  | 10 kV | _ | LV | 200 kVA :Kiosk Substation | 0.2 | --> | 0.2 | 0 | 0 | Constrained, otherwise capacity available =132 kVA | --> | 0.19 | 0 | 0.025 | 0.181 | 0 |  | --> | C15 ex CARRIGALINE | Carrigaline [T41,T42] | BARNAHELY |  | 51.8171 | -8.3799
MV/LV Substation MA***740X |  | 10 kV | _ | LV | 50 kVA :Pole Substation | 0.05 | --> | 0.05 | 0 | 0 | Constrained, otherwise capacity available =46 kVA | --> | 0.048 | 0 | 0.005 | 0 | 0 | Constrained, otherwise capacity available =44 kW | --> | C24 ex KILMONEY | Kilmoney [T41,T42] | TRABEG |  | 51.8437 | -8.472
MV/LV Substation CA***741Z |  | 10 kV | _ | LV | 400 kVA :Kiosk Substation | 0.4 | --> | 0.4 | 0 | 0 | Constrained, otherwise capacity available =395 kVA | --> | 0.38 | 0 | 0 | 0.381 | 0 |  | --> | C17 ex TOGHER | Togher [T41,T42] | TRABEG |  | 51.8744 | -8.482
MV/LV Substation WH***742Z |  | 10 kV | _ | LV | 400 kVA :Kiosk Substation | 0.4 | --> | 0.4 | 0 | 0 | Constrained, otherwise capacity available =283 kVA | --> | 0.38 | 0 | 0.07 | 0 | 0 | Constrained, otherwise capacity available =344 kW | --> | C22 ex KILMONEY | Kilmoney [T41,T42] | TRABEG |  | 51.8033 | -8.4054
MV/LV Substation RA***743X |  | 10 kV | _ | LV | 50 kVA :Pole Substation | 0.05 | --> | 0.05 | 0 | 0 | Constrained, otherwise capacity available =49 kVA | --> | 0.048 | 0 | 0 | 0.048 | 0 |  | --> | C17 ex CARRIGALINE | Carrigaline [T41,T42] | BARNAHELY |  | 51.8253 | -8.3671
MV/LV Substation OR***744Z |  | 10 kV | _ | LV | 630 kVA :Building Structure | 0.63 | --> | 0.63 | 0 | 0 | Constrained, otherwise capacity available =556 kVA | --> | 0.598 | 0 | 0 | 0.5 | 0 |  | --> | C12 ex BALLINCOLLIG | Ballincollig [T41,T42] | KILBARRY |  | 51.8885 | -8.6011
MV/LV Substation BA***745X |  | 10 kV | _ | LV | 630 kVA :Kiosk Substation | 0.63 | --> | 0.63 | 0.429 | 5.49 |  | --> | 0.598 | 0 | 0.05 | 0.5 | 0 |  | --> | C17 ex TRABEG | Trabeg [T101,T102] | TRABEG |  | 51.8662 | -8.4757
MV/LV Substation FO***745Z |  | 10 kV | _ | LV | 400 kVA :Kiosk Substation | 0.4 | --> | 0.4 | 0 | 0 | Constrained, otherwise capacity available =315 kVA | --> | 0.38 | 0 | 0.006 | 0.387 | 0 |  | --> | C18 ex DOUGLAS | Douglas [T41,T42] | TRABEG |  | 51.8632 | -8.4072
MV/LV Substation SU***746Z |  | 10 kV | _ | LV | 400 kVA :Building Structure | 0.4 | --> | 0.4 | 0 | 0 | Constrained, otherwise capacity available =400 kVA | --> | 0.38 | 0 | 0 | 0.38 | 0 |  | --> | C22 ex BALLINCOLLIG | Ballincollig [T41,T42] | KILBARRY |  | 51.8851 | -8.6078
MV/LV Substation TR***749 |  | 10 kV | _ | LV | 50 kVA :Pole Substation | 0.05 | --> | 0.05 | 0 | 0 | Constrained, otherwise capacity available =18 kVA | --> | 0.048 | 0 | 0 | 0 | 0 | Constrained, otherwise capacity available =52 kW | --> | C21 ex KILMONEY | Kilmoney [T41,T42] | TRABEG |  | 51.7609 | -8.3918
MV/LV Substation SE***749X |  | 20 kV | _ | LV | 100 kVA :Pole Substation | 0.1 | --> | 0.1 | 0.06 | 17.47 |  | --> | 0.095 | 0 | 0 | 0.1 | 0 |  | --> | E13 ex COOLROE | Coolroe [T121,T122] | COOLROE |  | 51.8689 | -8.6573
MV/LV Substation KY***751X |  | 10 kV | _ | LV | 1000 kVA :Building Structure | 1 | --> | 1 | 0.5 | 7.88 |  | --> | 0.95 | 0 | 0 | 0.5 | 0 |  | --> | C25 ex LIBERTY STREET | Liberty Street [T101,T102] | LIBERTY STREET |  | 51.9001 | -8.4774
MV/LV Substation TH***751Z |  | 10 kV | _ | LV | 50 kVA :Pole Substation | 0.05 | --> | 0.05 | 0 | 0 | Constrained, otherwise capacity available =50 kVA | --> | 0.048 | 0 | 0 | 0.048 | 0 |  | --> | C17 ex CARRIGALINE | Carrigaline [T41,T42] | BARNAHELY |  | 51.8169 | -8.373
MV/LV Substation ID***752X |  | 10 kV | _ | LV | 50 kVA :Pole Substation | 0.05 | --> | 0.05 | 0 | 0 | Constrained, otherwise capacity available =50 kVA | --> | 0.048 | 0 | 0 | 0.048 | 0 |  | --> | C11 ex CARRIGALINE | Carrigaline [T41,T42] | BARNAHELY |  | 51.8295 | -8.3504
MV/LV Substation KE***754X |  | 10 kV | _ | LV | 400 kVA :Kiosk Substation | 0.4 | --> | 0.4 | 0 | 0 | Constrained, otherwise capacity available =328 kVA | --> | 0.38 | 0 | 0.02 | 0.375 | 0 |  | --> | C12 ex BISHOPSTOWN | Bishopstown [T41,T42] | KILBARRY |  | 51.888 | -8.5248
MV/LV Substation BA***756Z |  | 20 kV | _ | LV | 1000 kVA :Building Structure | 1 | --> | 1 | 0.5 | 17.47 |  | --> | 0.95 | 0 | 0 | 0.5 | 0 |  | --> | E18 ex COOLROE | Coolroe [T121,T122] | COOLROE |  | 51.8889 | -8.5905
MV/LV Substation BO***757X |  | 10 kV | _ | LV | 400 kVA :Building Structure | 0.4 | --> | 0.4 | 0.388 | 4.67 |  | --> | 0.38 | 0 | 0 | 0.382 | 0 |  | --> | C18 ex CENTRE PARK ROAD | Marina [T105,T106] | MARINA |  | 51.8846 | -8.4152
MV/LV Substation BA***757Z |  | 20 kV | _ | LV | 1000 kVA :Building Structure | 1 | --> | 1 | 0.5 | 17.47 |  | --> | 0.95 | 0 | 0.004 | 0.5 | 0 |  | --> | E18 ex COOLROE | Coolroe [T121,T122] | COOLROE |  | 51.8886 | -8.5888
MV/LV Substation ST***758X |  | 10 kV | _ | LV | 400 kVA :Kiosk Substation | 0.4 | --> | 0.4 | 0 | 0 | Constrained, otherwise capacity available =199 kVA | --> | 0.38 | 0 | 0.032 | 0.383 | 0 |  | --> | C12 ex DENNEHYS CROSS | Dennehys Cross [T41,T42] | TRABEG |  | 51.8852 | -8.5011
MV/LV Substation BA***758Z |  | 20 kV | _ | LV | 1000 kVA :Building Structure | 1 | --> | 1 | 0.5 | 17.47 |  | --> | 0.95 | 0 | 0 | 0.5 | 0 |  | --> | E18 ex COOLROE | Coolroe [T121,T122] | COOLROE |  | 51.8883 | -8.5881
MV/LV Substation PA***759X |  | 10 kV | _ | LV | 400 kVA :Kiosk Substation | 0.4 | --> | 0.4 | 0 | 0 | Constrained, otherwise capacity available =271 kVA | --> | 0.38 | 0 | 0.019 | 0.383 | 0 |  | --> | C12 ex BISHOPSTOWN | Bishopstown [T41,T42] | KILBARRY |  | 51.8868 | -8.5271
MV/LV Substation FU***759Z |  | 10 kV | _ | LV | 400 kVA :Building Structure | 0.4 | --> | 0.4 | 0.372 | 4.3 |  | --> | 0.38 | 0 | 0 | 0.382 | 0 |  | --> | C17 ex RINGASKIDDY 110KV | Ringaskiddy 110kv [T42] | BARNAHELY |  | 51.8267 | -8.3153
MV/LV Substation BR***760X |  | 10 kV | _ | LV | 200 kVA :Building Structure | 0.2 | --> | 0.2 | 0 | 0 | Constrained, otherwise capacity available =84 kVA | --> | 0.19 | 0 | 0.003 | 0.203 | 0 |  | --> | C24 ex DENNEHYS CROSS | Dennehys Cross [T41,T42] | TRABEG |  | 51.8915 | -8.5031
MV/LV Substation II***761X |  | 10 kV | _ | LV | 100 kVA :Building Structure | 0.1 | --> | 0.1 | 0 | 0 | Constrained, otherwise capacity available =72 kVA | --> | 0.095 | 0 | 0 | 0.099 | 0 |  | --> | C21 ex BISHOPSTOWN | Bishopstown [T41,T42] | KILBARRY |  | 51.8852 | -8.5327
MV/LV Substation CO***762X |  | 10 kV | _ | LV | 400 kVA :Building Structure | 0.4 | --> | 0.4 | 0 | 0 | Constrained, otherwise capacity available =288 kVA | --> | 0.38 | 0 | 0 | 0.395 | 0 |  | --> | C22 ex TOGHER | Togher [T41,T42] | TRABEG |  | 51.8727 | -8.5075
MV/LV Substation DE***763X |  | 10 kV | _ | LV | 200 kVA :Kiosk Substation | 0.2 | --> | 0.2 | 0.091 | 7.88 |  | --> | 0.19 | 0 | 0.025 | 0.186 | 0 |  | --> | C17 ex LIBERTY STREET | Liberty Street [T101,T102] | LIBERTY STREET |  | 51.8886 | -8.4785
MV/LV Substation PA***764X |  | 10 kV | _ | LV | 400 kVA :Kiosk Substation | 0.4 | --> | 0.4 | 0 | 0 | Constrained, otherwise capacity available =281 kVA | --> | 0.38 | 0 | 0.013 | 0.386 | 0 |  | --> | C14 ex TOGHER | Togher [T41,T42] | TRABEG |  | 51.8715 | -8.4939
MV/LV Substation WH***765X |  | 10 kV | _ | LV | 400 kVA :Kiosk Substation | 0.4 | --> | 0.4 | 0 | 0 | Constrained, otherwise capacity available =288 kVA | --> | 0.38 | 0 | 0.019 | 0.381 | 0 |  | --> | C16 ex TOGHER | Togher [T41,T42] | TRABEG |  | 51.8745 | -8.5066
MV/LV Substation PE***765Z |  | 10 kV | _ | LV | 400 kVA :Building Structure | 0.4 | --> | 0.4 | 0.351 | 5.49 |  | --> | 0.38 | 0 | 0 | 0.387 | 0 |  | --> | C23 ex TRABEG | Trabeg [T101,T102] | TRABEG |  | 51.8512 | -8.4825
MV/LV Substation DO***767X |  | 10 kV | _ | LV | 400 kVA :Building Structure | 0.4 | --> | 0.4 | 0 | 0 | Constrained, otherwise capacity available =288 kVA | --> | 0.38 | 0 | 0.05 | 0.358 | 0 |  | --> | C16 ex TOGHER | Togher [T41,T42] | TRABEG |  | 51.8726 | -8.5103
MV/LV Substation GU***767Z |  | 20 kV | _ | LV | 400 kVA :Building Structure | 0.4 | --> | 0.4 | 0.4 | 17.47 |  | --> | 0.38 | 0 | 0 | 0.38 | 0 |  | --> | E12 ex COOLROE | Coolroe [T121,T122] | COOLROE |  | 51.8764 | -8.6461
MV/LV Substation EL***768X |  | 10 kV | _ | LV | 400 kVA :Kiosk Substation | 0.4 | --> | 0.4 | 0 | 0 | Constrained, otherwise capacity available =256 kVA | --> | 0.38 | 0 | 0.013 | 0.39 | 0 |  | --> | C16 ex TOGHER | Togher [T41,T42] | TRABEG |  | 51.8747 | -8.5011
MV/LV Substation TE***769Z |  | 10 kV | _ | LV | 1000 kVA :Building Structure | 1 | --> | 1 | 0.5 | 4.67 |  | --> | 0.95 | 0 | 0.006 | 0.5 | 0 |  | --> | C28 ex CENTRE PARK ROAD | Marina [T105,T106] | MARINA |  | 51.8944 | -8.4456
MV/LV Substation FE***770X |  | 10 kV | _ | LV | 400 kVA :Kiosk Substation | 0.4 | --> | 0.4 | 0.327 | 6.78 |  | --> | 0.38 | 0 | 0.005 | 0.386 | 0 |  | --> | C26 ex CASTLEVIEW | Castleview [T101,T102] | CASTLEVIEW |  | 51.8964 | -8.3997
MV/LV Substation NU***771X |  | 10 kV | _ | LV | 400 kVA :Kiosk Substation | 0.4 | --> | 0.4 | 0.258 | 6.78 |  | --> | 0.38 | 0 | 0.015 | 0.388 | 0 |  | --> | C26 ex CASTLEVIEW | Castleview [T101,T102] | CASTLEVIEW |  | 51.8963 | -8.403
MV/LV Substation JA***772X |  | 10 kV | _ | LV | 400 kVA :Building Structure | 0.4 | --> | 0.4 | 0 | 0 | Constrained, otherwise capacity available =350 kVA | --> | 0.38 | 0 | 0 | 0.387 | 0 |  | --> | C19 ex DOUGLAS | Douglas [T41,T42] | TRABEG |  | 51.8875 | -8.4154
MV/LV Substation BE***772Z |  | 10 kV | _ | LV | 1000 kVA :Building Structure | 1 | --> | 1 | 0.5 | 6.78 |  | --> | 0.95 | 0 | 0 | 0.5 | 0 |  | --> | C25 ex CASTLEVIEW | Castleview [T101,T102] | CASTLEVIEW |  | 51.8849 | -8.4088
MV/LV Substation RI***773X |  | 10 kV | _ | LV | 630 kVA :Building Structure | 0.63 | --> | 0.63 | 0.5 | 6.78 |  | --> | 0.598 | 0 | 0.013 | 0.5 | 0 |  | --> | C25 ex CASTLEVIEW | Castleview [T101,T102] | CASTLEVIEW |  | 51.8869 | -8.4129
MV/LV Substation GR***774X |  | 10 kV | _ | LV | 400 kVA :Kiosk Substation | 0.4 | --> | 0.4 | 0 | 0 | Constrained, otherwise capacity available =312 kVA | --> | 0.38 | 0 | 0.062 | 0.346 | 0 |  | --> | C17 ex BISHOPSTOWN | Bishopstown [T41,T42] | KILBARRY |  | 51.8863 | -8.5741
MV/LV Substation CL***775Z |  | 20 kV | _ | LV | 630 kVA :Building Structure | 0.63 | --> | 0.63 | 0.5 | 17.47 |  | --> | 0.598 | 0 | 0 | 0.5 | 0 |  | --> | E13 ex COOLROE | Coolroe [T121,T122] | COOLROE |  | 51.8821 | -8.6264
MV/LV Substation TH***779Z |  | 10 kV | _ | LV | 400 kVA :Building Structure | 0.4 | --> | 0.4 | 0.335 | 6.78 |  | --> | 0.38 | 0 | 0 | 0.389 | 0 |  | --> | C38 ex CASTLEVIEW | Castleview [T101,T102] | CASTLEVIEW |  | 51.8847 | -8.3931
MV/LV Substation LE***780X |  | 10 kV | _ | LV | 400 kVA :Kiosk Substation | 0.4 | --> | 0.4 | 0 | 0 | Constrained, otherwise capacity available =318 kVA | --> | 0.38 | 0 | 0.013 | 0.381 | 0 |  | --> | C26 ex BISHOPSTOWN | Bishopstown [T41,T42] | KILBARRY |  | 51.8923 | -8.5819
MV/LV Substation CO***780Z |  | 10 kV | _ | LV | 200 kVA :Building Structure | 0.2 | --> | 0.2 | 0.2 | 4.67 |  | --> | 0.19 | 0 | 0 | 0.19 | 0 |  | --> | C26 ex CENTRE PARK ROAD | Marina [T105,T106] | MARINA |  | 51.8959 | -8.4673
MV/LV Substation KI***783X |  | 10 kV | _ | LV | 100 kVA :Pole Substation | 0.1 | --> | 0.1 | 0 | 0 | Constrained, otherwise capacity available =80 kVA | --> | 0.095 | 0 | 0 | 0.098 | 0 |  | --> | C11 ex BALLINCOLLIG | Ballincollig [T41,T42] | KILBARRY |  | 51.8421 | -8.532
MV/LV Substation WE***783Z |  | 10 kV | _ | LV | 630 kVA :Building Structure | 0.63 | --> | 0.63 | 0.5 | 4.67 |  | --> | 0.598 | 0 | 0 | 0.5 | 0 |  | --> | C26 ex CENTRE PARK ROAD | Marina [T105,T106] | MARINA |  | 51.8976 | -8.4643
MV/LV Substation EL***784Z |  | 10 kV | _ | LV | 400 kVA :Kiosk Substation | 0.4 | --> | 0.4 | 0.302 | 4.67 |  | --> | 0.38 | 0 | 0 | 0.393 | 0 |  | --> | C28 ex CENTRE PARK ROAD | Marina [T105,T106] | MARINA |  | 51.8915 | -8.4419
MV/LV Substation BL***785Z |  | 10 kV | _ | LV | 400 kVA :Building Structure | 0.4 | --> | 0.4 | 0 | 0 | Constrained, otherwise capacity available =353 kVA | --> | 0.38 | 0 | 0.015 | 0.375 | 0 |  | --> | C19 ex DOUGLAS | Douglas [T41,T42] | TRABEG |  | 51.8927 | -8.4114
MV/LV Substation PO***787X |  | 10 kV | _ | LV | 400 kVA :Kiosk Substation | 0.4 | --> | 0.4 | 0 | 0 | Constrained, otherwise capacity available =206 kVA | --> | 0.38 | 0 | 0.021 | 0.387 | 0 |  | --> | C17 ex BISHOPSTOWN | Bishopstown [T41,T42] | KILBARRY |  | 51.8879 | -8.5796
MV/LV Substation KE***788 |  | 10 kV | _ | LV | 400 kVA :Building Structure | 0.4 | --> | 0.4 | 0.398 | 4.67 |  | --> | 0.38 | 0 | 0 | 0.38 | 0 |  | --> | C25 ex CENTRE PARK ROAD | Marina [T105,T106] | MARINA |  | 51.8992 | -8.4543
MV/LV Substation CH***788Z |  | 10 kV | _ | LV | 50 kVA :Pole Substation | 0.05 | --> | 0.05 | 0 | 0 | Constrained, otherwise capacity available =33 kVA | --> | 0.048 | 0 | 0 | 0.05 | 0 |  | --> | C24 ex BISHOPSTOWN | Bishopstown [T41,T42] | KILBARRY |  | 51.8638 | -8.5145
MV/LV Substation AN***790Z |  | 10 kV | _ | LV | 400 kVA :Kiosk Substation | 0.4 | --> | 0.4 | 0 | 0 | Constrained, otherwise capacity available =373 kVA | --> | 0.38 | 0 | 0 | 0.384 | 0 |  | --> | C22 ex BALLINCOLLIG | Ballincollig [T41,T42] | KILBARRY |  | 51.8845 | -8.6053
MV/LV Substation J ***791Z |  | 20 kV | _ | LV | 100 kVA :Pole Substation | 0.1 | --> | 0.1 | 0.053 | 17.47 |  | --> | 0.095 | 0 | 0 | 0.101 | 0 |  | --> | E12 ex COOLROE | Coolroe [T121,T122] | COOLROE |  | 51.8813 | -8.6444
MV/LV Substation BR***793Z |  | 10 kV | _ | LV | 400 kVA :Kiosk Substation | 0.4 | --> | 0.4 | 0 | 0 | Constrained, otherwise capacity available =288 kVA | --> | 0.38 | 0 | 0.021 | 0.379 | 0 |  | --> | C17 ex CARRIGALINE | Carrigaline [T41,T42] | BARNAHELY |  | 51.7976 | -8.2942
MV/LV Substation IN***794X |  | 10 kV | _ | LV | 400 kVA :Kiosk Substation | 0.4 | --> | 0.4 | 0 | 0 | Constrained, otherwise capacity available =282 kVA | --> | 0.38 | 0 | 0.033 | 0.371 | 0 |  | --> | C12 ex BALLINCOLLIG | Ballincollig [T41,T42] | KILBARRY |  | 51.8885 | -8.6054
MV/LV Substation NO***795 |  | 10 kV | _ | LV | 200 kVA :Pole Substation | 0.2 | --> | 0.2 | 0 | 0 | Constrained, otherwise capacity available =172 kVA | --> | 0.19 | 0 | 0.019 | 0 | 0 | Constrained, otherwise capacity available =180 kW | --> | C21 ex KILMONEY | Kilmoney [T41,T42] | TRABEG |  | 51.7214 | -8.402
MV/LV Substation CA***795X |  | 10 kV | _ | LV | 100 kVA :Pole Substation | 0.1 | --> | 0.1 | 0 | 0 | Constrained, otherwise capacity available =81 kVA | --> | 0.095 | 0 | 0 | 0.098 | 0 |  | --> | C24 ex BISHOPSTOWN | Bishopstown [T41,T42] | KILBARRY |  | 51.8592 | -8.5402
MV/LV Substation HA***796Z |  | 10 kV | _ | LV | 630 kVA :Kiosk Substation | 0.63 | --> | 0.63 | 0 | 0 | Constrained, otherwise capacity available =476 kVA | --> | 0.598 | 0 | 0.025 | 0.5 | 0 |  | --> | C16 ex CARRIGALINE | Carrigaline [T41,T42] | BARNAHELY |  | 51.8747 | -8.3509
MV/LV Substation CL***797Z |  | 10 kV | _ | LV | 630 kVA :Building Structure | 0.63 | --> | 0.63 | 0.5 | 4.67 |  | --> | 0.598 | 0 | 0 | 0.5 | 0 |  | --> | C20 ex CENTRE PARK ROAD | Marina [T105,T106] | MARINA |  | 51.8966 | -8.4426
MV/LV Substation SE***799X |  | 10 kV | _ | LV | 400 kVA :Building Structure | 0.4 | --> | 0.4 | 0 | 0 | Constrained, otherwise capacity available =214 kVA | --> | 0.38 | 0 | 0.005 | 0.394 | 0 |  | --> | C17 ex CARRIGALINE | Carrigaline [T41,T42] | BARNAHELY |  | 51.8158 | -8.3724
MV/LV Substation CA***800X |  | 10 kV | _ | LV | 200 kVA :Kiosk Substation | 0.2 | --> | 0.2 | 0 | 0 | Constrained, otherwise capacity available =137 kVA | --> | 0.19 | 0 | 0.048 | 0.163 | 0 |  | --> | C15 ex CARRIGALINE | Carrigaline [T41,T42] | BARNAHELY |  | 51.8243 | -8.3976
MV/LV Substation CA***800Z |  | 10 kV | _ | LV | 400 kVA :Kiosk Substation | 0.4 | --> | 0.4 | 0 | 0 | Constrained, otherwise capacity available =354 kVA | --> | 0.38 | 0 | 0.029 | 0.365 | 0 |  | --> | C17 ex DOUGLAS | Douglas [T41,T42] | TRABEG |  | 51.8594 | -8.4361
MV/LV Substation BA***801 |  | 10 kV | _ | LV | 100 kVA :Pole Substation | 0.1 | --> | 0.1 | 0 | 0 | Constrained, otherwise capacity available =66 kVA | --> | 0.095 | 0 | 0 | 0 | 0 | Constrained, otherwise capacity available =100 kW | --> | C24 ex KILMONEY | Kilmoney [T41,T42] | TRABEG |  | 51.8276 | -8.464
MV/LV Substation ES***801Z |  | 10 kV | _ | LV | 630 kVA :Building Structure | 0.63 | --> | 0.63 | 0 | 0 | Constrained, otherwise capacity available =546 kVA | --> | 0.598 | 0 | 0.01 | 0 | 0 | Constrained, otherwise capacity available =602 kW | --> | C22 ex KILMONEY | Kilmoney [T41,T42] | TRABEG |  | 51.8082 | -8.3738
MV/LV Substation CL***802Z |  | 10 kV | _ | LV | 400 kVA :Kiosk Substation | 0.4 | --> | 0.4 | 0 | 0 | Constrained, otherwise capacity available =318 kVA | --> | 0.38 | 0 | 0.075 | 0.336 | 0 |  | --> | C21 ex DOUGLAS | Douglas [T41,T42] | TRABEG |  | 51.873 | -8.407
MV/LV Substation CO***804X |  | 10 kV | _ | LV | 200 kVA :Building Structure | 0.2 | --> | 0.2 | 0 | 0 | Constrained, otherwise capacity available =117 kVA | --> | 0.19 | 0 | 0.05 | 0.164 | 0 |  | --> | C12 ex CARRIGALINE | Carrigaline [T41,T42] | BARNAHELY |  | 51.8185 | -8.3868
MV/LV Substation MA***805X |  | 10 kV | _ | LV | 400 kVA :Kiosk Substation | 0.4 | --> | 0.4 | 0 | 0 | Constrained, otherwise capacity available =317 kVA | --> | 0.38 | 0 | 0.04 | 0.362 | 0 |  | --> | C21 ex DOUGLAS | Douglas [T41,T42] | TRABEG |  | 51.8709 | -8.4153
MV/LV Substation BL***805Z |  | 10 kV | _ | LV | 630 kVA :Building Structure | 0.63 | --> | 0.63 | 0.5 | 5.49 |  | --> | 0.598 | 0 | 0 | 0.5 | 0 |  | --> | C22 ex TRABEG | Trabeg [T101,T102] | TRABEG |  | 51.8515 | -8.48
MV/LV Substation GL***807 |  | 20 kV | _ | LV | 100 kVA :Pole Substation | 0.1 | --> | 0.1 | 0 | 0 | Constrained, otherwise capacity available =55 kVA | --> | 0.095 | 0 | 0.05 | 0 | 0 | Constrained, otherwise capacity available =64 kW | --> | C15 ex KILMONEY | Kilmoney [T41,T42] | TRABEG |  | 51.7524 | -8.5288
MV/LV Substation HI***807Z |  | 10 kV | _ | LV | 630 kVA :Kiosk Substation | 0.63 | --> | 0.63 | 0 | 0 | Constrained, otherwise capacity available =469 kVA | --> | 0.598 | 0 | 0.041 | 0.5 | 0 |  | --> | C17 ex BISHOPSTOWN | Bishopstown [T41,T42] | KILBARRY |  | 51.8847 | -8.5739
MV/LV Substation CA***808Z |  | 10 kV | _ | LV | 50 kVA :Pole Substation | 0.05 | --> | 0.05 | 0 | 0 | Constrained, otherwise capacity available =45 kVA | --> | 0.048 | 0 | 0 | 0.048 | 0 |  | --> | C26 ex BISHOPSTOWN | Bishopstown [T41,T42] | KILBARRY |  | 51.8939 | -8.5536
MV/LV Substation VI***809Z |  | 10 kV | _ | LV | 630 kVA :Building Structure | 0.63 | --> | 0.63 | 0 | 0 | Constrained, otherwise capacity available =554 kVA | --> | 0.598 | 0 | 0 | 0.5 | 0 |  | --> | C14 ex DENNEHYS CROSS | Dennehys Cross [T41,T42] | TRABEG |  | 51.8926 | -8.5043
MV/LV Substation DA***810 |  | 10 kV | _ | LV | 50 kVA :Pole Substation | 0.05 | --> | 0.05 | 0 | 0 | Constrained, otherwise capacity available =46 kVA | --> | 0.048 | 0 | 0.005 | 0 | 0 | Constrained, otherwise capacity available =44 kW | --> | C22 ex KILMONEY | Kilmoney [T41,T42] | TRABEG |  | 51.8069 | -8.3816
MV/LV Substation VI***810Z |  | 10 kV | _ | LV | 630 kVA :Building Structure | 0.63 | --> | 0.63 | 0 | 0 | Constrained, otherwise capacity available =521 kVA | --> | 0.598 | 0 | 0 | 0.5 | 0 |  | --> | C14 ex DENNEHYS CROSS | Dennehys Cross [T41,T42] | TRABEG |  | 51.8925 | -8.5052
MV/LV Substation WA***812 |  | 10 kV | _ | LV | 100 kVA :Pole Substation | 0.1 | --> | 0.1 | 0 | 0 | Constrained, otherwise capacity available =68 kVA | --> | 0.095 | 0 | 0.03 | 0.077 | 0 |  | --> | C15 ex CARRIGALINE | Carrigaline [T41,T42] | BARNAHELY |  | 51.8164 | -8.3808
MV/LV Substation LE***812Z |  | 10 kV | _ | LV | 630 kVA :Building Structure | 0.63 | --> | 0.63 | 0 | 0 | Constrained, otherwise capacity available =616 kVA | --> | 0.598 | 0 | 0.04 | 0.5 | 0 |  | --> | C14 ex TOGHER | Togher [T41,T42] | TRABEG |  | 51.8747 | -8.4903
MV/LV Substation IR***814 |  | 10 kV | _ | LV | 400 kVA :Building Structure | 0.4 | --> | 0.4 | 0.336 | 5.49 |  | --> | 0.38 | 0 | 0 | 0.389 | 0 |  | --> | C23 ex TRABEG | Trabeg [T101,T102] | TRABEG |  | 51.8483 | -8.4825
MV/LV Substation TH***815Z |  | 10 kV | _ | LV | 400 kVA :Kiosk Substation | 0.4 | --> | 0.4 | 0 | 0 | Constrained, otherwise capacity available =332 kVA | --> | 0.38 | 0 | 0.018 | 0.376 | 0 |  | --> | C18 ex DOUGLAS | Douglas [T41,T42] | TRABEG |  | 51.8622 | -8.4091
MV/LV Substation TR***816 |  | 10 kV | _ | LV | 50 kVA :Pole Substation | 0.05 | --> | 0.05 | 0 | 0 | Constrained, otherwise capacity available =34 kVA | --> | 0.048 | 0 | 0.006 | 0 | 0 | Constrained, otherwise capacity available =45 kW | --> | C21 ex KILMONEY | Kilmoney [T41,T42] | TRABEG |  | 51.7637 | -8.3976
MV/LV Substation AR***817X |  | 10 kV | _ | LV | 100 kVA :Pole Substation | 0.1 | --> | 0.1 | 0 | 0 | Constrained, otherwise capacity available =55 kVA | --> | 0.095 | 0 | 0 | 0 | 0 | Constrained, otherwise capacity available =101 kW | --> | C22 ex KILMONEY | Kilmoney [T41,T42] | TRABEG |  | 51.8106 | -8.3875
MV/LV Substation CO***818Z |  | 10 kV | _ | LV | 630 kVA :Kiosk Substation | 0.63 | --> | 0.63 | 0.317 | 5.49 |  | --> | 0.598 | 0 | 0.061 | 0.5 | 0 |  | --> | C17 ex TRABEG | Trabeg [T101,T102] | TRABEG |  | 51.8657 | -8.4871
MV/LV Substation RA***819X |  | 10 kV | _ | LV | 50 kVA :Pole Substation | 0.05 | --> | 0.05 | 0 | 0 | Constrained, otherwise capacity available =46 kVA | --> | 0.048 | 0 | 0.01 | 0.041 | 0 |  | --> | C11 ex CARRIGALINE | Carrigaline [T41,T42] | BARNAHELY |  | 51.8345 | -8.3698
MV/LV Substation LA***820Z |  | 10 kV | _ | LV | 1000 kVA :Building Structure | 1 | --> | 1 | 0.5 | 7.88 |  | --> | 0.95 | 0 | 0.006 | 0.5 | 0 |  | --> | C20 ex LIBERTY STREET | Liberty Street [T101,T102] | LIBERTY STREET |  | 51.8957 | -8.4833
MV/LV Substation JU***821Z |  | 10 kV | _ | LV | 1000 kVA :Building Structure | 1 | --> | 1 | 0.5 | 7.88 |  | --> | 0.95 | 0 | 0 | 0.5 | 0 |  | --> | C20 ex LIBERTY STREET | Liberty Street [T101,T102] | LIBERTY STREET |  | 51.8956 | -8.4854
MV/LV Substation FE***822X |  | 20 kV | _ | LV | 400 kVA :Building Structure | 0.4 | --> | 0.4 | 0.394 | 18.24 |  | --> | 0.38 | 0 | 0 | 0.381 | 0 |  | --> | E18 ex BARNAHELY | Barnahely [T121,T122,T124] | BARNAHELY |  | 51.832 | -8.322
MV/LV Substation MA***822Z |  | 10 kV | _ | LV | 400 kVA :Kiosk Substation | 0.4 | --> | 0.4 | 0.265 | 5.49 |  | --> | 0.38 | 0 | 0.019 | 0.384 | 0 |  | --> | C17 ex TRABEG | Trabeg [T101,T102] | TRABEG |  | 51.8685 | -8.4879
MV/LV Substation MY***823 |  | 10 kV | _ | LV | 400 kVA :Kiosk Substation | 0.4 | --> | 0.4 | 0 | 0 | Constrained, otherwise capacity available =345 kVA | --> | 0.38 | 0 | 0.021 | 0.372 | 0 |  | --> | C17 ex CARRIGALINE | Carrigaline [T41,T42] | BARNAHELY |  | 51.7837 | -8.2978
MV/LV Substation BI***823Z |  | 10 kV | _ | LV | 50 kVA :Pole Substation | 0.05 | --> | 0.05 | 0 | 0 | Constrained, otherwise capacity available =16 kVA | --> | 0.048 | 0 | 0 | 0.052 | 0 |  | --> | C11 ex BALLINCOLLIG | Ballincollig [T41,T42] | KILBARRY |  | 51.8324 | -8.5503
MV/LV Substation PA***824X |  | 10 kV | _ | LV | 630 kVA :Kiosk Substation | 0.63 | --> | 0.63 | 0 | 0 | Constrained, otherwise capacity available =336 kVA | --> | 0.598 | 0 | 0.031 | 0.5 | 0 |  | --> | C22 ex BALLINCOLLIG | Ballincollig [T41,T42] | KILBARRY |  | 51.8845 | -8.6096
MV/LV Substation BL***824Z |  | 10 kV | _ | LV | 630 kVA :Kiosk Substation | 0.63 | --> | 0.63 | 0 | 0 | Constrained, otherwise capacity available =477 kVA | --> | 0.598 | 0 | 0.005 | 0.5 | 0 |  | --> | C19 ex DOUGLAS | Douglas [T41,T42] | TRABEG |  | 51.8941 | -8.4112
MV/LV Substation BR***825Z |  | 10 kV | _ | LV | 400 kVA :Kiosk Substation | 0.4 | --> | 0.4 | 0 | 0 | Constrained, otherwise capacity available =350 kVA | --> | 0.38 | 0 | 0 | 0.387 | 0 |  | --> | C19 ex BISHOPSTOWN | Bishopstown [T41,T42] | KILBARRY |  | 51.873 | -8.5407
MV/LV Substation KI***827 |  | 10 kV | _ | LV | 100 kVA :Pole Substation | 0.1 | --> | 0.1 | 0 | 0 | Constrained, otherwise capacity available =60 kVA | --> | 0.095 | 0 | 0 | 0 | 0 | Constrained, otherwise capacity available =100 kW | --> | C22 ex KILMONEY | Kilmoney [T41,T42] | TRABEG |  | 51.8102 | -8.3749
MV/LV Substation RE***827X |  | 10 kV | _ | LV | 200 kVA :Pole Substation | 0.2 | --> | 0.2 | 0 | 0 | Constrained, otherwise capacity available =164 kVA | --> | 0.19 | 0 | 0.02 | 0.18 | 0 |  | --> | C17 ex BISHOPSTOWN | Bishopstown [T41,T42] | KILBARRY |  | 51.8922 | -8.5659
MV/LV Substation MA***827Z |  | 10 kV | _ | LV | 400 kVA :Kiosk Substation | 0.4 | --> | 0.4 | 0 | 0 | Constrained, otherwise capacity available =297 kVA | --> | 0.38 | 0 | 0.027 | 0.374 | 0 |  | --> | C18 ex DOUGLAS | Douglas [T41,T42] | TRABEG |  | 51.8616 | -8.4141
MV/LV Substation WI***828X |  | 10 kV | _ | LV | 50 kVA :Pole Substation | 0.05 | --> | 0.05 | 0 | 0 | Constrained, otherwise capacity available =40 kVA | --> | 0.048 | 0 | 0.01 | 0.041 | 0 |  | --> | C11 ex BALLINCOLLIG | Ballincollig [T41,T42] | KILBARRY |  | 51.8453 | -8.6104
MV/LV Substation RO***828Z |  | 10 kV | _ | LV | 200 kVA :Kiosk Substation | 0.2 | --> | 0.2 | 0.19 | 10.79 |  | --> | 0.19 | 0 | 0 | 0.191 | 0 |  | --> | C12 ex FACTORY CROSS | Factory Cross [T41,T42] | BARNAHELY |  | 51.8377 | -8.3015
MV/LV Substation TA***829Z |  | 10 kV | _ | LV | 400 kVA :Kiosk Substation | 0.4 | --> | 0.4 | 0 | 0 | Constrained, otherwise capacity available =337 kVA | --> | 0.38 | 0 | 0.016 | 0.377 | 0 |  | --> | C21 ex BALLINCOLLIG | Ballincollig [T41,T42] | KILBARRY |  | 51.8803 | -8.6112
MV/LV Substation BA***832X |  | 10 kV | _ | LV | 200 kVA :Building Structure | 0.2 | --> | 0.2 | 0 | 0 | Constrained, otherwise capacity available =96 kVA | --> | 0.19 | 0 | 0 | 0.204 | 0 |  | --> | C26 ex BISHOPSTOWN | Bishopstown [T41,T42] | KILBARRY |  | 51.8914 | -8.5931
MV/LV Substation DE***832Z |  | 10 kV | _ | LV | 400 kVA :Kiosk Substation | 0.4 | --> | 0.4 | 0.378 | 7.88 |  | --> | 0.38 | 0 | 0 | 0.383 | 0 |  | --> | C17 ex LIBERTY STREET | Liberty Street [T101,T102] | LIBERTY STREET |  | 51.8899 | -8.4798
MV/LV Substation CA***833Z |  | 10 kV | _ | LV | 400 kVA :Kiosk Substation | 0.4 | --> | 0.4 | 0 | 0 | Constrained, otherwise capacity available =296 kVA | --> | 0.38 | 0 | 0.048 | 0 | 0 | Constrained, otherwise capacity available =358 kW | --> | C22 ex KILMONEY | Kilmoney [T41,T42] | TRABEG |  | 51.8018 | -8.4026
MV/LV Substation AI***834 |  | 10 kV | _ | LV | 50 kVA :Pole Substation | 0.05 | --> | 0.05 | 0 | 0 | Constrained, otherwise capacity available =26 kVA | --> | 0.048 | 0 | 0 | 0 | 0 | Constrained, otherwise capacity available =51 kW | --> | C24 ex KILMONEY | Kilmoney [T41,T42] | TRABEG |  | 51.837 | -8.4799
MV/LV Substation LE***835X |  | 10 kV | _ | LV | 200 kVA :Kiosk Substation | 0.2 | --> | 0.2 | 0 | 0 | Constrained, otherwise capacity available =120 kVA | --> | 0.19 | 0 | 0.013 | 0.191 | 0 |  | --> | C26 ex BISHOPSTOWN | Bishopstown [T41,T42] | KILBARRY |  | 51.8919 | -8.5837
MV/LV Substation BA***835Z |  | 20 kV | _ | LV | 630 kVA :Building Structure | 0.63 | --> | 0.63 | 0.493 | 17.47 |  | --> | 0.598 | 0 | 0 | 0.5 | 0 |  | --> | E11 ex COOLROE | Coolroe [T121,T122] | COOLROE |  | 51.8893 | -8.5888
MV/LV Substation PA***836 |  | 10 kV | _ | LV | 630 kVA :Building Structure | 0.63 | --> | 0.63 | 0.415 | 4.67 |  | --> | 0.598 | 0 | 0 | 0.5 | 0 |  | --> | C19 ex CENTRE PARK ROAD | Marina [T105,T106] | MARINA |  | 51.8998 | -8.4674
MV/LV Substation LE***842Z |  | 10 kV | _ | LV | 400 kVA :Building Structure | 0.4 | --> | 0.4 | 0 | 0 | Constrained, otherwise capacity available =280 kVA | --> | 0.38 | 0 | 0 | 0.396 | 0 |  | --> | C17 ex BISHOPSTOWN | Bishopstown [T41,T42] | KILBARRY |  | 51.8855 | -8.5777
MV/LV Substation ES***843X |  | 10 kV | _ | LV | 100 kVA :Pole Substation | 0.1 | --> | 0.1 | 0 | 0 | Constrained, otherwise capacity available =77 kVA | --> | 0.095 | 0 | 0 | 0.098 | 0 |  | --> | C24 ex BISHOPSTOWN | Bishopstown [T41,T42] | KILBARRY |  | 51.8716 | -8.5498
MV/LV Substation WY***844X |  | 10 kV | _ | LV | 400 kVA :Kiosk Substation | 0.4 | --> | 0.4 | 0 | 0 | Constrained, otherwise capacity available =324 kVA | --> | 0.38 | 0 | 0.045 | 0.357 | 0 |  | --> | C12 ex BALLINCOLLIG | Ballincollig [T41,T42] | KILBARRY |  | 51.8861 | -8.62
MV/LV Substation CA***844Z |  | 10 kV | _ | LV | 400 kVA :Kiosk Substation | 0.4 | --> | 0.4 | 0 | 0 | Constrained, otherwise capacity available =285 kVA | --> | 0.38 | 0 | 0.028 | 0 | 0 | Constrained, otherwise capacity available =375 kW | --> | C22 ex KILMONEY | Kilmoney [T41,T42] | TRABEG |  | 51.8035 | -8.4021
MV/LV Substation CL***845Z |  | 20 kV | _ | LV | 200 kVA :Building Structure | 0.2 | --> | 0.2 | 0.145 | 17.47 |  | --> | 0.19 | 0 | 0.011 | 0.189 | 0 |  | --> | E13 ex COOLROE | Coolroe [T121,T122] | COOLROE |  | 51.8819 | -8.6288
MV/LV Substation LA***846 |  | 10 kV | _ | LV | 100 kVA :Pole Substation | 0.1 | --> | 0.1 | 0 | 0 | Constrained, otherwise capacity available =98 kVA | --> | 0.095 | 0 | 0 | 0.095 | 0 |  | --> | C18 ex DOUGLAS | Douglas [T41,T42] | TRABEG |  | 51.8551 | -8.4046
MV/LV Substation SO***847X |  | 10 kV | _ | LV | 400 kVA :Building Structure | 0.4 | --> | 0.4 | 0 | 0 | Constrained, otherwise capacity available =276 kVA | --> | 0.38 | 0 | 0.011 | 0.388 | 0 |  | --> | C22 ex TOGHER | Togher [T41,T42] | TRABEG |  | 51.872 | -8.4896
MV/LV Substation MA***849Z |  | 10 kV | _ | LV | 400 kVA :Kiosk Substation | 0.4 | --> | 0.4 | 0 | 0 | Constrained, otherwise capacity available =356 kVA | --> | 0.38 | 0 | 0 | 0.386 | 0 |  | --> | C12 ex TOGHER | Togher [T41,T42] | TRABEG |  | 51.8779 | -8.4908
MV/LV Substation HE***850 |  | 10 kV | _ | LV | 200 kVA :Pole Substation | 0.2 | --> | 0.2 | 0 | 0 | Constrained, otherwise capacity available =124 kVA | --> | 0.19 | 0 | 0.027 | 0.18 | 0 |  | --> | C16 ex CARRIGALINE | Carrigaline [T41,T42] | BARNAHELY |  | 51.8695 | -8.3708
MV/LV Substation EL***850Z |  | 10 kV | _ | LV | 400 kVA :Kiosk Substation | 0.4 | --> | 0.4 | 0 | 0 | Constrained, otherwise capacity available =346 kVA | --> | 0.38 | 0 | 0.003 | 0.385 | 0 |  | --> | C21 ex DOUGLAS | Douglas [T41,T42] | TRABEG |  | 51.8726 | -8.4173
MV/LV Substation BU***851 |  | 10 kV | _ | LV | 630 kVA :Building Structure | 0.63 | --> | 0.63 | 0 | 0 | Constrained, otherwise capacity available =585 kVA | --> | 0.598 | 0 | 0 | 0.5 | 0 |  | --> | C18 ex DENNEHYS CROSS | Dennehys Cross [T41,T42] | TRABEG |  | 51.8899 | -8.5241
MV/LV Substation DO***852 |  | 10 kV | _ | LV | 630 kVA :Building Structure | 0.63 | --> | 0.63 | 0 | 0 | Constrained, otherwise capacity available =511 kVA | --> | 0.598 | 0 | 0 | 0.5 | 0 |  | --> | C18 ex DOUGLAS | Douglas [T41,T42] | TRABEG |  | 51.8784 | -8.4304
MV/LV Substation DO***855X |  | 10 kV | _ | LV | 100 kVA :Pole Substation | 0.1 | --> | 0.1 | 0 | 0 | Constrained, otherwise capacity available =54 kVA | --> | 0.095 | 0 | 0.017 | 0.089 | 0 |  | --> | C18 ex DOUGLAS | Douglas [T41,T42] | TRABEG |  | 51.8712 | -8.4199
MV/LV Substation DO***856 |  | 10 kV | _ | LV | 630 kVA :Building Structure | 0.63 | --> | 0.63 | 0 | 0 | Constrained, otherwise capacity available =496 kVA | --> | 0.598 | 0 | 0 | 0.5 | 0 |  | --> | C18 ex DOUGLAS | Douglas [T41,T42] | TRABEG |  | 51.8784 | -8.4304
MV/LV Substation MO***859X |  | 10 kV | _ | LV | 200 kVA :Building Structure | 0.2 | --> | 0.2 | 0.155 | 5.49 |  | --> | 0.19 | 0 | 0.036 | 0.169 | 0 |  | --> | C17 ex TRABEG | Trabeg [T101,T102] | TRABEG |  | 51.8687 | -8.4758
MV/LV Substation CH***859Z |  | 20 kV | _ | LV | 200 kVA :Kiosk Substation | 0.2 | --> | 0.2 | 0.183 | 17.47 |  | --> | 0.19 | 0 | 0.031 | 0.169 | 0 |  | --> | E12 ex COOLROE | Coolroe [T121,T122] | COOLROE |  | 51.8763 | -8.6634
MV/LV Substation UR***860Z |  | 10 kV | _ | LV | 630 kVA :Building Structure | 0.63 | --> | 0.63 | 0 | 0 | Constrained, otherwise capacity available =465 kVA | --> | 0.598 | 0 | 0.02 | 0.5 | 0 |  | --> | C19 ex DOUGLAS | Douglas [T41,T42] | TRABEG |  | 51.892 | -8.412
MV/LV Substation FO***863Z |  | 10 kV | _ | LV | 400 kVA :Kiosk Substation | 0.4 | --> | 0.4 | 0 | 0 | Constrained, otherwise capacity available =275 kVA | --> | 0.38 | 0 | 0.038 | 0 | 0 | Constrained, otherwise capacity available =369 kW | --> | C22 ex KILMONEY | Kilmoney [T41,T42] | TRABEG |  | 51.8075 | -8.3842
MV/LV Substation TH***865X |  | 10 kV | _ | LV | 400 kVA :Kiosk Substation | 0.4 | --> | 0.4 | 0 | 0 | Constrained, otherwise capacity available =340 kVA | --> | 0.38 | 0 | 0.003 | 0.386 | 0 |  | --> | C17 ex CARRIGALINE | Carrigaline [T41,T42] | BARNAHELY |  | 51.8009 | -8.2914
MV/LV Substation KI***865Z |  | 10 kV | _ | LV | 400 kVA :Kiosk Substation | 0.4 | --> | 0.4 | 0 | 0 | Constrained, otherwise capacity available =341 kVA | --> | 0.38 | 0 | 0.06 | 0 | 0 | Constrained, otherwise capacity available =344 kW | --> | C22 ex KILMONEY | Kilmoney [T41,T42] | TRABEG |  | 51.8054 | -8.4121
MV/LV Substation TH***867Z |  | 10 kV | _ | LV | 630 kVA :Building Structure | 0.63 | --> | 0.63 | 0.5 | 6.78 |  | --> | 0.598 | 0 | 0 | 0.5 | 0 |  | --> | C38 ex CASTLEVIEW | Castleview [T101,T102] | CASTLEVIEW |  | 51.885 | -8.3921
MV/LV Substation BA***869Z |  | 20 kV | _ | LV | 1000 kVA :Building Structure | 1 | --> | 1 | 0.5 | 17.47 |  | --> | 0.95 | 0 | 0.005 | 0.5 | 0 |  | --> | E18 ex COOLROE | Coolroe [T121,T122] | COOLROE |  | 51.8886 | -8.5863
MV/LV Substation BA***870Z |  | 20 kV | _ | LV | 1000 kVA :Building Structure | 1 | --> | 1 | 0.5 | 17.47 |  | --> | 0.95 | 0 | 0 | 0.5 | 0 |  | --> | E18 ex COOLROE | Coolroe [T121,T122] | COOLROE |  | 51.8896 | -8.5864
MV/LV Substation CA***871X |  | 10 kV | _ | LV | 200 kVA :Pole Substation | 0.2 | --> | 0.2 | 0 | 0 | Constrained, otherwise capacity available =150 kVA | --> | 0.19 | 0 | 0.01 | 0.189 | 0 |  | --> | C15 ex CARRIGALINE | Carrigaline [T41,T42] | BARNAHELY |  | 51.8162 | -8.3773
MV/LV Substation LI***871Z |  | 20 kV | _ | LV | 400 kVA :Kiosk Substation | 0.4 | --> | 0.4 | 0.344 | 17.47 |  | --> | 0.38 | 0 | 0.013 | 0.378 | 0 |  | --> | E13 ex COOLROE | Coolroe [T121,T122] | COOLROE |  | 51.8814 | -8.6249
MV/LV Substation PF***873X |  | 10 kV | _ | LV | 200 kVA :Pole Substation | 0.2 | --> | 0.2 | 0.161 | 4.3 |  | --> | 0.19 | 0 | 0.04 | 0.166 | 0 |  | --> | C11 ex RINGASKIDDY 110KV | Ringaskiddy 110kv [T42] | BARNAHELY |  | 51.8338 | -8.3526
MV/LV Substation PA***874 |  | 10 kV | _ | LV | 100 kVA :Pole Substation | 0.1 | --> | 0.1 | 0.07 | 4.3 |  | --> | 0.095 | 0 | 0.038 | 0.071 | 0 |  | --> | C11 ex RINGASKIDDY 110KV | Ringaskiddy 110kv [T42] | BARNAHELY |  | 51.8507 | -8.3493
MV/LV Substation MA***874X |  | 10 kV | _ | LV | 400 kVA :Building Structure | 0.4 | --> | 0.4 | 0.301 | 4.67 |  | --> | 0.38 | 0 | 0 | 0.393 | 0 |  | --> | C18 ex CENTRE PARK ROAD | Marina [T105,T106] | MARINA |  | 51.8858 | -8.4165
MV/LV Substation BA***875X |  | 10 kV | _ | LV | 400 kVA :Building Structure | 0.4 | --> | 0.4 | 0.305 | 5.49 |  | --> | 0.38 | 0 | 0 | 0.393 | 0 |  | --> | C14 ex TRABEG | Trabeg [T101,T102] | TRABEG |  | 51.8754 | -8.4732
MV/LV Substation HI***876Z |  | 10 kV | _ | LV | 1000 kVA :Building Structure | 1 | --> | 1 | 0.5 | 4.67 |  | --> | 0.95 | 0 | 0 | 0.5 | 0 |  | --> | C24 ex CENTRE PARK ROAD | Marina [T105,T106] | MARINA |  | 51.8939 | -8.4643
MV/LV Substation RO***877 |  | 10 kV | _ | LV | 50 kVA :Pole Substation | 0.05 | --> | 0.05 | 0 | 0 | Constrained, otherwise capacity available =0 kVA | --> | 0.048 | 0 | 0 | 0.054 | 0 |  | --> | C16 ex CARRIGALINE | Carrigaline [T41,T42] | BARNAHELY |  | 51.8702 | -8.3761
MV/LV Substation AN***877X |  | 10 kV | _ | LV | 630 kVA :Building Structure | 0.63 | --> | 0.63 | 0 | 0 | Constrained, otherwise capacity available =539 kVA | --> | 0.598 | 0 | 0 | 0.5 | 0 |  | --> | C12 ex BISHOPSTOWN | Bishopstown [T41,T42] | KILBARRY |  | 51.8877 | -8.5291
MV/LV Substation PE***877Z |  | 10 kV | _ | LV | 630 kVA :Building Structure | 0.63 | --> | 0.63 | 0.338 | 7.88 |  | --> | 0.598 | 0 | 0 | 0.5 | 0 |  | --> | C24 ex LIBERTY STREET | Liberty Street [T101,T102] | LIBERTY STREET |  | 51.8977 | -8.4702
MV/LV Substation DO***879Z |  | 10 kV | _ | LV | 630 kVA :Kiosk Substation | 0.63 | --> | 0.63 | 0.5 | 5.49 |  | --> | 0.598 | 0 | 0.05 | 0.5 | 0 |  | --> | C18 ex TRABEG | Trabeg [T101,T102] | TRABEG |  | 51.8762 | -8.4389
MV/LV Substation UN***880X |  | 10 kV | _ | LV | 400 kVA :Building Structure | 0.4 | --> | 0.4 | 0 | 0 | Constrained, otherwise capacity available =150 kVA | --> | 0.38 | 0 | 0.062 | 0.367 | 0 |  | --> | C22 ex TOGHER | Togher [T41,T42] | TRABEG |  | 51.8703 | -8.508
MV/LV Substation SI***880Z |  | 10 kV | _ | LV | 100 kVA :Pole Substation | 0.1 | --> | 0.1 | 0 | 0 | Constrained, otherwise capacity available =90 kVA | --> | 0.095 | 0 | 0 | 0.096 | 0 |  | --> | C11 ex BISHOPSTOWN | Bishopstown [T41,T42] | KILBARRY |  | 51.8933 | -8.5208
MV/LV Substation DE***881X |  | 10 kV | _ | LV | 400 kVA :Kiosk Substation | 0.4 | --> | 0.4 | 0.172 | 7.88 |  | --> | 0.38 | 0 | 0.015 | 0.399 | 0 |  | --> | C17 ex LIBERTY STREET | Liberty Street [T101,T102] | LIBERTY STREET |  | 51.8921 | -8.4795
MV/LV Substation RO***882 |  | 10 kV | _ | LV | 200 kVA :Pole Substation | 0.2 | --> | 0.2 | 0 | 0 | Constrained, otherwise capacity available =137 kVA | --> | 0.19 | 0 | 0.035 | 0.172 | 0 |  | --> | C21 ex DOUGLAS | Douglas [T41,T42] | TRABEG |  | 51.8751 | -8.4035
MV/LV Substation SI***882X |  | 10 kV | _ | LV | 400 kVA :Kiosk Substation | 0.4 | --> | 0.4 | 0 | 0 | Constrained, otherwise capacity available =161 kVA | --> | 0.38 | 0 | 0.053 | 0.372 | 0 |  | --> | C16 ex DOUGLAS | Douglas [T41,T42] | TRABEG |  | 51.8877 | -8.4328
MV/LV Substation DE***883X |  | 10 kV | _ | LV | 200 kVA :Kiosk Substation | 0.2 | --> | 0.2 | 0.15 | 6.78 |  | --> | 0.19 | 0 | 0 | 0.197 | 0 |  | --> | C26 ex CASTLEVIEW | Castleview [T101,T102] | CASTLEVIEW |  | 51.8915 | -8.4072
MV/LV Substation MI***884 |  | 10 kV | _ | LV | 200 kVA :Pole Substation | 0.2 | --> | 0.2 | 0 | 0 | Constrained, otherwise capacity available =140 kVA | --> | 0.19 | 0 | 0.013 | 0 | 0 | Constrained, otherwise capacity available =188 kW | --> | C21 ex KILMONEY | Kilmoney [T41,T42] | TRABEG |  | 51.7626 | -8.372
MV/LV Substation HA***885X |  | 10 kV | _ | LV | 1000 kVA :Building Structure | 1 | --> | 1 | 0.5 | 7.88 |  | --> | 0.95 | 0 | 0 | 0.5 | 0 |  | --> | C22 ex LIBERTY STREET | Liberty Street [T101,T102] | LIBERTY STREET |  | 51.8973 | -8.4784
MV/LV Substation LO***886X |  | 10 kV | _ | LV | 400 kVA :Kiosk Substation | 0.4 | --> | 0.4 | 0.198 | 6.78 |  | --> | 0.38 | 0 | 0 | 0.407 | 0 |  | --> | C26 ex CASTLEVIEW | Castleview [T101,T102] | CASTLEVIEW |  | 51.8937 | -8.3995
MV/LV Substation CI***886Z |  | 10 kV | _ | LV | 1000 kVA :Building Structure | 1 | --> | 1 | 0.5 | 6.78 |  | --> | 0.95 | 0 | 0 | 0.5 | 0 |  | --> | C25 ex CASTLEVIEW | Castleview [T101,T102] | CASTLEVIEW |  | 51.887 | -8.4046
MV/LV Substation ED***887X |  | 10 kV | _ | LV | 400 kVA :Kiosk Substation | 0.4 | --> | 0.4 | 0.293 | 6.78 |  | --> | 0.38 | 0 | 0.065 | 0.346 | 0 |  | --> | C26 ex CASTLEVIEW | Castleview [T101,T102] | CASTLEVIEW |  | 51.895 | -8.3977
MV/LV Substation KE***888X |  | 10 kV | _ | LV | 400 kVA :Kiosk Substation | 0.4 | --> | 0.4 | 0 | 0 | Constrained, otherwise capacity available =328 kVA | --> | 0.38 | 0 | 0.045 | 0.356 | 0 |  | --> | C21 ex BISHOPSTOWN | Bishopstown [T41,T42] | KILBARRY |  | 51.8861 | -8.524
MV/LV Substation AR***889X |  | 10 kV | _ | LV | 100 kVA :Pole Substation | 0.1 | --> | 0.1 | 0 | 0 | Constrained, otherwise capacity available =73 kVA | --> | 0.095 | 0 | 0.005 | 0.095 | 0 |  | --> | C13 ex DOUGLAS | Douglas [T41,T42] | TRABEG |  | 51.8693 | -8.4367
MV/LV Substation GU***890 |  | 20 kV | _ | LV | 400 kVA :Building Structure | 0.4 | --> | 0.4 | 0.4 | 17.47 |  | --> | 0.38 | 0 | 0 | 0.38 | 0 |  | --> | E12 ex COOLROE | Coolroe [T121,T122] | COOLROE |  | 51.8764 | -8.6458
MV/LV Substation HI***891 |  | 10 kV | _ | LV | 400 kVA :Kiosk Substation | 0.4 | --> | 0.4 | 0.313 | 5.49 |  | --> | 0.38 | 0 | 0.045 | 0.358 | 0 |  | --> | C19 ex TRABEG | Trabeg [T101,T102] | TRABEG |  | 51.8662 | -8.448
MV/LV Substation LI***892X |  | 10 kV | _ | LV | 1000 kVA :Building Structure | 1 | --> | 1 | 0 | 0 | Constrained, otherwise capacity available =748 kVA | --> | 0.95 | 0 | 0 | 0.5 | 0 |  | --> | C21 ex BISHOPSTOWN | Bishopstown [T41,T42] | KILBARRY |  | 51.888 | -8.5333
MV/LV Substation LA***893 |  | 10 kV | _ | LV | 400 kVA :Building Structure | 0.4 | --> | 0.4 | 0.266 | 7.88 |  | --> | 0.38 | 0 | 0 | 0.398 | 0 |  | --> | C22 ex LIBERTY STREET | Liberty Street [T101,T102] | LIBERTY STREET |  | 51.8971 | -8.4798
MV/LV Substation EL***894Z |  | 10 kV | _ | LV | 1000 kVA :Building Structure | 1 | --> | 1 | 0.5 | 4.67 |  | --> | 0.95 | 0 | 0 | 0.5 | 0 |  | --> | C27 ex CENTRE PARK ROAD | Marina [T105,T106] | MARINA |  | 51.8966 | -8.464
MV/LV Substation DD***896 |  | 10 kV | _ | LV | 630 kVA :Building Structure | 0.63 | --> | 0.63 | 0 | 0 | Constrained, otherwise capacity available =316 kVA | --> | 0.598 | 0 | 0 | 0.5 | 0 |  | --> | C18 ex DENNEHYS CROSS | Dennehys Cross [T41,T42] | TRABEG |  | 51.8914 | -8.5218
MV/LV Substation BR***896Z |  | 10 kV | _ | LV | 400 kVA :Kiosk Substation | 0.4 | --> | 0.4 | 0 | 0 | Constrained, otherwise capacity available =330 kVA | --> | 0.38 | 0 | 0 | 0 | 0 | Constrained, otherwise capacity available =390 kW | --> | C24 ex KILMONEY | Kilmoney [T41,T42] | TRABEG |  | 51.8194 | -8.4066
MV/LV Substation SU***897 |  | 10 kV | _ | LV | 200 kVA :Building Structure | 0.2 | --> | 0.2 | 0 | 0 | Constrained, otherwise capacity available =191 kVA | --> | 0.19 | 0 | 0 | 0.191 | 0 |  | --> | C18 ex DENNEHYS CROSS | Dennehys Cross [T41,T42] | TRABEG |  | 51.8901 | -8.5213
MV/LV Substation KY***897X |  | 10 kV | _ | LV | 1000 kVA :Building Structure | 1 | --> | 1 | 0.5 | 7.88 |  | --> | 0.95 | 0 | 0 | 0.5 | 0 |  | --> | C28 ex LIBERTY STREET | Liberty Street [T101,T102] | LIBERTY STREET |  | 51.9001 | -8.4774
MV/LV Substation TH***898 |  | 10 kV | _ | LV | 200 kVA :Kiosk Substation | 0.2 | --> | 0.2 | 0 | 0 | Constrained, otherwise capacity available =124 kVA | --> | 0.19 | 0 | 0.027 | 0.18 | 0 |  | --> | C18 ex DOUGLAS | Douglas [T41,T42] | TRABEG |  | 51.8748 | -8.4289
MV/LV Substation MA***899 |  | 10 kV | _ | LV | 1000 kVA :Building Structure | 1 | --> | 1 | 0.5 | 4.67 |  | --> | 0.95 | 0 | 0 | 0.5 | 0 |  | --> | C12 ex CENTRE PARK ROAD | Marina [T105,T106] | MARINA |  | 51.8993 | -8.4502
MV/LV Substation GL***899X |  | 10 kV | _ | LV | 400 kVA :Building Structure | 0.4 | --> | 0.4 | 0.239 | 4.3 |  | --> | 0.38 | 0 | 0.081 | 0.341 | 0 |  | --> | C11 ex RINGASKIDDY 110KV | Ringaskiddy 110kv [T42] | BARNAHELY |  | 51.8694 | -8.3406
MV/LV Substation FI***900 |  | 10 kV | _ | LV | 400 kVA :Building Structure | 0.4 | --> | 0.4 | 0.26 | 7.88 |  | --> | 0.38 | 0 | 0 | 0.399 | 0 |  | --> | C24 ex LIBERTY STREET | Liberty Street [T101,T102] | LIBERTY STREET |  | 51.8966 | -8.47
MV/LV Substation MU***900X |  | 10 kV | _ | LV | 200 kVA :Pole Substation | 0.2 | --> | 0.2 | 0 | 0 | Constrained, otherwise capacity available =198 kVA | --> | 0.19 | 0 | 0 | 0.19 | 0 |  | --> | C17 ex CARRIGALINE | Carrigaline [T41,T42] | BARNAHELY |  | 51.8252 | -8.3715
MV/LV Substation HO***900Z |  | 10 kV | _ | LV | 630 kVA :Building Structure | 0.63 | --> | 0.63 | 0.458 | 7.88 |  | --> | 0.598 | 0 | 0 | 0.5 | 0 |  | --> | C23 ex LIBERTY STREET | Liberty Street [T101,T102] | LIBERTY STREET |  | 51.8981 | -8.468
MV/LV Substation DE***901 |  | 10 kV | _ | LV | 400 kVA :Kiosk Substation | 0.4 | --> | 0.4 | 0.157 | 7.88 |  | --> | 0.38 | 0 | 0.066 | 0.363 | 0 |  | --> | C17 ex LIBERTY STREET | Liberty Street [T101,T102] | LIBERTY STREET |  | 51.89 | -8.477
MV/LV Substation MI***901Z |  | 20 kV | _ | LV | 630 kVA :Kiosk Substation | 0.63 | --> | 0.63 | 0.482 | 17.47 |  | --> | 0.598 | 0 | 0.146 | 0.5 | 0 |  | --> | E11 ex COOLROE | Coolroe [T121,T122] | COOLROE |  | 51.8904 | -8.6004
MV/LV Substation FR***903X |  | 10 kV | _ | LV | 400 kVA :Kiosk Substation | 0.4 | --> | 0.4 | 0.334 | 5.49 |  | --> | 0.38 | 0 | 0.051 | 0.351 | 0 |  | --> | C17 ex TRABEG | Trabeg [T101,T102] | TRABEG |  | 51.8682 | -8.4672
MV/LV Substation EN***904 |  | 10 kV | _ | LV | 1000 kVA :Building Structure | 1 | --> | 1 | 0.5 | 4.67 |  | --> | 0.95 | 0 | 0.011 | 0.5 | 0 |  | --> | C12 ex CENTRE PARK ROAD | Marina [T105,T106] | MARINA |  | 51.8986 | -8.4475
MV/LV Substation RO***907Z |  | 20 kV | _ | LV | 100 kVA :Pole Substation | 0.1 | --> | 0.1 | 0 | 0 | Constrained, otherwise capacity available =57 kVA | --> | 0.095 | 0 | 0.005 | 0 | 0 | Constrained, otherwise capacity available =97 kW | --> | C15 ex KILMONEY | Kilmoney [T41,T42] | TRABEG |  | 51.7673 | -8.4936
MV/LV Substation OS***909Z |  | 10 kV | _ | LV | 630 kVA :Building Structure | 0.63 | --> | 0.63 | 0 | 0 | Constrained, otherwise capacity available =626 kVA | --> | 0.598 | 0 | 0.05 | 0.5 | 0 |  | --> | C17 ex TOGHER | Togher [T41,T42] | TRABEG |  | 51.8763 | -8.4821
MV/LV Substation VE***910Z |  | 10 kV | _ | LV | 630 kVA :Building Structure | 0.63 | --> | 0.63 | 0 | 0 | Constrained, otherwise capacity available =547 kVA | --> | 0.598 | 0 | 0.027 | 0.5 | 0 |  | --> | C17 ex TOGHER | Togher [T41,T42] | TRABEG |  | 51.8703 | -8.4824
MV/LV Substation CA***911Z |  | 10 kV | _ | LV | 200 kVA :Pole Substation | 0.2 | --> | 0.2 | 0 | 0 | Constrained, otherwise capacity available =163 kVA | --> | 0.19 | 0 | 0 | 0.195 | 0 |  | --> | C18 ex DOUGLAS | Douglas [T41,T42] | TRABEG |  | 51.8644 | -8.4242
MV/LV Substation RO***912X |  | 10 kV | _ | LV | 100 kVA :Pole Substation | 0.1 | --> | 0.1 | 0.088 | 10.79 |  | --> | 0.095 | 0 | 0 | 0.097 | 0 |  | --> | C12 ex FACTORY CROSS | Factory Cross [T41,T42] | BARNAHELY |  | 51.8313 | -8.3113
MV/LV Substation KI***914 |  | 10 kV | _ | LV | 50 kVA :Pole Substation | 0.05 | --> | 0.05 | 0 | 0 | Constrained, otherwise capacity available =48 kVA | --> | 0.048 | 0 | 0 | 0.048 | 0 |  | --> | C11 ex BALLINCOLLIG | Ballincollig [T41,T42] | KILBARRY |  | 51.8679 | -8.617
MV/LV Substation OW***914X |  | 10 kV | _ | LV | 400 kVA :Kiosk Substation | 0.4 | --> | 0.4 | 0 | 0 | Constrained, otherwise capacity available =250 kVA | --> | 0.38 | 0 | 0.051 | 0.362 | 0 |  | --> | C15 ex CARRIGALINE | Carrigaline [T41,T42] | BARNAHELY |  | 51.818 | -8.3993
MV/LV Substation BE***914Z |  | 10 kV | _ | LV | 400 kVA :Kiosk Substation | 0.4 | --> | 0.4 | 0.36 | 4.67 |  | --> | 0.38 | 0 | 0.016 | 0.374 | 0 |  | --> | C28 ex CENTRE PARK ROAD | Marina [T105,T106] | MARINA |  | 51.892 | -8.4457
MV/LV Substation B ***915Z |  | 20 kV | _ | LV | 1000 kVA :Building Structure | 1 | --> | 1 | 0.5 | 17.47 |  | --> | 0.95 | 0 | 0.02 | 0.5 | 0 |  | --> | E11 ex COOLROE | Coolroe [T121,T122] | COOLROE |  | 51.8895 | -8.5903
MV/LV Substation CA***918X |  | 10 kV | _ | LV | 100 kVA :Pole Substation | 0.1 | --> | 0.1 | 0.08 | 10.79 |  | --> | 0.095 | 0 | 0 | 0.098 | 0 |  | --> | C12 ex FACTORY CROSS | Factory Cross [T41,T42] | BARNAHELY |  | 51.8264 | -8.3303
MV/LV Substation BL***918Z |  | 10 kV | _ | LV | 1000 kVA :Building Structure | 1 | --> | 1 | 0.5 | 5.49 |  | --> | 0.95 | 0 | 0 | 0.5 | 0 |  | --> | C22 ex TRABEG | Trabeg [T101,T102] | TRABEG |  | 51.8526 | -8.4867
MV/LV Substation BA***920X |  | 10 kV | _ | LV | 50 kVA :Pole Substation | 0.05 | --> | 0.05 | 0 | 0 | Constrained, otherwise capacity available =45 kVA | --> | 0.048 | 0 | 0.006 | 0 | 0 | Constrained, otherwise capacity available =44 kW | --> | C21 ex KILMONEY | Kilmoney [T41,T42] | TRABEG |  | 51.7586 | -8.3336
MV/LV Substation EA***921Z |  | 10 kV | _ | LV | 400 kVA :Building Structure | 0.4 | --> | 0.4 | 0 | 0 | Constrained, otherwise capacity available =303 kVA | --> | 0.38 | 0 | 0.002 | 0.392 | 0 |  | --> | C26 ex BISHOPSTOWN | Bishopstown [T41,T42] | KILBARRY |  | 51.8893 | -8.5823
MV/LV Substation MA***922Z |  | 10 kV | _ | LV | 400 kVA :Kiosk Substation | 0.4 | --> | 0.4 | 0.285 | 5.49 |  | --> | 0.38 | 0 | 0.01 | 0.388 | 0 |  | --> | C17 ex TRABEG | Trabeg [T101,T102] | TRABEG |  | 51.8691 | -8.4848
MV/LV Substation CA***923X |  | 10 kV | _ | LV | 400 kVA :Kiosk Substation | 0.4 | --> | 0.4 | 0 | 0 | Constrained, otherwise capacity available =378 kVA | --> | 0.38 | 0 | 0.015 | 0.372 | 0 |  | --> | C13 ex DOUGLAS | Douglas [T41,T42] | TRABEG |  | 51.8652 | -8.4346
MV/LV Substation ME***924Z |  | 10 kV | _ | LV | 100 kVA :Pole Substation | 0.1 | --> | 0.1 | 0 | 0 | Constrained, otherwise capacity available =99 kVA | --> | 0.095 | 0 | 0.005 | 0.091 | 0 |  | --> | C11 ex BALLINCOLLIG | Ballincollig [T41,T42] | KILBARRY |  | 51.8298 | -8.645
MV/LV Substation AS***925X |  | 10 kV | _ | LV | 200 kVA :Kiosk Substation | 0.2 | --> | 0.2 | 0 | 0 | Constrained, otherwise capacity available =153 kVA | --> | 0.19 | 0 | 0.025 | 0.178 | 0 |  | --> | C12 ex CARRIGALINE | Carrigaline [T41,T42] | BARNAHELY |  | 51.8225 | -8.3907
MV/LV Substation BO***925Z |  | 10 kV | _ | LV | 1000 kVA :Building Structure | 1 | --> | 1 | 0.5 | 7.88 |  | --> | 0.95 | 0 | 0 | 0.5 | 0 |  | --> | C30 ex LIBERTY STREET | Liberty Street [T101,T102] | LIBERTY STREET |  | 51.8991 | -8.4721
MV/LV Substation BO***926Z |  | 10 kV | _ | LV | 1000 kVA :Building Structure | 1 | --> | 1 | 0.5 | 7.88 |  | --> | 0.95 | 0 | 0 | 0.5 | 0 |  | --> | C30 ex LIBERTY STREET | Liberty Street [T101,T102] | LIBERTY STREET |  | 51.899 | -8.472
MV/LV Substation BO***927Z |  | 10 kV | _ | LV | 1000 kVA :Building Structure | 1 | --> | 1 | 0.5 | 7.88 |  | --> | 0.95 | 0 | 0 | 0.5 | 0 |  | --> | C21 ex LIBERTY STREET | Liberty Street [T101,T102] | LIBERTY STREET |  | 51.8993 | -8.4722
MV/LV Substation BO***928Z |  | 10 kV | _ | LV | 1000 kVA :Building Structure | 1 | --> | 1 | 0.5 | 7.88 |  | --> | 0.95 | 0 | 0 | 0.5 | 0 |  | --> | C21 ex LIBERTY STREET | Liberty Street [T101,T102] | LIBERTY STREET |  | 51.8995 | -8.4724
MV/LV Substation LO***930X |  | 10 kV | _ | LV | 400 kVA :Kiosk Substation | 0.4 | --> | 0.4 | 0.399 | 10.79 |  | --> | 0.38 | 0 | 0 | 0.38 | 0 |  | --> | C12 ex FACTORY CROSS | Factory Cross [T41,T42] | BARNAHELY |  | 51.8234 | -8.3078
MV/LV Substation WA***932 |  | 10 kV | _ | LV | 50 kVA :Pole Substation | 0.05 | --> | 0.05 | 0 | 0 | Constrained, otherwise capacity available =38 kVA | --> | 0.048 | 0 | 0.008 | 0.043 | 0 |  | --> | C24 ex BISHOPSTOWN | Bishopstown [T41,T42] | KILBARRY |  | 51.8553 | -8.5431
MV/LV Substation LO***932X |  | 10 kV | _ | LV | 400 kVA :Building Structure | 0.4 | --> | 0.4 | 0.389 | 10.79 |  | --> | 0.38 | 0 | 0 | 0.382 | 0 |  | --> | C12 ex FACTORY CROSS | Factory Cross [T41,T42] | BARNAHELY |  | 51.8234 | -8.3118
MV/LV Substation IN***933 |  | 10 kV | _ | LV | 50 kVA :Pole Substation | 0.05 | --> | 0.05 | 0 | 0 | Constrained, otherwise capacity available =21 kVA | --> | 0.048 | 0 | 0.017 | 0.039 | 0 |  | --> | C11 ex BALLINCOLLIG | Ballincollig [T41,T42] | KILBARRY |  | 51.8542 | -8.5534
MV/LV Substation BA***934 |  | 10 kV | _ | LV | 200 kVA :Pole Substation | 0.2 | --> | 0.2 | 0 | 0 | Constrained, otherwise capacity available =158 kVA | --> | 0.19 | 0 | 0 | 0.196 | 0 |  | --> | C11 ex BALLINCOLLIG | Ballincollig [T41,T42] | KILBARRY |  | 51.8461 | -8.5464
MV/LV Substation EL***934Z |  | 10 kV | _ | LV | 400 kVA :Kiosk Substation | 0.4 | --> | 0.4 | 0 | 0 | Constrained, otherwise capacity available =391 kVA | --> | 0.38 | 0 | 0 | 0.381 | 0 |  | --> | C21 ex DOUGLAS | Douglas [T41,T42] | TRABEG |  | 51.8686 | -8.3932
MV/LV Substation IA***935Z |  | 10 kV | _ | LV | 400 kVA :Kiosk Substation | 0.4 | --> | 0.4 | 0.324 | 5.49 |  | --> | 0.38 | 0 | 0 | 0.39 | 0 |  | --> | C22 ex TRABEG | Trabeg [T101,T102] | TRABEG |  | 51.8442 | -8.4982
MV/LV Substation RA***937 |  | 10 kV | _ | LV | 50 kVA :Pole Substation | 0.05 | --> | 0.05 | 0 | 0 | Constrained, otherwise capacity available =38 kVA | --> | 0.048 | 0 | 0 | 0.049 | 0 |  | --> | C11 ex BALLINCOLLIG | Ballincollig [T41,T42] | KILBARRY |  | 51.8433 | -8.5927
MV/LV Substation ID***937X |  | 10 kV | _ | LV | 200 kVA :Kiosk Substation | 0.2 | --> | 0.2 | 0.169 | 4.3 |  | --> | 0.19 | 0 | 0.047 | 0.159 | 0 |  | --> | C19 ex RINGASKIDDY 110KV | Ringaskiddy 110kv [T42] | BARNAHELY |  | 51.8498 | -8.3368
MV/LV Substation CI***940Z |  | 10 kV | _ | LV | 1000 kVA :Building Structure | 1 | --> | 1 | 0.5 | 6.78 |  | --> | 0.95 | 0 | 0 | 0.5 | 0 |  | --> | C25 ex CASTLEVIEW | Castleview [T101,T102] | CASTLEVIEW |  | 51.8859 | -8.4057
MV/LV Substation BA***941 |  | 10 kV | _ | LV | 50 kVA :Pole Substation | 0.05 | --> | 0.05 | 0 | 0 | Constrained, otherwise capacity available =27 kVA | --> | 0.048 | 0 | 0 | 0.05 | 0 |  | --> | C11 ex BALLINCOLLIG | Ballincollig [T41,T42] | KILBARRY |  | 51.8385 | -8.6095
MV/LV Substation PE***941Z |  | 10 kV | _ | LV | 630 kVA :Kiosk Substation | 0.63 | --> | 0.63 | 0.5 | 4.3 |  | --> | 0.598 | 0 | 0 | 0.5 | 0 |  | --> | C11 ex RINGASKIDDY 110KV | Ringaskiddy 110kv [T42] | BARNAHELY |  | 51.8768 | -8.3497
MV/LV Substation KI***944Z |  | 10 kV | _ | LV | 50 kVA :Pole Substation | 0.05 | --> | 0.05 | 0 | 0 | Constrained, otherwise capacity available =32 kVA | --> | 0.048 | 0 | 0 | 0 | 0 | Constrained, otherwise capacity available =50 kW | --> | C21 ex KILMONEY | Kilmoney [T41,T42] | TRABEG |  | 51.7519 | -8.3295
MV/LV Substation TR***945X |  | 10 kV | _ | LV | 200 kVA :Pole Substation | 0.2 | --> | 0.2 | 0 | 0 | Constrained, otherwise capacity available =200 kVA | --> | 0.19 | 0 | 0 | 0 | 0 | Constrained, otherwise capacity available =190 kW | --> | C21 ex KILMONEY | Kilmoney [T41,T42] | TRABEG |  | 51.7567 | -8.3966
MV/LV Substation BE***948X |  | 10 kV | _ | LV | 400 kVA :Kiosk Substation | 0.4 | --> | 0.4 | 0 | 0 | Constrained, otherwise capacity available =264 kVA | --> | 0.38 | 0 | 0.023 | 0.381 | 0 |  | --> | C21 ex DOUGLAS | Douglas [T41,T42] | TRABEG |  | 51.8782 | -8.4274
MV/LV Substation MA***949Z |  | 10 kV | _ | LV | 400 kVA :Kiosk Substation | 0.4 | --> | 0.4 | 0.392 | 4.3 |  | --> | 0.38 | 0 | 0 | 0.381 | 0 |  | --> | C11 ex RINGASKIDDY 110KV | Ringaskiddy 110kv [T42] | BARNAHELY |  | 51.8729 | -8.3426
MV/LV Substation WI***950Y |  | 10 kV | _ | LV | 200 kVA :Kiosk Substation | 0.2 | --> | 0.2 | 0 | 0 | Constrained, otherwise capacity available =119 kVA | --> | 0.19 | 0 | 0.058 | 0.158 | 0 |  | --> | C16 ex DOUGLAS | Douglas [T41,T42] | TRABEG |  | 51.8924 | -8.4217
MV/LV Substation TH***951Z |  | 10 kV | _ | LV | 400 kVA :Kiosk Substation | 0.4 | --> | 0.4 | 0 | 0 | Constrained, otherwise capacity available =340 kVA | --> | 0.38 | 0 | 0.006 | 0.384 | 0 |  | --> | C17 ex DOUGLAS | Douglas [T41,T42] | TRABEG |  | 51.8663 | -8.4314
MV/LV Substation ME***952Y |  | 10 kV | _ | LV | 630 kVA :Building Structure | 0.63 | --> | 0.63 | 0.5 | 7.88 |  | --> | 0.598 | 0 | 0 | 0.5 | 0 |  | --> | C20 ex LIBERTY STREET | Liberty Street [T101,T102] | LIBERTY STREET |  | 51.8992 | -8.4822
MV/LV Substation CU***952Z |  | 20 kV | _ | LV | 50 kVA :Pole Substation | 0.05 | --> | 0.05 | 0 | 0 | Constrained, otherwise capacity available =41 kVA | --> | 0.048 | 0 | 0 | 0 | 0 | Constrained, otherwise capacity available =49 kW | --> | C15 ex KILMONEY | Kilmoney [T41,T42] | TRABEG |  | 51.8193 | -8.545
MV/LV Substation CL***955 |  | 10 kV | _ | LV | 50 kVA :Pole Substation | 0.05 | --> | 0.05 | 0 | 0 | Constrained, otherwise capacity available =44 kVA | --> | 0.048 | 0 | 0 | 0.048 | 0 |  | --> | C24 ex BISHOPSTOWN | Bishopstown [T41,T42] | KILBARRY |  | 51.8797 | -8.5651
MV/LV Substation ST***955Z |  | 10 kV | _ | LV | 400 kVA :Kiosk Substation | 0.4 | --> | 0.4 | 0.397 | 6.78 |  | --> | 0.38 | 0 | 0 | 0.38 | 0 |  | --> | C26 ex CASTLEVIEW | Castleview [T101,T102] | CASTLEVIEW |  | 51.8884 | -8.3937
MV/LV Substation KN***956X |  | 10 kV | _ | LV | 400 kVA :Kiosk Substation | 0.4 | --> | 0.4 | 0.263 | 4.67 |  | --> | 0.38 | 0 | 0.019 | 0.384 | 0 |  | --> | C20 ex CENTRE PARK ROAD | Marina [T105,T106] | MARINA |  | 51.8891 | -8.4543
MV/LV Substation DU***956Z |  | 10 kV | _ | LV | 1000 kVA :Building Structure | 1 | --> | 1 | 0.5 | 7.88 |  | --> | 0.95 | 0 | 0 | 0.5 | 0 |  | --> | C23 ex LIBERTY STREET | Liberty Street [T101,T102] | LIBERTY STREET |  | 51.8997 | -8.4721
MV/LV Substation WA***957Z |  | 10 kV | _ | LV | 50 kVA :Pole Substation | 0.05 | --> | 0.05 | 0 | 0 | Constrained, otherwise capacity available =41 kVA | --> | 0.048 | 0 | 0 | 0.049 | 0 |  | --> | C11 ex BALLINCOLLIG | Ballincollig [T41,T42] | KILBARRY |  | 51.8316 | -8.5805
MV/LV Substation CO***958Y |  | 20 kV | _ | LV | 630 kVA :Kiosk Substation | 0.63 | --> | 0.63 | 0.5 | 17.47 |  | --> | 0.598 | 0 | 0.025 | 0.5 | 0 |  | --> | E13 ex COOLROE | Coolroe [T121,T122] | COOLROE |  | 51.8757 | -8.6368
MV/LV Substation EL***959X |  | 10 kV | _ | LV | 400 kVA :Kiosk Substation | 0.4 | --> | 0.4 | 0 | 0 | Constrained, otherwise capacity available =245 kVA | --> | 0.38 | 0 | 0.03 | 0.378 | 0 |  | --> | C22 ex TOGHER | Togher [T41,T42] | TRABEG |  | 51.8715 | -8.5021
MV/LV Substation BR***959Y |  | 10 kV | _ | LV | 400 kVA :Kiosk Substation | 0.4 | --> | 0.4 | 0 | 0 | Constrained, otherwise capacity available =283 kVA | --> | 0.38 | 0 | 0.046 | 0.362 | 0 |  | --> | C12 ex CARRIGALINE | Carrigaline [T41,T42] | BARNAHELY |  | 51.8211 | -8.3852
MV/LV Substation SO***960Z |  | 10 kV | _ | LV | 630 kVA :Kiosk Substation | 0.63 | --> | 0.63 | 0.5 | 7.88 |  | --> | 0.598 | 0 | 0 | 0.5 | 0 |  | --> | C14 ex LIBERTY STREET | Liberty Street [T101,T102] | LIBERTY STREET |  | 51.8954 | -8.4753
MV/LV Substation GA***961Z |  | 10 kV | _ | LV | 50 kVA :Pole Substation | 0.05 | --> | 0.05 | 0.05 | 5.49 |  | --> | 0.048 | 0 | 0 | 0.048 | 0 |  | --> | C18 ex TRABEG | Trabeg [T101,T102] | TRABEG |  | 51.8759 | -8.4437
MV/LV Substation WO***963X |  | 10 kV | _ | LV | 400 kVA :Kiosk Substation | 0.4 | --> | 0.4 | 0 | 0 | Constrained, otherwise capacity available =360 kVA | --> | 0.38 | 0 | 0.003 | 0.383 | 0 |  | --> | C16 ex TOGHER | Togher [T41,T42] | TRABEG |  | 51.8755 | -8.5179
MV/LV Substation FI***963Y |  | 20 kV | _ | LV | 100 kVA :Pole Substation | 0.1 | --> | 0.1 | 0 | 0 | Constrained, otherwise capacity available =68 kVA | --> | 0.095 | 0 | 0.012 | 0 | 0 | Constrained, otherwise capacity available =90 kW | --> | C15 ex KILMONEY | Kilmoney [T41,T42] | TRABEG |  | 51.8168 | -8.4912
MV/LV Substation CO***963Z |  | 10 kV | _ | LV | 1000 kVA :Building Structure | 1 | --> | 1 | 0.5 | 7.88 |  | --> | 0.95 | 0 | 0 | 0.5 | 0 |  | --> | C28 ex LIBERTY STREET | Liberty Street [T101,T102] | LIBERTY STREET |  | 51.8997 | -8.4757
MV/LV Substation CL***964X |  | 10 kV | _ | LV | 400 kVA :Kiosk Substation | 0.4 | --> | 0.4 | 0 | 0 | Constrained, otherwise capacity available =341 kVA | --> | 0.38 | 0 | 0.017 | 0.375 | 0 |  | --> | C19 ex DOUGLAS | Douglas [T41,T42] | TRABEG |  | 51.8873 | -8.4168
MV/LV Substation CO***964Z |  | 10 kV | _ | LV | 1000 kVA :Building Structure | 1 | --> | 1 | 0.5 | 7.88 |  | --> | 0.95 | 0 | 0 | 0.5 | 0 |  | --> | C28 ex LIBERTY STREET | Liberty Street [T101,T102] | LIBERTY STREET |  | 51.8997 | -8.4759
MV/LV Substation CO***965X |  | 10 kV | _ | LV | 400 kVA :Kiosk Substation | 0.4 | --> | 0.4 | 0.334 | 6.78 |  | --> | 0.38 | 0 | 0.013 | 0.379 | 0 |  | --> | C26 ex CASTLEVIEW | Castleview [T101,T102] | CASTLEVIEW |  | 51.8925 | -8.4023
MV/LV Substation PO***967 |  | 10 kV | _ | LV | 200 kVA :Pole Substation | 0.2 | --> | 0.2 | 0.171 | 5.49 |  | --> | 0.19 | 0 | 0 | 0.194 | 0 |  | --> | C17 ex TRABEG | Trabeg [T101,T102] | TRABEG |  | 51.8713 | -8.4873
MV/LV Substation CL***967Y |  | 10 kV | _ | LV | 400 kVA :Kiosk Substation | 0.4 | --> | 0.4 | 0 | 0 | Constrained, otherwise capacity available =288 kVA | --> | 0.38 | 0 | 0.051 | 0 | 0 | Constrained, otherwise capacity available =357 kW | --> | C22 ex KILMONEY | Kilmoney [T41,T42] | TRABEG |  | 51.8077 | -8.4029
MV/LV Substation DR***968X |  | 10 kV | _ | LV | 1000 kVA :Building Structure | 1 | --> | 1 | 0.5 | 7.88 |  | --> | 0.95 | 0 | 0 | 0.5 | 0 |  | --> | C22 ex LIBERTY STREET | Liberty Street [T101,T102] | LIBERTY STREET |  | 51.895 | -8.4737
MV/LV Substation TE***969X |  | 10 kV | _ | LV | 630 kVA :Building Structure | 0.63 | --> | 0.63 | 0 | 0 | Constrained, otherwise capacity available =516 kVA | --> | 0.598 | 0 | 0 | 0.5 | 0 |  | --> | C20 ex DENNEHYS CROSS | Dennehys Cross [T41,T42] | TRABEG |  | 51.8802 | -8.5087
MV/LV Substation BA***969Y |  | 10 kV | _ | LV | 630 kVA :Building Structure | 0.63 | --> | 0.63 | 0.408 | 7.88 |  | --> | 0.598 | 0 | 0 | 0.5 | 0 |  | --> | C25 ex LIBERTY STREET | Liberty Street [T101,T102] | LIBERTY STREET |  | 51.9006 | -8.4799
MV/LV Substation PA***969Z |  | 10 kV | _ | LV | 1000 kVA :Building Structure | 1 | --> | 1 | 0.5 | 7.88 |  | --> | 0.95 | 0 | 0 | 0.5 | 0 |  | --> | C21 ex LIBERTY STREET | Liberty Street [T101,T102] | LIBERTY STREET |  | 51.9003 | -8.4741
MV/LV Substation TR***970X |  | 10 kV | _ | LV | 400 kVA :Building Structure | 0.4 | --> | 0.4 | 0.205 | 5.49 |  | --> | 0.38 | 0 | 0.04 | 0.376 | 0 |  | --> | C14 ex TRABEG | Trabeg [T101,T102] | TRABEG |  | 51.8722 | -8.4704
MV/LV Substation PA***970Z |  | 10 kV | _ | LV | 1000 kVA :Building Structure | 1 | --> | 1 | 0.5 | 7.88 |  | --> | 0.95 | 0 | 0 | 0.5 | 0 |  | --> | C21 ex LIBERTY STREET | Liberty Street [T101,T102] | LIBERTY STREET |  | 51.9003 | -8.4741
MV/LV Substation S ***971 |  | 10 kV | _ | LV | 630 kVA :Kiosk Substation | 0.63 | --> | 0.63 | 0 | 0 | Constrained, otherwise capacity available =588 kVA | --> | 0.598 | 0 | 0 | 0.5 | 0 |  | --> | C22 ex TOGHER | Togher [T41,T42] | TRABEG |  | 51.8699 | -8.4963
MV/LV Substation LE***971X |  | 10 kV | _ | LV | 400 kVA :Kiosk Substation | 0.4 | --> | 0.4 | 0 | 0 | Constrained, otherwise capacity available =347 kVA | --> | 0.38 | 0 | 0 | 0.387 | 0 |  | --> | C12 ex BISHOPSTOWN | Bishopstown [T41,T42] | KILBARRY |  | 51.8859 | -8.529
MV/LV Substation MA***971Y |  | 10 kV | _ | LV | 1000 kVA :Building Structure | 1 | --> | 1 | 0 | 0 | Constrained, otherwise capacity available =882 kVA | --> | 0.95 | 0 | 0.022 | 0.5 | 0 |  | --> | C21 ex DOUGLAS | Douglas [T41,T42] | TRABEG |  | 51.8737 | -8.4202
MV/LV Substation EL***972Z |  | 10 kV | _ | LV | 1000 kVA :Building Structure | 1 | --> | 1 | 0.5 | 4.67 |  | --> | 0.95 | 0 | 0 | 0.5 | 0 |  | --> | C27 ex CENTRE PARK ROAD | Marina [T105,T106] | MARINA |  | 51.8969 | -8.463
MV/LV Substation RE***973Y |  | 10 kV | _ | LV | 400 kVA :Kiosk Substation | 0.4 | --> | 0.4 | 0.355 | 5.49 |  | --> | 0.38 | 0 | 0 | 0.386 | 0 |  | --> | C11 ex TRABEG | Trabeg [T101,T102] | TRABEG |  | 51.8798 | -8.4405
MV/LV Substation BA***973Z |  | 10 kV | _ | LV | 50 kVA :Pole Substation | 0.05 | --> | 0.05 | 0 | 0 | Constrained, otherwise capacity available =35 kVA | --> | 0.048 | 0 | 0 | 0 | 0 | Constrained, otherwise capacity available =50 kW | --> | C21 ex KILMONEY | Kilmoney [T41,T42] | TRABEG |  | 51.738 | -8.3498
MV/LV Substation CO***974Y |  | 10 kV | _ | LV | 200 kVA :Kiosk Substation | 0.2 | --> | 0.2 | 0.064 | 4.67 |  | --> | 0.19 | 0 | 0.023 | 0.191 | 0 |  | --> | C28 ex CENTRE PARK ROAD | Marina [T105,T106] | MARINA |  | 51.8939 | -8.4335
MV/LV Substation PA***975Y |  | 10 kV | _ | LV | 200 kVA :Kiosk Substation | 0.2 | --> | 0.2 | 0 | 0 | Constrained, otherwise capacity available =190 kVA | --> | 0.19 | 0 | 0 | 0.191 | 0 |  | --> | C17 ex TOGHER | Togher [T41,T42] | TRABEG |  | 51.8785 | -8.4675
MV/LV Substation PA***975Z |  | 10 kV | _ | LV | 400 kVA :Building Structure | 0.4 | --> | 0.4 | 0.349 | 5.49 |  | --> | 0.38 | 0 | 0 | 0.387 | 0 |  | --> | C12 ex TRABEG | Trabeg [T101,T102] | TRABEG |  | 51.8849 | -8.4583
MV/LV Substation BA***977Z |  | 10 kV | _ | LV | 50 kVA :Pole Substation | 0.05 | --> | 0.05 | 0 | 0 | Constrained, otherwise capacity available =42 kVA | --> | 0.048 | 0 | 0 | 0.049 | 0 |  | --> | C11 ex BALLINCOLLIG | Ballincollig [T41,T42] | KILBARRY |  | 51.8624 | -8.6245
MV/LV Substation LA***978Y |  | 10 kV | _ | LV | 50 kVA :Pole Substation | 0.05 | --> | 0.05 | 0 | 0 | Constrained, otherwise capacity available =44 kVA | --> | 0.048 | 0 | 0 | 0.048 | 0 |  | --> | C18 ex DOUGLAS | Douglas [T41,T42] | TRABEG |  | 51.8509 | -8.4032
MV/LV Substation GR***980Y |  | 10 kV | _ | LV | 200 kVA :Kiosk Substation | 0.2 | --> | 0.2 | 0 | 0 | Constrained, otherwise capacity available =101 kVA | --> | 0.19 | 0 | 0.096 | 0.132 | 0 |  | --> | C22 ex BALLINCOLLIG | Ballincollig [T41,T42] | KILBARRY |  | 51.8783 | -8.6158
MV/LV Substation OC***980Z |  | 20 kV | _ | LV | 100 kVA :Pole Substation | 0.1 | --> | 0.1 | 0.084 | 17.47 |  | --> | 0.095 | 0 | 0.04 | 0.068 | 0 |  | --> | E13 ex COOLROE | Coolroe [T121,T122] | COOLROE |  | 51.8446 | -8.6765
MV/LV Substation GR***981Y |  | 10 kV | _ | LV | 200 kVA :Kiosk Substation | 0.2 | --> | 0.2 | 0 | 0 | Constrained, otherwise capacity available =92 kVA | --> | 0.19 | 0 | 0.038 | 0.176 | 0 |  | --> | C12 ex BALLINCOLLIG | Ballincollig [T41,T42] | KILBARRY |  | 51.8801 | -8.6163
MV/LV Substation FI***981Z |  | 10 kV | _ | LV | 400 kVA :Kiosk Substation | 0.4 | --> | 0.4 | 0 | 0 | Constrained, otherwise capacity available =306 kVA | --> | 0.38 | 0 | 0.038 | 0.364 | 0 |  | --> | C26 ex BISHOPSTOWN | Bishopstown [T41,T42] | KILBARRY |  | 51.8916 | -8.5776
MV/LV Substation CO***982 |  | 10 kV | _ | LV | 50 kVA :Pole Substation | 0.05 | --> | 0.05 | 0 | 0 | Constrained, otherwise capacity available =48 kVA | --> | 0.048 | 0 | 0 | 0.048 | 0 |  | --> | C22 ex BALLINCOLLIG | Ballincollig [T41,T42] | KILBARRY |  | 51.8838 | -8.5991
MV/LV Substation TU***982Y |  | 20 kV | _ | LV | 100 kVA :Pole Substation | 0.1 | --> | 0.1 | 0 | 0 | Constrained, otherwise capacity available =87 kVA | --> | 0.095 | 0 | 0 | 0 | 0 | Constrained, otherwise capacity available =97 kW | --> | C15 ex KILMONEY | Kilmoney [T41,T42] | TRABEG |  | 51.8226 | -8.5223
MV/LV Substation IL***984X |  | 10 kV | _ | LV | 400 kVA :Kiosk Substation | 0.4 | --> | 0.4 | 0 | 0 | Constrained, otherwise capacity available =216 kVA | --> | 0.38 | 0 | 0.005 | 0.401 | 0 |  | --> | C19 ex DENNEHYS CROSS | Dennehys Cross [T41,T42] | TRABEG |  | 51.8794 | -8.4954
MV/LV Substation A ***986 |  | 10 kV | _ | LV | 400 kVA :Kiosk Substation | 0.4 | --> | 0.4 | 0 | 0 | Constrained, otherwise capacity available =328 kVA | --> | 0.38 | 0 | 0.048 | 0.354 | 0 |  | --> | C18 ex DOUGLAS | Douglas [T41,T42] | TRABEG |  | 51.8641 | -8.4033
MV/LV Substation B/***987 |  | 20 kV | _ | LV | 200 kVA :Kiosk Substation | 0.2 | --> | 0.2 | 0 | 17.47 |  | --> | 0.19 | 0 | 0 | 0.216 | 0 |  | --> | E18 ex COOLROE | Coolroe [T121,T122] | COOLROE |  | 51.8886 | -8.5852
MV/LV Substation BA***987Z |  | 10 kV | _ | LV | 50 kVA :Pole Substation | 0.05 | --> | 0.05 | 0 | 0 | Constrained, otherwise capacity available =42 kVA | --> | 0.048 | 0 | 0 | 0.049 | 0 |  | --> | C17 ex DOUGLAS | Douglas [T41,T42] | TRABEG |  | 51.851 | -8.4505
MV/LV Substation GA***989 |  | 10 kV | _ | LV | 100 kVA :Pole Substation | 0.1 | --> | 0.1 | 0 | 0 | Constrained, otherwise capacity available =56 kVA | --> | 0.095 | 0 | 0.003 | 0.099 | 0 |  | --> | C26 ex BISHOPSTOWN | Bishopstown [T41,T42] | KILBARRY |  | 51.8936 | -8.5914
MV/LV Substation CU***989Y |  | 10 kV | _ | LV | 400 kVA :Kiosk Substation | 0.4 | --> | 0.4 | 0.299 | 5.49 |  | --> | 0.38 | 0 | 0.024 | 0.376 | 0 |  | --> | C17 ex TRABEG | Trabeg [T101,T102] | TRABEG |  | 51.8666 | -8.4713
MV/LV Substation AL***990Y |  | 10 kV | _ | LV | 400 kVA :Kiosk Substation | 0.4 | --> | 0.4 | 0.191 | 5.49 |  | --> | 0.38 | 0 | 0.045 | 0.374 | 0 |  | --> | C17 ex TRABEG | Trabeg [T101,T102] | TRABEG |  | 51.8696 | -8.4722
MV/LV Substation RO***990Z |  | 10 kV | _ | LV | 400 kVA :Kiosk Substation | 0.4 | --> | 0.4 | 0 | 0 | Constrained, otherwise capacity available =299 kVA | --> | 0.38 | 0 | 0.124 | 0.302 | 0 |  | --> | C11 ex BALLINCOLLIG | Ballincollig [T41,T42] | KILBARRY |  | 51.8551 | -8.5529
MV/LV Substation BA***991X |  | 10 kV | _ | LV | 200 kVA :Pole Substation | 0.2 | --> | 0.2 | 0 | 0 | Constrained, otherwise capacity available =188 kVA | --> | 0.19 | 0 | 0 | 0.192 | 0 |  | --> | C11 ex BALLINCOLLIG | Ballincollig [T41,T42] | KILBARRY |  | 51.8362 | -8.6302
MV/LV Substation CO***993Y |  | 20 kV | _ | LV | 50 kVA :Pole Substation | 0.05 | --> | 0.05 | 0 | 0 | Constrained, otherwise capacity available =40 kVA | --> | 0.048 | 0 | 0 | 0 | 0 | Constrained, otherwise capacity available =49 kW | --> | C15 ex KILMONEY | Kilmoney [T41,T42] | TRABEG |  | 51.7535 | -8.5183
MV/LV Substation DO***993Z |  | 10 kV | _ | LV | 630 kVA :Kiosk Substation | 0.63 | --> | 0.63 | 0.344 | 5.49 |  | --> | 0.598 | 0 | 0 | 0.5 | 0 |  | --> | C20 ex TRABEG | Trabeg [T101,T102] | TRABEG |  | 51.8778 | -8.4384
MV/LV Substation VI***994Y |  | 10 kV | _ | LV | 200 kVA :Pole Substation | 0.2 | --> | 0.2 | 0 | 0 | Constrained, otherwise capacity available =162 kVA | --> | 0.19 | 0 | 0 | 0.195 | 0 |  | --> | C24 ex BISHOPSTOWN | Bishopstown [T41,T42] | KILBARRY |  | 51.8592 | -8.5261
MV/LV Substation DO***994Z |  | 10 kV | _ | LV | 630 kVA :Kiosk Substation | 0.63 | --> | 0.63 | 0.5 | 5.49 |  | --> | 0.598 | 0 | 0 | 0.5 | 0 |  | --> | C20 ex TRABEG | Trabeg [T101,T102] | TRABEG |  | 51.8778 | -8.4384
MV/LV Substation FE***995Y |  | 10 kV | _ | LV | 400 kVA :Kiosk Substation | 0.4 | --> | 0.4 | 0 | 0 | Constrained, otherwise capacity available =270 kVA | --> | 0.38 | 0 | 0.02 | 0.383 | 0 |  | --> | C22 ex TOGHER | Togher [T41,T42] | TRABEG |  | 51.8675 | -8.4991
MV/LV Substation DO***995Z |  | 10 kV | _ | LV | 630 kVA :Kiosk Substation | 0.63 | --> | 0.63 | 0.476 | 5.49 |  | --> | 0.598 | 0 | 0 | 0.5 | 0 |  | --> | C20 ex TRABEG | Trabeg [T101,T102] | TRABEG |  | 51.8778 | -8.4385
MV/LV Substation WE***997Y |  | 10 kV | _ | LV | 200 kVA :Kiosk Substation | 0.2 | --> | 0.2 | 0.136 | 5.49 |  | --> | 0.19 | 0 | 0.062 | 0.153 | 0 |  | --> | C19 ex TRABEG | Trabeg [T101,T102] | TRABEG |  | 51.8638 | -8.4406
MV/LV Substation BE***999 |  | 20 kV | _ | LV | 200 kVA :Kiosk Substation | 0.2 | --> | 0.2 | 0.171 | 17.47 |  | --> | 0.19 | 0 | 0.016 | 0.182 | 0 |  | --> | E12 ex COOLROE | Coolroe [T121,T122] | COOLROE |  | 51.8761 | -8.6412
MV/LV Substation LI***001 |  | 10 kV | _ | LV | 400 kVA :Kiosk Substation | 0.4 | --> | 0.4 | 0 | 0 | Constrained, otherwise capacity available =228 kVA | --> | 0.38 | 0 | 0.03 | 0.381 | 0 |  | --> | C19 ex SANDYFORD | Sandyford [T41,T42] | CARRICKMINES |  | 53.2764 | -6.2509
MV/LV Substation BA***003 |  | 10 kV | _ | LV | 400 kVA :Kiosk Substation | 0.4 | --> | 0.4 | 0 | 0 | Constrained, otherwise capacity available =300 kVA | --> | 0.38 | 0 | 0.027 | 0.374 | 0 |  | --> | C19 ex SANDYFORD | Sandyford [T41,T42] | CARRICKMINES |  | 53.2781 | -6.2535
MV/LV Substation FA***003X |  | 10 kV | _ | LV | 200 kVA :Kiosk Substation | 0.2 | --> | 0.2 | 0.041 | 0.04 | Constrained, otherwise capacity available =160 kVA | --> | 0.19 | 0 | 0 | 0.195 | 0 |  | --> | C14 ex LITTLE BRAY | Little Bray [T41,T42] | FASSAROE |  | 53.2039 | -6.1276
MV/LV Substation TH***004 |  | 10 kV | _ | LV | 400 kVA :Kiosk Substation | 0.4 | --> | 0.4 | 0 | 0 | Constrained, otherwise capacity available =288 kVA | --> | 0.38 | 0 | 0.073 | 0.341 | 0 |  | --> | C14 ex SANDYFORD | Sandyford [T41,T42] | CARRICKMINES |  | 53.2774 | -6.2468
MV/LV Substation TH***005 |  | 10 kV | _ | LV | 400 kVA :Kiosk Substation | 0.4 | --> | 0.4 | 0 | 0 | Constrained, otherwise capacity available =234 kVA | --> | 0.38 | 0 | 0.054 | 0.362 | 0 |  | --> | C14 ex SANDYFORD | Sandyford [T41,T42] | CARRICKMINES |  | 53.2753 | -6.2467
MV/LV Substation TH***006 |  | 10 kV | _ | LV | 400 kVA :Kiosk Substation | 0.4 | --> | 0.4 | 0 | 0 | Constrained, otherwise capacity available =310 kVA | --> | 0.38 | 0 | 0.022 | 0.376 | 0 |  | --> | C19 ex SANDYFORD | Sandyford [T41,T42] | CARRICKMINES |  | 53.2739 | -6.2511
MV/LV Substation AI***007 |  | 10 kV | _ | LV | 400 kVA :Kiosk Substation | 0.4 | --> | 0.4 | 0.288 | 19.52 |  | --> | 0.38 | 0 | 0.091 | 0.328 | 0 |  | --> | C30 ex TANEY | Taney [T101,T102] | CARRICKMINES |  | 53.2863 | -6.2491
MV/LV Substation PI***008 |  | 10 kV | _ | LV | 400 kVA :Kiosk Substation | 0.4 | --> | 0.4 | 0 | 0 | Constrained, otherwise capacity available =302 kVA | --> | 0.38 | 0 | 0.055 | 0.352 | 0 |  | --> | C19 ex SANDYFORD | Sandyford [T41,T42] | CARRICKMINES |  | 53.2738 | -6.261
MV/LV Substation ST***008X |  | 10 kV | _ | LV | 400 kVA :Kiosk Substation | 0.4 | --> | 0.4 | 0 | 0 | Constrained, otherwise capacity available =157 kVA | --> | 0.38 | 0 | 0.168 | 0.287 | 0 |  | --> | C18 ex CARRICKMINES | Carrickmines [T41,T42] | CARRICKMINES |  | 53.2521 | -6.2096
MV/LV Substation PI***009 |  | 10 kV | _ | LV | 630 kVA :Kiosk Substation | 0.63 | --> | 0.63 | 0 | 0 | Constrained, otherwise capacity available =463 kVA | --> | 0.598 | 0 | 0.08 | 0.5 | 0 |  | --> | C13 ex SANDYFORD | Sandyford [T41,T42] | CARRICKMINES |  | 53.2703 | -6.2557
MV/LV Substation BR***011X |  | 10 kV | _ | LV | 400 kVA :Kiosk Substation | 0.4 | --> | 0.4 | 0 | 0 | Constrained, otherwise capacity available =325 kVA | --> | 0.38 | 0 | 0.01 | 0.383 | 0 |  | --> | C13 ex SANDYFORD | Sandyford [T41,T42] | CARRICKMINES |  | 53.2675 | -6.2642
MV/LV Substation ST***012 |  | 10 kV | _ | LV | 200 kVA :Kiosk Substation | 0.2 | --> | 0.2 | 0 | 0 | Constrained, otherwise capacity available =101 kVA | --> | 0.19 | 0 | 0 | 0.203 | 0 |  | --> | C20 ex SANDYFORD | Sandyford [T41,T42] | CARRICKMINES |  | 53.2724 | -6.227
MV/LV Substation GL***013X |  | 10 kV | _ | LV | 200 kVA :Pole Substation | 0.2 | --> | 0.2 | 0.041 | 0.04 | Constrained, otherwise capacity available =198 kVA | --> | 0.19 | 0 | 0 | 0.19 | 0 |  | --> | C21 ex LITTLE BRAY | Little Bray [T41,T42] | FASSAROE |  | 53.1811 | -6.2116
MV/LV Substation BA***014 |  | 10 kV | _ | LV | 400 kVA :Kiosk Substation | 0.4 | --> | 0.4 | 0.252 | 1.16 |  | --> | 0.38 | 0 | 0.083 | 0.338 | 0 |  | --> | C21 ex BREWERY ROAD | Brewery Road [T41,T42] | CARRICKMINES |  | 53.2796 | -6.2299
MV/LV Substation HO***014X |  | 10 kV | _ | LV | 400 kVA :Building Structure | 0.4 | --> | 0.4 | 0.326 | 1.16 |  | --> | 0.38 | 0 | 0 | 0.388 | 0 |  | --> | C17 ex BREWERY ROAD | Brewery Road [T41,T42] | CARRICKMINES |  | 53.281 | -6.2175
MV/LV Substation BA***015 |  | 10 kV | _ | LV | 400 kVA :Building Structure | 0.4 | --> | 0.4 | 0.301 | 1.16 |  | --> | 0.38 | 0 | 0.067 | 0.344 | 0 |  | --> | C21 ex BREWERY ROAD | Brewery Road [T41,T42] | CARRICKMINES |  | 53.2814 | -6.2288
MV/LV Substation KI***015X |  | 10 kV | _ | LV | 50 kVA :Pole Substation | 0.05 | --> | 0.05 | 0.017 | 2.36 |  | --> | 0.048 | 0 | 0.01 | 0.044 | 0 |  | --> | C11 ex BRAY | Bray [T41,T42] | FASSAROE |  | 53.1938 | -6.1803
MV/LV Substation BA***016 |  | 10 kV | _ | LV | 400 kVA :Kiosk Substation | 0.4 | --> | 0.4 | 0.24 | 1.16 |  | --> | 0.38 | 0 | 0.052 | 0.363 | 0 |  | --> | C21 ex BREWERY ROAD | Brewery Road [T41,T42] | CARRICKMINES |  | 53.2827 | -6.2276
MV/LV Substation SA***017 |  | 10 kV | _ | LV | 400 kVA :Kiosk Substation | 0.4 | --> | 0.4 | 0.266 | 1.16 |  | --> | 0.38 | 0 | 0.057 | 0.356 | 0 |  | --> | C21 ex BREWERY ROAD | Brewery Road [T41,T42] | CARRICKMINES |  | 53.2836 | -6.2334
MV/LV Substation SA***018 |  | 10 kV | _ | LV | 400 kVA :Kiosk Substation | 0.4 | --> | 0.4 | 0 | 0 | Constrained, otherwise capacity available =330 kVA | --> | 0.38 | 0 | 0.037 | 0.362 | 0 |  | --> | C12 ex SANDYFORD | Sandyford [T41,T42] | CARRICKMINES |  | 53.2677 | -6.2209
MV/LV Substation RO***019X |  | 10 kV | _ | LV | 400 kVA :Building Structure | 0.4 | --> | 0.4 | 0.041 | 0.04 | Constrained, otherwise capacity available =326 kVA | --> | 0.38 | 0 | 0.003 | 0.388 | 0 |  | --> | C13 ex LITTLE BRAY | Little Bray [T41,T42] | FASSAROE |  | 53.2083 | -6.1161
MV/LV Substation RO***020 |  | 10 kV | _ | LV | 200 kVA :Kiosk Substation | 0.2 | --> | 0.2 | 0.163 | 15.18 |  | --> | 0.19 | 0 | 0 | 0.195 | 0 |  | --> | C18 ex CENTRAL PARK | Central Park [T101,T102] | CARRICKMINES |  | 53.2696 | -6.2074
MV/LV Substation TH***021 |  | 10 kV | _ | LV | 400 kVA :Kiosk Substation | 0.4 | --> | 0.4 | 0.319 | 1.16 |  | --> | 0.38 | 0 | 0 | 0.391 | 0 |  | --> | C19 ex BREWERY ROAD | Brewery Road [T41,T42] | CARRICKMINES |  | 53.2736 | -6.1987
MV/LV Substation RA***022X |  | 10 kV | _ | LV | 200 kVA :Kiosk Substation | 0.2 | --> | 0.2 | 0.041 | 0.04 | Constrained, otherwise capacity available =160 kVA | --> | 0.19 | 0 | 0 | 0.195 | 0 |  | --> | C13 ex LITTLE BRAY | Little Bray [T41,T42] | FASSAROE |  | 53.2089 | -6.1119
MV/LV Substation BR***023X |  | 10 kV | _ | LV | 400 kVA :Kiosk Substation | 0.4 | --> | 0.4 | 0 | 0 | Constrained, otherwise capacity available =287 kVA | --> | 0.38 | 0 | 0.017 | 0.382 | 0 |  | --> | C19 ex SANDYFORD | Sandyford [T41,T42] | CARRICKMINES |  | 53.2716 | -6.2545
MV/LV Substation KI***024 |  | 10 kV | _ | LV | 400 kVA :Kiosk Substation | 0.4 | --> | 0.4 | 0 | 0 | Constrained, otherwise capacity available =313 kVA | --> | 0.38 | 0 | 0.038 | 0.364 | 0 |  | --> | C17 ex SANDYFORD | Sandyford [T41,T42] | CARRICKMINES |  | 53.2625 | -6.2129
MV/LV Substation RO***024X |  | 10 kV | _ | LV | 400 kVA :Kiosk Substation | 0.4 | --> | 0.4 | 0 | 0 | Constrained, otherwise capacity available =360 kVA | --> | 0.38 | 0 | 0.02 | 0.371 | 0 |  | --> | C13 ex SANDYFORD | Sandyford [T41,T42] | CARRICKMINES |  | 53.2709 | -6.2546
MV/LV Substation RA***026 |  | 10 kV | _ | LV | 1000 kVA :Building Structure | 1 | --> | 1 | 0.5 | 15.18 |  | --> | 0.95 | 0 | 0 | 0.5 | 0 |  | --> | C19 ex CENTRAL PARK | Central Park [T101,T102] | CARRICKMINES |  | 53.2659 | -6.1948
MV/LV Substation SE***028X |  | 10 kV | _ | LV | 50 kVA :Pole Substation | 0.05 | --> | 0.05 | 0.027 | 0.04 |  | --> | 0.048 | 0 | 0 | 0.05 | 0 |  | --> | C16 ex LITTLE BRAY | Little Bray [T41,T42] | FASSAROE |  | 53.2113 | -6.1305
MV/LV Substation BO***029X |  | 10 kV | _ | LV | 400 kVA :Building Structure | 0.4 | --> | 0.4 | 0 | 0 | Constrained, otherwise capacity available =312 kVA | --> | 0.38 | 0 | 0 | 0.392 | 0 |  | --> | C18 ex SANDYFORD | Sandyford [T41,T42] | CARRICKMINES |  | 53.2757 | -6.2171
MV/LV Substation WH***030X |  | 10 kV | _ | LV | 630 kVA :Kiosk Substation | 0.63 | --> | 0.63 | 0.5 | 1.16 |  | --> | 0.598 | 0 | 0 | 0.5 | 0 |  | --> | C18 ex BREWERY ROAD | Brewery Road [T41,T42] | CARRICKMINES |  | 53.2865 | -6.2089
MV/LV Substation GL***031 |  | 10 kV | _ | LV | 200 kVA :Pole Substation | 0.2 | --> | 0.2 | 0 | 0 | Constrained, otherwise capacity available =56 kVA | --> | 0.19 | 0 | 0.009 | 0.202 | 0 |  | --> | C13 ex CARRICKMINES | Carrickmines [T41,T42] | CARRICKMINES |  | 53.2519 | -6.1755
MV/LV Substation KI***032 |  | 10 kV | _ | LV | 100 kVA :Pole Substation | 0.1 | --> | 0.1 | 0 | 0 | Constrained, otherwise capacity available =99 kVA | --> | 0.095 | 0 | 0 | 0.095 | 0 |  | --> | C17 ex CARRICKMINES | Carrickmines [T41,T42] | CARRICKMINES |  | 53.2487 | -6.1815
MV/LV Substation SP***034 |  | 10 kV | _ | LV | 50 kVA :Pole Substation | 0.05 | --> | 0.05 | 0 | 0 | Constrained, otherwise capacity available =47 kVA | --> | 0.048 | 0 | 0 | 0.048 | 0 |  | --> | C17 ex CARRICKMINES | Carrickmines [T41,T42] | CARRICKMINES |  | 53.2451 | -6.1811
MV/LV Substation SA***034X |  | 10 kV | _ | LV | 200 kVA :Kiosk Substation | 0.2 | --> | 0.2 | 0 | 0 |  | --> | 0.19 | 0 | 0.02 | 0.225 | 0 |  | --> | C19 ex CARRICKMINES | Carrickmines [T41,T42] | CARRICKMINES |  | 53.2642 | -6.2155
MV/LV Substation CA***036 |  | 10 kV | _ | LV | 50 kVA :Pole Substation | 0.05 | --> | 0.05 | 0 | 0 | Constrained, otherwise capacity available =20 kVA | --> | 0.048 | 0 | 0.005 | 0.048 | 0 |  | --> | C13 ex CARRICKMINES | Carrickmines [T41,T42] | CARRICKMINES |  | 53.2494 | -6.1731
MV/LV Substation GO***037 |  | 10 kV | _ | LV | 200 kVA :Kiosk Substation | 0.2 | --> | 0.2 | 0 | 0 | Constrained, otherwise capacity available =167 kVA | --> | 0.19 | 0 | 0 | 0.194 | 0 |  | --> | C22 ex CARRICKMINES | Carrickmines [T41,T42] | CARRICKMINES |  | 53.2662 | -6.1881
MV/LV Substation ST***038 |  | 10 kV | _ | LV | 400 kVA :Kiosk Substation | 0.4 | --> | 0.4 | 0 | 0 | Constrained, otherwise capacity available =269 kVA | --> | 0.38 | 0 | 0.071 | 0.345 | 0 |  | --> | C18 ex CARRICKMINES | Carrickmines [T41,T42] | CARRICKMINES |  | 53.2554 | -6.2142
MV/LV Substation BA***038X |  | 10 kV | _ | LV | 630 kVA :Building Structure | 0.63 | --> | 0.63 | 0.459 | 1.16 |  | --> | 0.598 | 0 | 0.007 | 0.5 | 0 |  | --> | C17 ex BREWERY ROAD | Brewery Road [T41,T42] | CARRICKMINES |  | 53.2778 | -6.2125
MV/LV Substation AR***039X |  | 10 kV | _ | LV | 400 kVA :Building Structure | 0.4 | --> | 0.4 | 0.353 | 1.16 |  | --> | 0.38 | 0 | 0 | 0.386 | 0 |  | --> | C19 ex BREWERY ROAD | Brewery Road [T41,T42] | CARRICKMINES |  | 53.273 | -6.2079
MV/LV Substation JA***041 |  | 10 kV | _ | LV | 100 kVA :Pole Substation | 0.1 | --> | 0.1 | 0 | 0 | Constrained, otherwise capacity available =75 kVA | --> | 0.095 | 0 | 0.005 | 0.095 | 0 |  | --> | C17 ex CARRICKMINES | Carrickmines [T41,T42] | CARRICKMINES |  | 53.2484 | -6.206
MV/LV Substation SA***042 |  | 10 kV | _ | LV | 400 kVA :Kiosk Substation | 0.4 | --> | 0.4 | 0 | 0 | Constrained, otherwise capacity available =280 kVA | --> | 0.38 | 0 | 0.019 | 0.382 | 0 |  | --> | C17 ex SANDYFORD | Sandyford [T41,T42] | CARRICKMINES |  | 53.2641 | -6.2288
MV/LV Substation TH***042X |  | 10 kV | _ | LV | 50 kVA :Pole Substation | 0.05 | --> | 0.05 | 0.041 | 0.04 | Constrained, otherwise capacity available =50 kVA | --> | 0.048 | 0 | 0 | 0.048 | 0 |  | --> | C21 ex LITTLE BRAY | Little Bray [T41,T42] | FASSAROE |  | 53.2081 | -6.1809
MV/LV Substation WE***044 |  | 10 kV | _ | LV | 630 kVA :Building Structure | 0.63 | --> | 0.63 | 0 | 0 | Constrained, otherwise capacity available =459 kVA | --> | 0.598 | 0 | 0.25 | 0.436 | 0 |  | --> | C14 ex SANDYFORD | Sandyford [T41,T42] | CARRICKMINES |  | 53.2776 | -6.2431
MV/LV Substation LU***045 |  | 10 kV | _ | LV | 400 kVA :Kiosk Substation | 0.4 | --> | 0.4 | 0 | 0 | Constrained, otherwise capacity available =291 kVA | --> | 0.38 | 0 | 0.042 | 0.364 | 0 |  | --> | C19 ex SANDYFORD | Sandyford [T41,T42] | CARRICKMINES |  | 53.28 | -6.2527
MV/LV Substation FR***045X |  | 10 kV | _ | LV | 50 kVA :Pole Substation | 0.05 | --> | 0.05 | 0 | 0 | Constrained, otherwise capacity available =50 kVA | --> | 0.048 | 0 | 0 | 0.048 | 0 |  | --> | C13 ex SANDYFORD | Sandyford [T41,T42] | CARRICKMINES |  | 53.2601 | -6.3016
MV/LV Substation BA***046 |  | 10 kV | _ | LV | 400 kVA :Building Structure | 0.4 | --> | 0.4 | 0 | 0 | Constrained, otherwise capacity available =286 kVA | --> | 0.38 | 0 | 0.015 | 0.384 | 0 |  | --> | C14 ex SANDYFORD | Sandyford [T41,T42] | CARRICKMINES |  | 53.2808 | -6.2466
MV/LV Substation LY***047 |  | 10 kV | _ | LV | 400 kVA :Kiosk Substation | 0.4 | --> | 0.4 | 0.255 | 19.52 |  | --> | 0.38 | 0 | 0.075 | 0.344 | 0 |  | --> | C30 ex TANEY | Taney [T101,T102] | CARRICKMINES |  | 53.2844 | -6.2446
MV/LV Substation WY***048 |  | 10 kV | _ | LV | 400 kVA :Kiosk Substation | 0.4 | --> | 0.4 | 0 | 0 | Constrained, otherwise capacity available =238 kVA | --> | 0.38 | 0 | 0.11 | 0.32 | 0 |  | --> | C25 ex DUNDRUM | Dundrum [T41,T42] | BLACKROCK |  | 53.2839 | -6.251
MV/LV Substation TH***048X |  | 10 kV | _ | LV | 630 kVA :Kiosk Substation | 0.63 | --> | 0.63 | 0 | 0 | Constrained, otherwise capacity available =581 kVA | --> | 0.598 | 0 | 0.016 | 0.5 | 0 |  | --> | C18 ex CARRICKMINES | Carrickmines [T41,T42] | CARRICKMINES |  | 53.2546 | -6.2082
MV/LV Substation ME***050X |  | 10 kV | _ | LV | 400 kVA :Kiosk Substation | 0.4 | --> | 0.4 | 0 | 0 | Constrained, otherwise capacity available =340 kVA | --> | 0.38 | 0 | 0.045 | 0.355 | 0 |  | --> | C19 ex CARRICKMINES | Carrickmines [T41,T42] | CARRICKMINES |  | 53.262 | -6.2092
MV/LV Substation BA***052 |  | 10 kV | _ | LV | 400 kVA :Kiosk Substation | 0.4 | --> | 0.4 | 0 | 0 | Constrained, otherwise capacity available =242 kVA | --> | 0.38 | 0 | 0.064 | 0.354 | 0 |  | --> | C14 ex DUNDRUM | Dundrum [T41,T42] | BLACKROCK |  | 53.2871 | -6.2579
MV/LV Substation ME***053 |  | 10 kV | _ | LV | 400 kVA :Kiosk Substation | 0.4 | --> | 0.4 | 0 | 0 | Constrained, otherwise capacity available =295 kVA | --> | 0.38 | 0 | 0.066 | 0.345 | 0 |  | --> | C14 ex DUNDRUM | Dundrum [T41,T42] | BLACKROCK |  | 53.2864 | -6.2629
MV/LV Substation ME***054 |  | 10 kV | _ | LV | 400 kVA :Kiosk Substation | 0.4 | --> | 0.4 | 0 | 0 | Constrained, otherwise capacity available =304 kVA | --> | 0.38 | 0 | 0.04 | 0.363 | 0 |  | --> | C14 ex DUNDRUM | Dundrum [T41,T42] | BLACKROCK |  | 53.2855 | -6.261
MV/LV Substation LU***055 |  | 10 kV | _ | LV | 400 kVA :Building Structure | 0.4 | --> | 0.4 | 0 | 0 | Constrained, otherwise capacity available =323 kVA | --> | 0.38 | 0 | 0.048 | 0.355 | 0 |  | --> | C25 ex DUNDRUM | Dundrum [T41,T42] | BLACKROCK |  | 53.2813 | -6.2505
MV/LV Substation AC***056 |  | 10 kV | _ | LV | 400 kVA :Kiosk Substation | 0.4 | --> | 0.4 | 0 | 0 | Constrained, otherwise capacity available =340 kVA | --> | 0.38 | 0 | 0.042 | 0.357 | 0 |  | --> | C25 ex DUNDRUM | Dundrum [T41,T42] | BLACKROCK |  | 53.2831 | -6.2549
MV/LV Substation LA***057 |  | 10 kV | _ | LV | 400 kVA :Kiosk Substation | 0.4 | --> | 0.4 | 0 | 0 | Constrained, otherwise capacity available =363 kVA | --> | 0.38 | 0 | 0.009 | 0.378 | 0 |  | --> | C25 ex DUNDRUM | Dundrum [T41,T42] | BLACKROCK |  | 53.2848 | -6.2534
MV/LV Substation OR***058 |  | 10 kV | _ | LV | 400 kVA :Kiosk Substation | 0.4 | --> | 0.4 | 0 | 0 | Constrained, otherwise capacity available =274 kVA | --> | 0.38 | 0 | 0.068 | 0.346 | 0 |  | --> | C25 ex DUNDRUM | Dundrum [T41,T42] | BLACKROCK |  | 53.2883 | -6.2517
MV/LV Substation BE***058X |  | 10 kV | _ | LV | 630 kVA :Kiosk Substation | 0.63 | --> | 0.63 | 0 | 15.18 |  | --> | 0.598 | 0 | 0 | 0.5 | 0 |  | --> | C19 ex CENTRAL PARK | Central Park [T101,T102] | CARRICKMINES |  | 53.2711 | -6.2063
MV/LV Substation SW***059 |  | 10 kV | _ | LV | 400 kVA :Kiosk Substation | 0.4 | --> | 0.4 | 0 | 0 | Constrained, otherwise capacity available =333 kVA | --> | 0.38 | 0 | 0.023 | 0.372 | 0 |  | --> | C25 ex DUNDRUM | Dundrum [T41,T42] | BLACKROCK |  | 53.2898 | -6.2476
MV/LV Substation BE***060 |  | 10 kV | _ | LV | 400 kVA :Kiosk Substation | 0.4 | --> | 0.4 | 0 | 0 | Constrained, otherwise capacity available =260 kVA | --> | 0.38 | 0 | 0.088 | 0.334 | 0 |  | --> | C14 ex DUNDRUM | Dundrum [T41,T42] | BLACKROCK |  | 53.2916 | -6.2548
MV/LV Substation TR***060X |  | 10 kV | _ | LV | 400 kVA :Building Structure | 0.4 | --> | 0.4 | 0.36 | 1.16 |  | --> | 0.38 | 0 | 0 | 0.385 | 0 |  | --> | C19 ex BREWERY ROAD | Brewery Road [T41,T42] | CARRICKMINES |  | 53.2703 | -6.1969
MV/LV Substation CH***061 |  | 10 kV | _ | LV | 400 kVA :Kiosk Substation | 0.4 | --> | 0.4 | 0 | 0 | Constrained, otherwise capacity available =238 kVA | --> | 0.38 | 0 | 0.08 | 0.342 | 0 |  | --> | C14 ex DUNDRUM | Dundrum [T41,T42] | BLACKROCK |  | 53.2916 | -6.2499
MV/LV Substation KI***062 |  | 10 kV | _ | LV | 50 kVA :Pole Substation | 0.05 | --> | 0.05 | 0 | 0 | Constrained, otherwise capacity available =9 kVA | --> | 0.048 | 0 | 0.002 | 0.051 | 0 |  | --> | C17 ex CARRICKMINES | Carrickmines [T41,T42] | CARRICKMINES |  | 53.2347 | -6.1914
MV/LV Substation HI***062X |  | 10 kV | _ | LV | 50 kVA :Pole Substation | 0.05 | --> | 0.05 | 0.041 | 0.04 | Constrained, otherwise capacity available =44 kVA | --> | 0.048 | 0 | 0.005 | 0.044 | 0 |  | --> | C21 ex LITTLE BRAY | Little Bray [T41,T42] | FASSAROE |  | 53.2103 | -6.1926
MV/LV Substation GR***063X |  | 10 kV | _ | LV | 50 kVA :Pole Substation | 0.05 | --> | 0.05 | 0 | 0 | Constrained, otherwise capacity available =33 kVA | --> | 0.048 | 0 | 0 | 0.05 | 0 |  | --> | C13 ex SANDYFORD | Sandyford [T41,T42] | CARRICKMINES |  | 53.2647 | -6.2521
MV/LV Substation DU***065 |  | 10 kV | _ | LV | 400 kVA :Kiosk Substation | 0.4 | --> | 0.4 | 0.298 | 19.52 |  | --> | 0.38 | 0 | 0.07 | 0.342 | 0 |  | --> | C30 ex TANEY | Taney [T101,T102] | CARRICKMINES |  | 53.282 | -6.2367
MV/LV Substation BR***066X |  | 10 kV | _ | LV | 400 kVA :Building Structure | 0.4 | --> | 0.4 | 0 | 0 | Constrained, otherwise capacity available =351 kVA | --> | 0.38 | 0 | 0 | 0.387 | 0 |  | --> | C18 ex SANDYFORD | Sandyford [T41,T42] | CARRICKMINES |  | 53.2754 | -6.2159
MV/LV Substation ES***068 |  | 10 kV | _ | LV | 400 kVA :Building Structure | 0.4 | --> | 0.4 | 0.309 | 15.18 |  | --> | 0.38 | 0 | 0 | 0.392 | 0 |  | --> | C18 ex CENTRAL PARK | Central Park [T101,T102] | CARRICKMINES |  | 53.2721 | -6.2101
MV/LV Substation CH***069 |  | 10 kV | _ | LV | 400 kVA :Kiosk Substation | 0.4 | --> | 0.4 | 0.041 | 0.04 | Constrained, otherwise capacity available =365 kVA | --> | 0.38 | 0 | 0.005 | 0.381 | 0 |  | --> | C16 ex LITTLE BRAY | Little Bray [T41,T42] | FASSAROE |  | 53.2348 | -6.1381
MV/LV Substation CH***070 |  | 10 kV | _ | LV | 200 kVA :Pole Substation | 0.2 | --> | 0.2 | 0.041 | 0.04 | Constrained, otherwise capacity available =141 kVA | --> | 0.19 | 0 | 0.044 | 0.165 | 0 |  | --> | C16 ex LITTLE BRAY | Little Bray [T41,T42] | FASSAROE |  | 53.2385 | -6.1384
MV/LV Substation SP***071 |  | 10 kV | _ | LV | 400 kVA :Kiosk Substation | 0.4 | --> | 0.4 | 0.041 | 0.04 | Constrained, otherwise capacity available =248 kVA | --> | 0.38 | 0 | 0.036 | 0.374 | 0 |  | --> | C16 ex LITTLE BRAY | Little Bray [T41,T42] | FASSAROE |  | 53.2287 | -6.1335
MV/LV Substation CH***072 |  | 10 kV | _ | LV | 400 kVA :Kiosk Substation | 0.4 | --> | 0.4 | 0.041 | 0.04 | Constrained, otherwise capacity available =220 kVA | --> | 0.38 | 0 | 0.128 | 0.309 | 0 |  | --> | C16 ex LITTLE BRAY | Little Bray [T41,T42] | FASSAROE |  | 53.2289 | -6.1246
MV/LV Substation KI***073 |  | 10 kV | _ | LV | 400 kVA :Kiosk Substation | 0.4 | --> | 0.4 | 0.041 | 0.04 | Constrained, otherwise capacity available =242 kVA | --> | 0.38 | 0 | 0.059 | 0.357 | 0 |  | --> | C16 ex LITTLE BRAY | Little Bray [T41,T42] | FASSAROE |  | 53.23 | -6.1199
MV/LV Substation KI***074 |  | 10 kV | _ | LV | 400 kVA :Building Structure | 0.4 | --> | 0.4 | 0.303 | 2.36 |  | --> | 0.38 | 0 | 0 | 0.393 | 0 |  | --> | C11 ex BRAY | Bray [T41,T42] | FASSAROE |  | 53.178 | -6.3316
MV/LV Substation CO***074X |  | 10 kV | _ | LV | 400 kVA :Building Structure | 0.4 | --> | 0.4 | 0.333 | 1.16 |  | --> | 0.38 | 0 | 0.037 | 0.362 | 0 |  | --> | C17 ex BREWERY ROAD | Brewery Road [T41,T42] | CARRICKMINES |  | 53.2771 | -6.215
MV/LV Substation PE***075 |  | 10 kV | _ | LV | 200 kVA :Pole Substation | 0.2 | --> | 0.2 | 0.041 | 0.04 | Constrained, otherwise capacity available =142 kVA | --> | 0.19 | 0 | 0.005 | 0.194 | 0 |  | --> | C14 ex LITTLE BRAY | Little Bray [T41,T42] | FASSAROE |  | 53.2026 | -6.1193
MV/LV Substation PA***075X |  | 10 kV | _ | LV | 400 kVA :Building Structure | 0.4 | --> | 0.4 | 0 | 0 | Constrained, otherwise capacity available =313 kVA | --> | 0.38 | 0 | 0 | 0.392 | 0 |  | --> | C18 ex SANDYFORD | Sandyford [T41,T42] | CARRICKMINES |  | 53.2764 | -6.2156
MV/LV Substation DA***076 |  | 10 kV | _ | LV | 400 kVA :Kiosk Substation | 0.4 | --> | 0.4 | 0.041 | 0.04 | Constrained, otherwise capacity available =322 kVA | --> | 0.38 | 0 | 0.004 | 0.388 | 0 |  | --> | C14 ex LITTLE BRAY | Little Bray [T41,T42] | FASSAROE |  | 53.2007 | -6.128
MV/LV Substation TR***076X |  | 10 kV | _ | LV | 400 kVA :Building Structure | 0.4 | --> | 0.4 | 0.225 | 15.18 |  | --> | 0.38 | 0 | 0.05 | 0.366 | 0 |  | --> | C19 ex CENTRAL PARK | Central Park [T101,T102] | CARRICKMINES |  | 53.2698 | -6.2008
MV/LV Substation AT***077X |  | 10 kV | _ | LV | 630 kVA :Building Structure | 0.63 | --> | 0.63 | 0.453 | 15.18 |  | --> | 0.598 | 0 | 0 | 0.5 | 0 |  | --> | C26 ex CENTRAL PARK | Central Park [T101,T102] | CARRICKMINES |  | 53.2765 | -6.2093
MV/LV Substation BA***079X |  | 10 kV | _ | LV | 400 kVA :Building Structure | 0.4 | --> | 0.4 | 0 | 0 | Constrained, otherwise capacity available =208 kVA | --> | 0.38 | 0 | 0.13 | 0.295 | 0 |  | --> | C17 ex CARRICKMINES | Carrickmines [T41,T42] | CARRICKMINES |  | 53.256 | -6.1932
MV/LV Substation PO***081 |  | 10 kV | _ | LV | 400 kVA :Building Structure | 0.4 | --> | 0.4 | 0.204 | 2.36 |  | --> | 0.38 | 0 | 0 | 0.406 | 0 |  | --> | C11 ex BRAY | Bray [T41,T42] | FASSAROE |  | 53.1847 | -6.188
MV/LV Substation MA***081X |  | 10 kV | _ | LV | 1000 kVA :Building Structure | 1 | --> | 1 | 0 | 0 | Constrained, otherwise capacity available =840 kVA | --> | 0.95 | 0 | 0 | 0.5 | 0 |  | --> | C19 ex SANDYFORD | Sandyford [T41,T42] | CARRICKMINES |  | 53.2742 | -6.2574
MV/LV Substation EL***082 |  | 10 kV | _ | LV | 100 kVA :Pole Substation | 0.1 | --> | 0.1 | 0.041 | 0.04 | Constrained, otherwise capacity available =75 kVA | --> | 0.095 | 0 | 0.014 | 0.088 | 0 |  | --> | C16 ex LITTLE BRAY | Little Bray [T41,T42] | FASSAROE |  | 53.2246 | -6.1315
MV/LV Substation BE***084X |  | 10 kV | _ | LV | 1000 kVA :Building Structure | 1 | --> | 1 | 0 | 0 | Constrained, otherwise capacity available =639 kVA | --> | 0.95 | 0 | 0 | 0.5 | 0 |  | --> | C20 ex SANDYFORD | Sandyford [T41,T42] | CARRICKMINES |  | 53.2753 | -6.2194
MV/LV Substation CU***086 |  | 10 kV | _ | LV | 50 kVA :Pole Substation | 0.05 | --> | 0.05 | 0.028 | 0.04 |  | --> | 0.048 | 0 | 0.004 | 0.048 | 0 |  | --> | C16 ex LITTLE BRAY | Little Bray [T41,T42] | FASSAROE |  | 53.2189 | -6.1273
MV/LV Substation OL***088 |  | 10 kV | _ | LV | 200 kVA :Pole Substation | 0.2 | --> | 0.2 | 0.041 | 0.04 | Constrained, otherwise capacity available =136 kVA | --> | 0.19 | 0 | 0 | 0.199 | 0 |  | --> | C16 ex LITTLE BRAY | Little Bray [T41,T42] | FASSAROE |  | 53.2178 | -6.1371
MV/LV Substation CA***088X |  | 10 kV | _ | LV | 400 kVA :Kiosk Substation | 0.4 | --> | 0.4 | 0 | 0 | Constrained, otherwise capacity available =274 kVA | --> | 0.38 | 0 | 0.036 | 0.37 | 0 |  | --> | C18 ex CARRICKMINES | Carrickmines [T41,T42] | CARRICKMINES |  | 53.251 | -6.2073
MV/LV Substation ST***089 |  | 10 kV | _ | LV | 200 kVA :Kiosk Substation | 0.2 | --> | 0.2 | 0.041 | 0.04 | Constrained, otherwise capacity available =163 kVA | --> | 0.19 | 0 | 0 | 0.195 | 0 |  | --> | C11 ex LITTLE BRAY | Little Bray [T41,T42] | FASSAROE |  | 53.2164 | -6.1218
MV/LV Substation PI***089X |  | 10 kV | _ | LV | 100 kVA :Pole Substation | 0.1 | --> | 0.1 | 0 | 0 | Constrained, otherwise capacity available =100 kVA | --> | 0.095 | 0 | 0 | 0.095 | 0 |  | --> | C17 ex CARRICKMINES | Carrickmines [T41,T42] | CARRICKMINES |  | 53.2374 | -6.2055
MV/LV Substation FE***090 |  | 10 kV | _ | LV | 400 kVA :Kiosk Substation | 0.4 | --> | 0.4 | 0.041 | 0.04 | Constrained, otherwise capacity available =342 kVA | --> | 0.38 | 0 | 0 | 0.388 | 0 |  | --> | C16 ex LITTLE BRAY | Little Bray [T41,T42] | FASSAROE |  | 53.2155 | -6.1291
MV/LV Substation RA***091 |  | 10 kV | _ | LV | 630 kVA :Kiosk Substation | 0.63 | --> | 0.63 | 0.041 | 0.04 | Constrained, otherwise capacity available =423 kVA | --> | 0.598 | 0 | 0.014 | 0.5 | 0 |  | --> | C15 ex LITTLE BRAY | Little Bray [T41,T42] | FASSAROE |  | 53.2126 | -6.1184
MV/LV Substation TO***091X |  | 10 kV | _ | LV | 630 kVA :Building Structure | 0.63 | --> | 0.63 | 0 | 0 | Constrained, otherwise capacity available =546 kVA | --> | 0.598 | 0 | 0.19 | 0.469 | 0 |  | --> | C13 ex SANDYFORD | Sandyford [T41,T42] | CARRICKMINES |  | 53.2673 | -6.2364
MV/LV Substation CO***092 |  | 10 kV | _ | LV | 200 kVA :Pole Substation | 0.2 | --> | 0.2 | 0.041 | 0.04 | Constrained, otherwise capacity available =176 kVA | --> | 0.19 | 0 | 0 | 0.193 | 0 |  | --> | C16 ex LITTLE BRAY | Little Bray [T41,T42] | FASSAROE |  | 53.2099 | -6.1262
MV/LV Substation AP***092X |  | 10 kV | _ | LV | 630 kVA :Building Structure | 0.63 | --> | 0.63 | 0 | 0 | Constrained, otherwise capacity available =469 kVA | --> | 0.598 | 0 | 0 | 0.5 | 0 |  | --> | C18 ex SANDYFORD | Sandyford [T41,T42] | CARRICKMINES |  | 53.2769 | -6.2174
MV/LV Substation SO***093 |  | 10 kV | _ | LV | 630 kVA :Kiosk Substation | 0.63 | --> | 0.63 | 0.041 | 0.04 | Constrained, otherwise capacity available =616 kVA | --> | 0.598 | 0 | 0.102 | 0.5 | 0 |  | --> | C20 ex LITTLE BRAY | Little Bray [T41,T42] | FASSAROE |  | 53.2121 | -6.1129
MV/LV Substation OL***094 |  | 10 kV | _ | LV | 400 kVA :Kiosk Substation | 0.4 | --> | 0.4 | 0.041 | 0.04 | Constrained, otherwise capacity available =340 kVA | --> | 0.38 | 0 | 0.026 | 0.369 | 0 |  | --> | C15 ex LITTLE BRAY | Little Bray [T41,T42] | FASSAROE |  | 53.2094 | -6.1301
MV/LV Substation HE***095X |  | 10 kV | _ | LV | 630 kVA :Building Structure | 0.63 | --> | 0.63 | 0 | 0 | Constrained, otherwise capacity available =584 kVA | --> | 0.598 | 0 | 0 | 0.5 | 0 |  | --> | C18 ex SANDYFORD | Sandyford [T41,T42] | CARRICKMINES |  | 53.2745 | -6.2138
MV/LV Substation OR***096X |  | 10 kV | _ | LV | 200 kVA :Kiosk Substation | 0.2 | --> | 0.2 | 0 | 0 | Constrained, otherwise capacity available =148 kVA | --> | 0.19 | 0 | 0.014 | 0.187 | 0 |  | --> | C19 ex CARRICKMINES | Carrickmines [T41,T42] | CARRICKMINES |  | 53.2636 | -6.204
MV/LV Substation SU***097 |  | 10 kV | _ | LV | 400 kVA :Kiosk Substation | 0.4 | --> | 0.4 | 0.041 | 0.04 | Constrained, otherwise capacity available =279 kVA | --> | 0.38 | 0 | 0.003 | 0.394 | 0 |  | --> | C13 ex LITTLE BRAY | Little Bray [T41,T42] | FASSAROE |  | 53.2072 | -6.1143
MV/LV Substation TA***097X |  | 10 kV | _ | LV | 200 kVA :Kiosk Substation | 0.2 | --> | 0.2 | 0 | 0 | Constrained, otherwise capacity available =197 kVA | --> | 0.19 | 0 | 0 | 0.19 | 0 |  | --> | C19 ex DUNDRUM | Dundrum [T41,T42] | BLACKROCK |  | 53.2937 | -6.2473
MV/LV Substation ST***098 |  | 10 kV | _ | LV | 630 kVA :Kiosk Substation | 0.63 | --> | 0.63 | 0.041 | 0.04 | Constrained, otherwise capacity available =471 kVA | --> | 0.598 | 0 | 0 | 0.5 | 0 |  | --> | C13 ex LITTLE BRAY | Little Bray [T41,T42] | FASSAROE |  | 53.2054 | -6.1148
MV/LV Substation RI***098X |  | 10 kV | _ | LV | 400 kVA :Building Structure | 0.4 | --> | 0.4 | 0 | 0 | Constrained, otherwise capacity available =400 kVA | --> | 0.38 | 0 | 0 | 0.38 | 0 |  | --> | C20 ex DUNDRUM | Dundrum [T41,T42] | BLACKROCK |  | 53.2867 | -6.2383
MV/LV Substation CA***099 |  | 10 kV | _ | LV | 400 kVA :Kiosk Substation | 0.4 | --> | 0.4 | 0.041 | 0.04 | Constrained, otherwise capacity available =224 kVA | --> | 0.38 | 0 | 0.026 | 0.384 | 0 |  | --> | C14 ex LITTLE BRAY | Little Bray [T41,T42] | FASSAROE |  | 53.2061 | -6.1211
MV/LV Substation FI***099X |  | 10 kV | _ | LV | 200 kVA :Kiosk Substation | 0.2 | --> | 0.2 | 0 | 0 | Constrained, otherwise capacity available =181 kVA | --> | 0.19 | 0 | 0.01 | 0.185 | 0 |  | --> | C14 ex DUNDRUM | Dundrum [T41,T42] | BLACKROCK |  | 53.2933 | -6.2541
MV/LV Substation GL***101X |  | 10 kV | _ | LV | 100 kVA :Pole Substation | 0.1 | --> | 0.1 | 0 | 0 | Constrained, otherwise capacity available =91 kVA | --> | 0.095 | 0 | 0 | 0.096 | 0 |  | --> | C17 ex CARRICKMINES | Carrickmines [T41,T42] | CARRICKMINES |  | 53.2216 | -6.2214
MV/LV Substation TH***102X |  | 10 kV | _ | LV | 1000 kVA :Building Structure | 1 | --> | 1 | 0.5 | 15.18 |  | --> | 0.95 | 0 | 0 | 0.5 | 0 |  | --> | C26 ex CENTRAL PARK | Central Park [T101,T102] | CARRICKMINES |  | 53.2774 | -6.2104
MV/LV Substation SH***105 |  | 10 kV | _ | LV | 200 kVA :Pole Substation | 0.2 | --> | 0.2 | 0.041 | 0.04 | Constrained, otherwise capacity available =111 kVA | --> | 0.19 | 0 | 0.039 | 0.173 | 0 |  | --> | C16 ex LITTLE BRAY | Little Bray [T41,T42] | FASSAROE |  | 53.2333 | -6.1279
MV/LV Substation LA***106X |  | 10 kV | _ | LV | 400 kVA :Building Structure | 0.4 | --> | 0.4 | 0.235 | 2.36 |  | --> | 0.38 | 0 | 0.006 | 0.398 | 0 |  | --> | C11 ex BRAY | Bray [T41,T42] | FASSAROE |  | 53.1964 | -6.1312
MV/LV Substation HI***107 |  | 10 kV | _ | LV | 400 kVA :Building Structure | 0.4 | --> | 0.4 | 0 | 0 | Constrained, otherwise capacity available =374 kVA | --> | 0.38 | 0 | 0 | 0.384 | 0 |  | --> | C14 ex DUNDRUM | Dundrum [T41,T42] | BLACKROCK |  | 53.2817 | -6.2576
MV/LV Substation HE***108X |  | 10 kV | _ | LV | 50 kVA :Pole Substation | 0.05 | --> | 0.05 | 0.041 | 0.04 | Constrained, otherwise capacity available =48 kVA | --> | 0.048 | 0 | 0 | 0.048 | 0 |  | --> | C21 ex LITTLE BRAY | Little Bray [T41,T42] | FASSAROE |  | 53.2087 | -6.1471
MV/LV Substation KI***109X |  | 10 kV | _ | LV | 400 kVA :Kiosk Substation | 0.4 | --> | 0.4 | 0 | 0 | Constrained, otherwise capacity available =307 kVA | --> | 0.38 | 0 | 0.028 | 0.372 | 0 |  | --> | C19 ex CARRICKMINES | Carrickmines [T41,T42] | CARRICKMINES |  | 53.2604 | -6.2087
MV/LV Substation BA***110X |  | 10 kV | _ | LV | 400 kVA :Building Structure | 0.4 | --> | 0.4 | 0 | 0 | Constrained, otherwise capacity available =395 kVA | --> | 0.38 | 0 | 0 | 0.381 | 0 |  | --> | C17 ex CARRICKMINES | Carrickmines [T41,T42] | CARRICKMINES |  | 53.2546 | -6.1868
MV/LV Substation LE***111X |  | 10 kV | _ | LV | 630 kVA :Building Structure | 0.63 | --> | 0.63 | 0.5 | 15.18 |  | --> | 0.598 | 0 | 0 | 0.5 | 0 |  | --> | C19 ex CENTRAL PARK | Central Park [T101,T102] | CARRICKMINES |  | 53.2694 | -6.2045
MV/LV Substation QU***118 |  | 10 kV | _ | LV | 100 kVA :Pole Substation | 0.1 | --> | 0.1 | 0.041 | 0.04 | Constrained, otherwise capacity available =59 kVA | --> | 0.095 | 0 | 0.011 | 0.092 | 0 |  | --> | C21 ex LITTLE BRAY | Little Bray [T41,T42] | FASSAROE |  | 53.2243 | -6.1395
MV/LV Substation QU***119 |  | 10 kV | _ | LV | 50 kVA :Pole Substation | 0.05 | --> | 0.05 | 0.008 | 0.04 |  | --> | 0.048 | 0 | 0.001 | 0.052 | 0 |  | --> | C21 ex LITTLE BRAY | Little Bray [T41,T42] | FASSAROE |  | 53.2233 | -6.141
MV/LV Substation TI***119X |  | 10 kV | _ | LV | 630 kVA :Building Structure | 0.63 | --> | 0.63 | 0 | 0 | Constrained, otherwise capacity available =481 kVA | --> | 0.598 | 0 | 0 | 0.5 | 0 |  | --> | C13 ex SANDYFORD | Sandyford [T41,T42] | CARRICKMINES |  | 53.2679 | -6.2454
MV/LV Substation CR***120X |  | 10 kV | _ | LV | 400 kVA :Kiosk Substation | 0.4 | --> | 0.4 | 0 | 0 | Constrained, otherwise capacity available =315 kVA | --> | 0.38 | 0 | 0.009 | 0.385 | 0 |  | --> | C17 ex CARRICKMINES | Carrickmines [T41,T42] | CARRICKMINES |  | 53.2518 | -6.2054
MV/LV Substation ST***121 |  | 10 kV | _ | LV | 400 kVA :Kiosk Substation | 0.4 | --> | 0.4 | 0.041 | 0.04 | Constrained, otherwise capacity available =343 kVA | --> | 0.38 | 0 | 0 | 0.388 | 0 |  | --> | C14 ex LITTLE BRAY | Little Bray [T41,T42] | FASSAROE |  | 53.2031 | -6.1339
MV/LV Substation DU***122X |  | 10 kV | _ | LV | 400 kVA :Kiosk Substation | 0.4 | --> | 0.4 | 0.041 | 0.04 | Constrained, otherwise capacity available =284 kVA | --> | 0.38 | 0 | 0.005 | 0.392 | 0 |  | --> | C13 ex LITTLE BRAY | Little Bray [T41,T42] | FASSAROE |  | 53.2104 | -6.1163
MV/LV Substation CA***123X |  | 10 kV | _ | LV | 200 kVA :Building Structure | 0.2 | --> | 0.2 | 0.166 | 1.16 |  | --> | 0.19 | 0 | 0 | 0.195 | 0 |  | --> | C19 ex BREWERY ROAD | Brewery Road [T41,T42] | CARRICKMINES |  | 53.2742 | -6.2029
MV/LV Substation MO***124 |  | 10 kV | _ | LV | 200 kVA :Kiosk Substation | 0.2 | --> | 0.2 | 0 | 0 | Constrained, otherwise capacity available =122 kVA | --> | 0.19 | 0 | 0.008 | 0.194 | 0 |  | --> | C20 ex SANDYFORD | Sandyford [T41,T42] | CARRICKMINES |  | 53.2737 | -6.2251
MV/LV Substation TO***125X |  | 10 kV | _ | LV | 200 kVA :Kiosk Substation | 0.2 | --> | 0.2 | 0 | 0 | Constrained, otherwise capacity available =30 kVA | --> | 0.19 | 0 | 0.029 | 0.19 | 0 |  | --> | C22 ex CARRICKMINES | Carrickmines [T41,T42] | CARRICKMINES |  | 53.2579 | -6.1981
MV/LV Substation BA***127X |  | 10 kV | _ | LV | 200 kVA :Kiosk Substation | 0.2 | --> | 0.2 | 0 | 0 | Constrained, otherwise capacity available =127 kVA | --> | 0.19 | 0 | 0 | 0.2 | 0 |  | --> | C17 ex CARRICKMINES | Carrickmines [T41,T42] | CARRICKMINES |  | 53.2564 | -6.1843
MV/LV Substation BA***128 |  | 10 kV | _ | LV | 630 kVA :Kiosk Substation | 0.63 | --> | 0.63 | 0 | 0 | Constrained, otherwise capacity available =340 kVA | --> | 0.598 | 0 | 0.025 | 0.5 | 0 |  | --> | C19 ex SANDYFORD | Sandyford [T41,T42] | CARRICKMINES |  | 53.2753 | -6.2548
MV/LV Substation DS***128X |  | 10 kV | _ | LV | 200 kVA :Pole Substation | 0.2 | --> | 0.2 | 0 | 0 | Constrained, otherwise capacity available =151 kVA | --> | 0.19 | 0 | 0 | 0.197 | 0 |  | --> | C13 ex SANDYFORD | Sandyford [T41,T42] | CARRICKMINES |  | 53.2595 | -6.3099
MV/LV Substation DI***129X |  | 10 kV | _ | LV | 630 kVA :Building Structure | 0.63 | --> | 0.63 | 0.041 | 0.04 | Constrained, otherwise capacity available =507 kVA | --> | 0.598 | 0 | 0 | 0.5 | 0 |  | --> | C14 ex LITTLE BRAY | Little Bray [T41,T42] | FASSAROE |  | 53.2016 | -6.1284
MV/LV Substation NO***130 |  | 10 kV | _ | LV | 400 kVA :Kiosk Substation | 0.4 | --> | 0.4 | 0 | 0 | Constrained, otherwise capacity available =294 kVA | --> | 0.38 | 0 | 0.046 | 0.36 | 0 |  | --> | C14 ex DUNDRUM | Dundrum [T41,T42] | BLACKROCK |  | 53.2893 | -6.2559
MV/LV Substation WY***131X |  | 10 kV | _ | LV | 400 kVA :Kiosk Substation | 0.4 | --> | 0.4 | 0 | 0 | Constrained, otherwise capacity available =392 kVA | --> | 0.38 | 0 | 0 | 0.381 | 0 |  | --> | C14 ex SANDYFORD | Sandyford [T41,T42] | CARRICKMINES |  | 53.2803 | -6.2448
MV/LV Substation TA***132X |  | 10 kV | _ | LV | 1000 kVA :Building Structure | 1 | --> | 1 | 0 | 0 | Constrained, otherwise capacity available =819 kVA | --> | 0.95 | 0 | 0 | 0.5 | 0 |  | --> | C13 ex SANDYFORD | Sandyford [T41,T42] | CARRICKMINES |  | 53.2691 | -6.2626
MV/LV Substation RA***133X |  | 10 kV | _ | LV | 200 kVA :Pole Substation | 0.2 | --> | 0.2 | 0 | 0 | Constrained, otherwise capacity available =146 kVA | --> | 0.19 | 0 | 0 | 0.197 | 0 |  | --> | C17 ex CARRICKMINES | Carrickmines [T41,T42] | CARRICKMINES |  | 53.26 | -6.1883
MV/LV Substation TI***134X |  | 10 kV | _ | LV | 400 kVA :Kiosk Substation | 0.4 | --> | 0.4 | 0 | 0 | Constrained, otherwise capacity available =306 kVA | --> | 0.38 | 0 | 0.025 | 0.374 | 0 |  | --> | C19 ex SANDYFORD | Sandyford [T41,T42] | CARRICKMINES |  | 53.2691 | -6.2449
MV/LV Substation TH***135 |  | 10 kV | _ | LV | 400 kVA :Kiosk Substation | 0.4 | --> | 0.4 | 0 | 0 | Constrained, otherwise capacity available =272 kVA | --> | 0.38 | 0 | 0.088 | 0.332 | 0 |  | --> | C14 ex SANDYFORD | Sandyford [T41,T42] | CARRICKMINES |  | 53.2729 | -6.246
MV/LV Substation GR***135X |  | 10 kV | _ | LV | 400 kVA :Kiosk Substation | 0.4 | --> | 0.4 | 0 | 0 | Constrained, otherwise capacity available =284 kVA | --> | 0.38 | 0 | 0.022 | 0.379 | 0 |  | --> | C17 ex SANDYFORD | Sandyford [T41,T42] | CARRICKMINES |  | 53.2624 | -6.2189
MV/LV Substation WO***136 |  | 10 kV | _ | LV | 400 kVA :Kiosk Substation | 0.4 | --> | 0.4 | 0 | 0 | Constrained, otherwise capacity available =322 kVA | --> | 0.38 | 0 | 0.015 | 0.379 | 0 |  | --> | C19 ex SANDYFORD | Sandyford [T41,T42] | CARRICKMINES |  | 53.2721 | -6.2493
MV/LV Substation DU***136X |  | 10 kV | _ | LV | 630 kVA :Building Structure | 0.63 | --> | 0.63 | 0.5 | 19.52 |  | --> | 0.598 | 0 | 0.03 | 0.5 | 0 |  | --> | C30 ex TANEY | Taney [T101,T102] | CARRICKMINES |  | 53.2882 | -6.2456
MV/LV Substation HI***137 |  | 10 kV | _ | LV | 400 kVA :Kiosk Substation | 0.4 | --> | 0.4 | 0 | 0 | Constrained, otherwise capacity available =308 kVA | --> | 0.38 | 0 | 0.003 | 0.39 | 0 |  | --> | C14 ex DUNDRUM | Dundrum [T41,T42] | BLACKROCK |  | 53.2833 | -6.2589
MV/LV Substation BE***137X |  | 10 kV | _ | LV | 400 kVA :Kiosk Substation | 0.4 | --> | 0.4 | 0 | 0 | Constrained, otherwise capacity available =285 kVA | --> | 0.38 | 0 | 0.019 | 0.381 | 0 |  | --> | C18 ex CARRICKMINES | Carrickmines [T41,T42] | CARRICKMINES |  | 53.2576 | -6.2185
MV/LV Substation BA***138 |  | 10 kV | _ | LV | 400 kVA :Building Structure | 0.4 | --> | 0.4 | 0 | 0 | Constrained, otherwise capacity available =270 kVA | --> | 0.38 | 0 | 0 | 0.397 | 0 |  | --> | C19 ex SANDYFORD | Sandyford [T41,T42] | CARRICKMINES |  | 53.276 | -6.2494
MV/LV Substation CL***139 |  | 10 kV | _ | LV | 400 kVA :Kiosk Substation | 0.4 | --> | 0.4 | 0 | 0 | Constrained, otherwise capacity available =275 kVA | --> | 0.38 | 0 | 0.055 | 0.356 | 0 |  | --> | C11 ex SANDYFORD | Sandyford [T41,T42] | CARRICKMINES |  | 53.2765 | -6.2346
MV/LV Substation CL***140 |  | 10 kV | _ | LV | 400 kVA :Kiosk Substation | 0.4 | --> | 0.4 | 0 | 0 | Constrained, otherwise capacity available =288 kVA | --> | 0.38 | 0 | 0.094 | 0.325 | 0 |  | --> | C11 ex SANDYFORD | Sandyford [T41,T42] | CARRICKMINES |  | 53.2767 | -6.2372
MV/LV Substation BR***142 |  | 10 kV | _ | LV | 400 kVA :Kiosk Substation | 0.4 | --> | 0.4 | 0 | 0 | Constrained, otherwise capacity available =211 kVA | --> | 0.38 | 0 | 0.14 | 0.301 | 0 |  | --> | C19 ex SANDYFORD | Sandyford [T41,T42] | CARRICKMINES |  | 53.2766 | -6.2552
MV/LV Substation CL***142X |  | 10 kV | _ | LV | 630 kVA :Building Structure | 0.63 | --> | 0.63 | 0 | 0 | Constrained, otherwise capacity available =399 kVA | --> | 0.598 | 0 | 0.132 | 0.5 | 0 |  | --> | C17 ex SANDYFORD | Sandyford [T41,T42] | CARRICKMINES |  | 53.2634 | -6.2269
MV/LV Substation BR***143 |  | 10 kV | _ | LV | 400 kVA :Kiosk Substation | 0.4 | --> | 0.4 | 0 | 0 | Constrained, otherwise capacity available =305 kVA | --> | 0.38 | 0 | 0.043 | 0.361 | 0 |  | --> | C14 ex DUNDRUM | Dundrum [T41,T42] | BLACKROCK |  | 53.2759 | -6.2592
MV/LV Substation MA***143X |  | 10 kV | _ | LV | 200 kVA :Building Structure | 0.2 | --> | 0.2 | 0 | 0 | Constrained, otherwise capacity available =151 kVA | --> | 0.19 | 0 | 0.006 | 0.192 | 0 |  | --> | C13 ex SANDYFORD | Sandyford [T41,T42] | CARRICKMINES |  | 53.2681 | -6.2755
MV/LV Substation BR***144 |  | 10 kV | _ | LV | 400 kVA :Kiosk Substation | 0.4 | --> | 0.4 | 0 | 0 | Constrained, otherwise capacity available =256 kVA | --> | 0.38 | 0 | 0.088 | 0.334 | 0 |  | --> | C19 ex SANDYFORD | Sandyford [T41,T42] | CARRICKMINES |  | 53.2788 | -6.2553
MV/LV Substation BR***145 |  | 10 kV | _ | LV | 400 kVA :Kiosk Substation | 0.4 | --> | 0.4 | 0 | 0 | Constrained, otherwise capacity available =262 kVA | --> | 0.38 | 0 | 0.107 | 0.319 | 0 |  | --> | C14 ex DUNDRUM | Dundrum [T41,T42] | BLACKROCK |  | 53.2784 | -6.2613
MV/LV Substation AR***146 |  | 10 kV | _ | LV | 400 kVA :Kiosk Substation | 0.4 | --> | 0.4 | 0 | 0 | Constrained, otherwise capacity available =300 kVA | --> | 0.38 | 0 | 0.032 | 0.37 | 0 |  | --> | C14 ex DUNDRUM | Dundrum [T41,T42] | BLACKROCK |  | 53.2846 | -6.2591
MV/LV Substation BE***146X |  | 10 kV | _ | LV | 1000 kVA :Kiosk Substation | 1 | --> | 1 | 0.5 | 1.16 |  | --> | 0.95 | 0 | 0 | 0.5 | 0 |  | --> | C17 ex BREWERY ROAD | Brewery Road [T41,T42] | CARRICKMINES |  | 53.2766 | -6.2187
MV/LV Substation I.***147 |  | 10 kV | _ | LV | 1000 kVA :Building Structure | 1 | --> | 1 | 0.5 | 1.16 |  | --> | 0.95 | 0 | 0.011 | 0.5 | 0 |  | --> | C21 ex BREWERY ROAD | Brewery Road [T41,T42] | CARRICKMINES |  | 53.2758 | -6.2304
MV/LV Substation CL***147X |  | 10 kV | _ | LV | 400 kVA :Kiosk Substation | 0.4 | --> | 0.4 | 0 | 0 | Constrained, otherwise capacity available =318 kVA | --> | 0.38 | 0 | 0.006 | 0.387 | 0 |  | --> | C17 ex SANDYFORD | Sandyford [T41,T42] | CARRICKMINES |  | 53.263 | -6.2223
MV/LV Substation LA***148 |  | 10 kV | _ | LV | 400 kVA :Kiosk Substation | 0.4 | --> | 0.4 | 0 | 0 | Constrained, otherwise capacity available =240 kVA | --> | 0.38 | 0 | 0.025 | 0.383 | 0 |  | --> | C20 ex SANDYFORD | Sandyford [T41,T42] | CARRICKMINES |  | 53.2694 | -6.2295
MV/LV Substation LI***148X |  | 10 kV | _ | LV | 400 kVA :Building Structure | 0.4 | --> | 0.4 | 0 | 0 | Constrained, otherwise capacity available =346 kVA | --> | 0.38 | 0 | 0 | 0.387 | 0 |  | --> | C14 ex CARRICKMINES | Carrickmines [T41,T42] | CARRICKMINES |  | 53.2584 | -6.2213
MV/LV Substation RA***149 |  | 10 kV | _ | LV | 400 kVA :Kiosk Substation | 0.4 | --> | 0.4 | 0.041 | 0.04 | Constrained, otherwise capacity available =286 kVA | --> | 0.38 | 0 | 0.014 | 0.385 | 0 |  | --> | C20 ex LITTLE BRAY | Little Bray [T41,T42] | FASSAROE |  | 53.2111 | -6.1155
MV/LV Substation BE***150X |  | 10 kV | _ | LV | 400 kVA :Kiosk Substation | 0.4 | --> | 0.4 | 0 | 0 | Constrained, otherwise capacity available =267 kVA | --> | 0.38 | 0 | 0.031 | 0.375 | 0 |  | --> | C14 ex CARRICKMINES | Carrickmines [T41,T42] | CARRICKMINES |  | 53.2603 | -6.2184
MV/LV Substation FA***151 |  | 10 kV | _ | LV | 400 kVA :Kiosk Substation | 0.4 | --> | 0.4 | 0.041 | 0.04 | Constrained, otherwise capacity available =328 kVA | --> | 0.38 | 0 | 0.005 | 0.386 | 0 |  | --> | C16 ex LITTLE BRAY | Little Bray [T41,T42] | FASSAROE |  | 53.236 | -6.1349
MV/LV Substation BE***151X |  | 10 kV | _ | LV | 400 kVA :Kiosk Substation | 0.4 | --> | 0.4 | 0 | 0 | Constrained, otherwise capacity available =342 kVA | --> | 0.38 | 0 | 0.011 | 0.38 | 0 |  | --> | C14 ex CARRICKMINES | Carrickmines [T41,T42] | CARRICKMINES |  | 53.2587 | -6.2186
MV/LV Substation WE***152 |  | 10 kV | _ | LV | 400 kVA :Kiosk Substation | 0.4 | --> | 0.4 | 0.292 | 1.16 |  | --> | 0.38 | 0 | 0.069 | 0.343 | 0 |  | --> | C21 ex BREWERY ROAD | Brewery Road [T41,T42] | CARRICKMINES |  | 53.276 | -6.2276
MV/LV Substation BR***153X |  | 10 kV | _ | LV | 630 kVA :Building Structure | 0.63 | --> | 0.63 | 0 | 0 | Constrained, otherwise capacity available =523 kVA | --> | 0.598 | 0 | 0 | 0.5 | 0 |  | --> | C14 ex SANDYFORD | Sandyford [T41,T42] | CARRICKMINES |  | 53.2703 | -6.2362
MV/LV Substation SA***154X |  | 10 kV | _ | LV | 1000 kVA :Building Structure | 1 | --> | 1 | 0 | 0 | Constrained, otherwise capacity available =862 kVA | --> | 0.95 | 0 | 0 | 0.5 | 0 |  | --> | C14 ex SANDYFORD | Sandyford [T41,T42] | CARRICKMINES |  | 53.2704 | -6.2387
MV/LV Substation RO***155X |  | 10 kV | _ | LV | 400 kVA :Building Structure | 0.4 | --> | 0.4 | 0 | 0 | Constrained, otherwise capacity available =316 kVA | --> | 0.38 | 0 | 0 | 0.391 | 0 |  | --> | C19 ex SANDYFORD | Sandyford [T41,T42] | CARRICKMINES |  | 53.2696 | -6.2417
MV/LV Substation AR***157 |  | 10 kV | _ | LV | 200 kVA :Pole Substation | 0.2 | --> | 0.2 | 0.041 | 0.04 | Constrained, otherwise capacity available =134 kVA | --> | 0.19 | 0 | 0.006 | 0.194 | 0 |  | --> | C14 ex LITTLE BRAY | Little Bray [T41,T42] | FASSAROE |  | 53.2025 | -6.1292
MV/LV Substation PT***158 |  | 10 kV | _ | LV | 400 kVA :Building Structure | 0.4 | --> | 0.4 | 0 | 0.04 |  | --> | 0.38 | 0 | 0.04 | 0.416 | 0 |  | --> | C16 ex LITTLE BRAY | Little Bray [T41,T42] | FASSAROE |  | 53.2306 | -6.1248
MV/LV Substation CA***159 |  | 10 kV | _ | LV | 200 kVA :Pole Substation | 0.2 | --> | 0.2 | 0 | 0 | Constrained, otherwise capacity available =129 kVA | --> | 0.19 | 0 | 0.034 | 0.174 | 0 |  | --> | C17 ex CARRICKMINES | Carrickmines [T41,T42] | CARRICKMINES |  | 53.2441 | -6.181
MV/LV Substation TO***159X |  | 10 kV | _ | LV | 1000 kVA :Building Structure | 1 | --> | 1 | 0.5 | 19.52 |  | --> | 0.95 | 0 | 0 | 0.5 | 0 |  | --> | C21 ex TANEY | Taney [T101,T102] | CARRICKMINES |  | 53.2878 | -6.2433
MV/LV Substation TO***160X |  | 10 kV | _ | LV | 1000 kVA :Building Structure | 1 | --> | 1 | 0.5 | 19.52 |  | --> | 0.95 | 0 | 0 | 0.5 | 0 |  | --> | C18 ex TANEY | Taney [T101,T102] | CARRICKMINES |  | 53.2875 | -6.243
MV/LV Substation TO***161X |  | 10 kV | _ | LV | 1000 kVA :Building Structure | 1 | --> | 1 | 0.5 | 19.52 |  | --> | 0.95 | 0 | 0 | 0.5 | 0 |  | --> | C18 ex TANEY | Taney [T101,T102] | CARRICKMINES |  | 53.2864 | -6.2403
MV/LV Substation TO***162X |  | 10 kV | _ | LV | 1000 kVA :Building Structure | 1 | --> | 1 | 0.5 | 19.52 |  | --> | 0.95 | 0 | 0 | 0.5 | 0 |  | --> | C21 ex TANEY | Taney [T101,T102] | CARRICKMINES |  | 53.2867 | -6.2405
MV/LV Substation SH***163 |  | 10 kV | _ | LV | 1000 kVA :Building Structure | 1 | --> | 1 | 0.041 | 0.04 | Constrained, otherwise capacity available =724 kVA | --> | 0.95 | 0 | 0.012 | 0.5 | 0 |  | --> | C13 ex LITTLE BRAY | Little Bray [T41,T42] | FASSAROE |  | 53.2061 | -6.112
MV/LV Substation WE***168 |  | 10 kV | _ | LV | 400 kVA :Kiosk Substation | 0.4 | --> | 0.4 | 0.31 | 1.16 |  | --> | 0.38 | 0 | 0.013 | 0.382 | 0 |  | --> | C21 ex BREWERY ROAD | Brewery Road [T41,T42] | CARRICKMINES |  | 53.278 | -6.2256
MV/LV Substation ES***168X |  | 10 kV | _ | LV | 400 kVA :Kiosk Substation | 0.4 | --> | 0.4 | 0.399 | 15.18 |  | --> | 0.38 | 0 | 0 | 0.38 | 0 |  | --> | C18 ex CENTRAL PARK | Central Park [T101,T102] | CARRICKMINES |  | 53.2714 | -6.2108
MV/LV Substation LE***170 |  | 10 kV | _ | LV | 100 kVA :Pole Substation | 0.1 | --> | 0.1 | 0 | 0 |  | --> | 0.095 | 0 | 0 | 0.124 | 0 |  | --> | C22 ex CARRICKMINES | Carrickmines [T41,T42] | CARRICKMINES |  | 53.2642 | -6.1898
MV/LV Substation KI***170X |  | 10 kV | _ | LV | 630 kVA :Building Structure | 0.63 | --> | 0.63 | 0 | 0 | Constrained, otherwise capacity available =522 kVA | --> | 0.598 | 0 | 0 | 0.5 | 0 |  | --> | C19 ex CARRICKMINES | Carrickmines [T41,T42] | CARRICKMINES |  | 53.2601 | -6.2076
MV/LV Substation WI***171 |  | 10 kV | _ | LV | 200 kVA :Kiosk Substation | 0.2 | --> | 0.2 | 0 | 0 | Constrained, otherwise capacity available =106 kVA | --> | 0.19 | 0 | 0.041 | 0.172 | 0 |  | --> | C20 ex DUNDRUM | Dundrum [T41,T42] | BLACKROCK |  | 53.2844 | -6.2396
MV/LV Substation CE***171X |  | 10 kV | _ | LV | 400 kVA :Kiosk Substation | 0.4 | --> | 0.4 | 0.041 | 0.04 | Constrained, otherwise capacity available =347 kVA | --> | 0.38 | 0 | 0.005 | 0.384 | 0 |  | --> | C11 ex LITTLE BRAY | Little Bray [T41,T42] | FASSAROE |  | 53.2218 | -6.1214
MV/LV Substation MI***172 |  | 10 kV | _ | LV | 100 kVA :Pole Substation | 0.1 | --> | 0.1 | 0 | 0 | Constrained, otherwise capacity available =46 kVA | --> | 0.095 | 0 | 0.025 | 0.084 | 0 |  | --> | C18 ex CARRICKMINES | Carrickmines [T41,T42] | CARRICKMINES |  | 53.2586 | -6.2092
MV/LV Substation CL***172X |  | 10 kV | _ | LV | 630 kVA :Building Structure | 0.63 | --> | 0.63 | 0.041 | 0.04 | Constrained, otherwise capacity available =500 kVA | --> | 0.598 | 0 | 0.03 | 0.5 | 0 |  | --> | C16 ex LITTLE BRAY | Little Bray [T41,T42] | FASSAROE |  | 53.2313 | -6.1233
MV/LV Substation WY***173X |  | 10 kV | _ | LV | 1000 kVA :Building Structure | 1 | --> | 1 | 0.5 | 19.52 |  | --> | 0.95 | 0 | 0 | 0.5 | 0 |  | --> | C30 ex TANEY | Taney [T101,T102] | CARRICKMINES |  | 53.2814 | -6.2421
MV/LV Substation BA***174X |  | 10 kV | _ | LV | 400 kVA :Kiosk Substation | 0.4 | --> | 0.4 | 0 | 0 | Constrained, otherwise capacity available =309 kVA | --> | 0.38 | 0 | 0.023 | 0.375 | 0 |  | --> | C19 ex SANDYFORD | Sandyford [T41,T42] | CARRICKMINES |  | 53.2733 | -6.2523
MV/LV Substation MU***175 |  | 10 kV | _ | LV | 400 kVA :Kiosk Substation | 0.4 | --> | 0.4 | 0 | 0 | Constrained, otherwise capacity available =294 kVA | --> | 0.38 | 0 | 0.027 | 0.374 | 0 |  | --> | C17 ex SANDYFORD | Sandyford [T41,T42] | CARRICKMINES |  | 53.2662 | -6.2107
MV/LV Substation PH***175X |  | 10 kV | _ | LV | 400 kVA :Kiosk Substation | 0.4 | --> | 0.4 | 0.342 | 1.16 |  | --> | 0.38 | 0 | 0 | 0.387 | 0 |  | --> | C19 ex BREWERY ROAD | Brewery Road [T41,T42] | CARRICKMINES |  | 53.2751 | -6.2044
MV/LV Substation BR***176 |  | 10 kV | _ | LV | 400 kVA :Kiosk Substation | 0.4 | --> | 0.4 | 0 | 0 | Constrained, otherwise capacity available =304 kVA | --> | 0.38 | 0 | 0.061 | 0.348 | 0 |  | --> | C14 ex DUNDRUM | Dundrum [T41,T42] | BLACKROCK |  | 53.2803 | -6.2593
MV/LV Substation WE***177 |  | 10 kV | _ | LV | 400 kVA :Kiosk Substation | 0.4 | --> | 0.4 | 0.337 | 1.16 |  | --> | 0.38 | 0 | 0.03 | 0.366 | 0 |  | --> | C21 ex BREWERY ROAD | Brewery Road [T41,T42] | CARRICKMINES |  | 53.2804 | -6.2258
MV/LV Substation SH***177X |  | 10 kV | _ | LV | 50 kVA :Pole Substation | 0.05 | --> | 0.05 | 0 | 0 | Constrained, otherwise capacity available =50 kVA | --> | 0.048 | 0 | 0 | 0.048 | 0 |  | --> | C19 ex SANDYFORD | Sandyford [T41,T42] | CARRICKMINES |  | 53.2687 | -6.237
MV/LV Substation CA***178X |  | 10 kV | _ | LV | 50 kVA :Pole Substation | 0.05 | --> | 0.05 | 0 | 0 | Constrained, otherwise capacity available =42 kVA | --> | 0.048 | 0 | 0 | 0.049 | 0 |  | --> | C13 ex CARRICKMINES | Carrickmines [T41,T42] | CARRICKMINES |  | 53.2518 | -6.1704
MV/LV Substation DU***179 |  | 10 kV | _ | LV | 400 kVA :Kiosk Substation | 0.4 | --> | 0.4 | 0.308 | 19.52 |  | --> | 0.38 | 0 | 0.078 | 0.334 | 0 |  | --> | C30 ex TANEY | Taney [T101,T102] | CARRICKMINES |  | 53.2878 | -6.248
MV/LV Substation HI***180 |  | 10 kV | _ | LV | 100 kVA :Pole Substation | 0.1 | --> | 0.1 | 0 | 0 | Constrained, otherwise capacity available =33 kVA | --> | 0.095 | 0 | 0.025 | 0.085 | 0 |  | --> | C17 ex SANDYFORD | Sandyford [T41,T42] | CARRICKMINES |  | 53.2655 | -6.228
MV/LV Substation US***180X |  | 10 kV | _ | LV | 630 kVA :Kiosk Substation | 0.63 | --> | 0.63 | 0 | 0 | Constrained, otherwise capacity available =521 kVA | --> | 0.598 | 0 | 0 | 0.5 | 0 |  | --> | C20 ex DUNDRUM | Dundrum [T41,T42] | BLACKROCK |  | 53.2922 | -6.2452
MV/LV Substation BE***181 |  | 10 kV | _ | LV | 400 kVA :Kiosk Substation | 0.4 | --> | 0.4 | 0 | 0 | Constrained, otherwise capacity available =343 kVA | --> | 0.38 | 0 | 0.036 | 0.361 | 0 |  | --> | C25 ex DUNDRUM | Dundrum [T41,T42] | BLACKROCK |  | 53.2856 | -6.2549
MV/LV Substation TR***182 |  | 10 kV | _ | LV | 400 kVA :Kiosk Substation | 0.4 | --> | 0.4 | 0 | 0 | Constrained, otherwise capacity available =246 kVA | --> | 0.38 | 0 | 0.01 | 0.393 | 0 |  | --> | C20 ex DUNDRUM | Dundrum [T41,T42] | BLACKROCK |  | 53.2905 | -6.2442
MV/LV Substation BE***183 |  | 10 kV | _ | LV | 400 kVA :Kiosk Substation | 0.4 | --> | 0.4 | 0 | 0 | Constrained, otherwise capacity available =340 kVA | --> | 0.38 | 0 | 0.022 | 0.372 | 0 |  | --> | C18 ex CARRICKMINES | Carrickmines [T41,T42] | CARRICKMINES |  | 53.2544 | -6.2174
MV/LV Substation BE***183X |  | 10 kV | _ | LV | 630 kVA :Building Structure | 0.63 | --> | 0.63 | 0 | 0 | Constrained, otherwise capacity available =538 kVA | --> | 0.598 | 0 | 0 | 0.5 | 0 |  | --> | C20 ex SANDYFORD | Sandyford [T41,T42] | CARRICKMINES |  | 53.2764 | -6.2207
MV/LV Substation DU***184 |  | 10 kV | _ | LV | 630 kVA :Building Structure | 0.63 | --> | 0.63 | 0 | 0 | Constrained, otherwise capacity available =486 kVA | --> | 0.598 | 0 | 0 | 0.5 | 0 |  | --> | C20 ex DUNDRUM | Dundrum [T41,T42] | BLACKROCK |  | 53.2911 | -6.2465
MV/LV Substation TE***185 |  | 10 kV | _ | LV | 400 kVA :Building Structure | 0.4 | --> | 0.4 | 0 | 0 | Constrained, otherwise capacity available =360 kVA | --> | 0.38 | 0 | 0 | 0.385 | 0 |  | --> | C20 ex DUNDRUM | Dundrum [T41,T42] | BLACKROCK |  | 53.2906 | -6.2461
MV/LV Substation GI***186X |  | 10 kV | _ | LV | 400 kVA :Building Structure | 0.4 | --> | 0.4 | 0.272 | 1.16 |  | --> | 0.38 | 0 | 0.07 | 0.345 | 0 |  | --> | C17 ex BREWERY ROAD | Brewery Road [T41,T42] | CARRICKMINES |  | 53.2815 | -6.2184
MV/LV Substation CA***187X |  | 10 kV | _ | LV | 50 kVA :Pole Substation | 0.05 | --> | 0.05 | 0 | 0 | Constrained, otherwise capacity available =48 kVA | --> | 0.048 | 0 | 0 | 0.048 | 0 |  | --> | C13 ex CARRICKMINES | Carrickmines [T41,T42] | CARRICKMINES |  | 53.2514 | -6.1729
MV/LV Substation TO***188X |  | 10 kV | _ | LV | 200 kVA :Kiosk Substation | 0.2 | --> | 0.2 | 0 | 0 | Constrained, otherwise capacity available =177 kVA | --> | 0.19 | 0 | 0 | 0.193 | 0 |  | --> | C13 ex SANDYFORD | Sandyford [T41,T42] | CARRICKMINES |  | 53.2661 | -6.2367
MV/LV Substation O ***189 |  | 10 kV | _ | LV | 400 kVA :Kiosk Substation | 0.4 | --> | 0.4 | 0.231 | 1.16 |  | --> | 0.38 | 0 | 0 | 0.402 | 0 |  | --> | C21 ex BREWERY ROAD | Brewery Road [T41,T42] | CARRICKMINES |  | 53.2783 | -6.2106
MV/LV Substation PL***190 |  | 10 kV | _ | LV | 400 kVA :Kiosk Substation | 0.4 | --> | 0.4 | 0.299 | 15.18 |  | --> | 0.38 | 0 | 0 | 0.394 | 0 |  | --> | C26 ex CENTRAL PARK | Central Park [T101,T102] | CARRICKMINES |  | 53.276 | -6.2114
MV/LV Substation LO***190X |  | 10 kV | _ | LV | 200 kVA :Pole Substation | 0.2 | --> | 0.2 | 0.041 | 0.04 | Constrained, otherwise capacity available =159 kVA | --> | 0.19 | 0 | 0 | 0.196 | 0 |  | --> | C21 ex LITTLE BRAY | Little Bray [T41,T42] | FASSAROE |  | 53.2047 | -6.1638
MV/LV Substation BA***191X |  | 10 kV | _ | LV | 400 kVA :Kiosk Substation | 0.4 | --> | 0.4 | 0 | 0 | Constrained, otherwise capacity available =364 kVA | --> | 0.38 | 0 | 0.011 | 0.377 | 0 |  | --> | C19 ex SANDYFORD | Sandyford [T41,T42] | CARRICKMINES |  | 53.2751 | -6.2514
MV/LV Substation RA***192X |  | 10 kV | _ | LV | 1000 kVA :Building Structure | 1 | --> | 1 | 0.041 | 0.04 | Constrained, otherwise capacity available =937 kVA | --> | 0.95 | 0 | 0 | 0.5 | 0 |  | --> | C13 ex LITTLE BRAY | Little Bray [T41,T42] | FASSAROE |  | 53.2073 | -6.1148
MV/LV Substation DU***193X |  | 10 kV | _ | LV | 1000 kVA :Building Structure | 1 | --> | 1 | 0.5 | 19.52 |  | --> | 0.95 | 0 | 0 | 0.5 | 0 |  | --> | C22 ex TANEY | Taney [T101,T102] | CARRICKMINES |  | 53.2879 | -6.2416
MV/LV Substation BA***194 |  | 10 kV | _ | LV | 200 kVA :Kiosk Substation | 0.2 | --> | 0.2 | 0 | 0 | Constrained, otherwise capacity available =156 kVA | --> | 0.19 | 0 | 0.043 | 0.164 | 0 |  | --> | C25 ex DUNDRUM | Dundrum [T41,T42] | BLACKROCK |  | 53.2826 | -6.2474
MV/LV Substation EG***194X |  | 10 kV | _ | LV | 630 kVA :Kiosk Substation | 0.63 | --> | 0.63 | 0.041 | 0.04 | Constrained, otherwise capacity available =546 kVA | --> | 0.598 | 0 | 0 | 0.5 | 0 |  | --> | C14 ex LITTLE BRAY | Little Bray [T41,T42] | FASSAROE |  | 53.2012 | -6.1276
MV/LV Substation AR***195 |  | 10 kV | _ | LV | 1000 kVA :Building Structure | 1 | --> | 1 | 0.5 | 15.18 |  | --> | 0.95 | 0 | 0.02 | 0.5 | 0 |  | --> | C26 ex CENTRAL PARK | Central Park [T101,T102] | CARRICKMINES |  | 53.2776 | -6.2083
MV/LV Substation IM***196 |  | 10 kV | _ | LV | 630 kVA :Kiosk Substation | 0.63 | --> | 0.63 | 0.425 | 1.16 |  | --> | 0.598 | 0 | 0 | 0.5 | 0 |  | --> | C17 ex BREWERY ROAD | Brewery Road [T41,T42] | CARRICKMINES |  | 53.2768 | -6.2141
MV/LV Substation TH***197X |  | 10 kV | _ | LV | 400 kVA :Kiosk Substation | 0.4 | --> | 0.4 | 0 | 0 | Constrained, otherwise capacity available =287 kVA | --> | 0.38 | 0 | 0.003 | 0.393 | 0 |  | --> | C18 ex CARRICKMINES | Carrickmines [T41,T42] | CARRICKMINES |  | 53.2561 | -6.2184
MV/LV Substation ES***199 |  | 10 kV | _ | LV | 200 kVA :Building Structure | 0.2 | --> | 0.2 | 0 | 0 | Constrained, otherwise capacity available =99 kVA | --> | 0.19 | 0 | 0.04 | 0.174 | 0 |  | --> | C18 ex SANDYFORD | Sandyford [T41,T42] | CARRICKMINES |  | 53.2727 | -6.2105
MV/LV Substation BA***200 |  | 10 kV | _ | LV | 50 kVA :Pole Substation | 0.05 | --> | 0.05 | 0.03 | 19.52 |  | --> | 0.048 | 0 | 0.013 | 0.041 | 0 |  | --> | C30 ex TANEY | Taney [T101,T102] | CARRICKMINES |  | 53.278 | -6.2358
MV/LV Substation PA***200X |  | 10 kV | _ | LV | 630 kVA :Building Structure | 0.63 | --> | 0.63 | 0 | 0 | Constrained, otherwise capacity available =327 kVA | --> | 0.598 | 0 | 0 | 0.5 | 0 |  | --> | C13 ex CARRICKMINES | Carrickmines [T41,T42] | CARRICKMINES |  | 53.2513 | -6.1875
MV/LV Substation WO***201X |  | 10 kV | _ | LV | 400 kVA :Building Structure | 0.4 | --> | 0.4 | 0 | 0 | Constrained, otherwise capacity available =378 kVA | --> | 0.38 | 0 | 0 | 0.383 | 0 |  | --> | C13 ex CARRICKMINES | Carrickmines [T41,T42] | CARRICKMINES |  | 53.25 | -6.1873
MV/LV Substation PU***202 |  | 10 kV | _ | LV | 50 kVA :Pole Substation | 0.05 | --> | 0.05 | 0 | 0 | Constrained, otherwise capacity available =48 kVA | --> | 0.048 | 0 | 0 | 0.048 | 0 |  | --> | C13 ex SANDYFORD | Sandyford [T41,T42] | CARRICKMINES |  | 53.257 | -6.2619
MV/LV Substation P ***202X |  | 10 kV | _ | LV | 400 kVA :Building Structure | 0.4 | --> | 0.4 | 0 | 0 | Constrained, otherwise capacity available =243 kVA | --> | 0.38 | 0 | 0 | 0.401 | 0 |  | --> | C13 ex CARRICKMINES | Carrickmines [T41,T42] | CARRICKMINES |  | 53.2497 | -6.1851
MV/LV Substation WE***204 |  | 10 kV | _ | LV | 200 kVA :Kiosk Substation | 0.2 | --> | 0.2 | 0.116 | 19.52 |  | --> | 0.19 | 0 | 0.061 | 0.156 | 0 |  | --> | C30 ex TANEY | Taney [T101,T102] | CARRICKMINES |  | 53.2786 | -6.239
MV/LV Substation MO***206 |  | 10 kV | _ | LV | 200 kVA :Pole Substation | 0.2 | --> | 0.2 | 0 | 0 | Constrained, otherwise capacity available =200 kVA | --> | 0.19 | 0 | 0 | 0.19 | 0 |  | --> | C17 ex CARRICKMINES | Carrickmines [T41,T42] | CARRICKMINES |  | 53.2432 | -6.1862
MV/LV Substation BL***207 |  | 10 kV | _ | LV | 630 kVA :Kiosk Substation | 0.63 | --> | 0.63 | 0.407 | 1.16 |  | --> | 0.598 | 0 | 0.09 | 0.5 | 0 |  | --> | C17 ex BREWERY ROAD | Brewery Road [T41,T42] | CARRICKMINES |  | 53.2796 | -6.2175
MV/LV Substation BA***208 |  | 10 kV | _ | LV | 200 kVA :Kiosk Substation | 0.2 | --> | 0.2 | 0.073 | 19.52 |  | --> | 0.19 | 0 | 0.055 | 0.166 | 0 |  | --> | C30 ex TANEY | Taney [T101,T102] | CARRICKMINES |  | 53.2809 | -6.237
MV/LV Substation DU***208X |  | 10 kV | _ | LV | 1000 kVA :Building Structure | 1 | --> | 1 | 0.5 | 19.52 |  | --> | 0.95 | 0 | 0 | 0.5 | 0 |  | --> | C27 ex TANEY | Taney [T101,T102] | CARRICKMINES |  | 53.2888 | -6.2448
MV/LV Substation BA***209 |  | 10 kV | _ | LV | 200 kVA :Kiosk Substation | 0.2 | --> | 0.2 | 0 | 0 | Constrained, otherwise capacity available =200 kVA | --> | 0.19 | 0 | 0 | 0.19 | 0 |  | --> | C17 ex CARRICKMINES | Carrickmines [T41,T42] | CARRICKMINES |  | 53.2568 | -6.1945
MV/LV Substation DU***209X |  | 10 kV | _ | LV | 1000 kVA :Building Structure | 1 | --> | 1 | 0.457 | 19.52 |  | --> | 0.95 | 0 | 0 | 0.5 | 0 |  | --> | C22 ex TANEY | Taney [T101,T102] | CARRICKMINES |  | 53.2884 | -6.2432
MV/LV Substation CO***210X |  | 10 kV | _ | LV | 50 kVA :Pole Substation | 0.05 | --> | 0.05 | 0.041 | 2.36 |  | --> | 0.048 | 0 | 0.05 | 0.012 | 0 |  | --> | C11 ex BRAY | Bray [T41,T42] | FASSAROE |  | 53.1895 | -6.2745
MV/LV Substation OL***211X |  | 10 kV | _ | LV | 1000 kVA :Kiosk Substation | 1 | --> | 1 | 0.041 | 0.04 | Constrained, otherwise capacity available =810 kVA | --> | 0.95 | 0 | 0.005 | 0.5 | 0 |  | --> | C16 ex LITTLE BRAY | Little Bray [T41,T42] | FASSAROE |  | 53.227 | -6.1251
MV/LV Substation SA***212X |  | 10 kV | _ | LV | 630 kVA :Kiosk Substation | 0.63 | --> | 0.63 | 0 | 0 | Constrained, otherwise capacity available =479 kVA | --> | 0.598 | 0 | 0.047 | 0.5 | 0 |  | --> | C12 ex SANDYFORD | Sandyford [T41,T42] | CARRICKMINES |  | 53.2704 | -6.2246
MV/LV Substation BR***213X |  | 10 kV | _ | LV | 200 kVA :Kiosk Substation | 0.2 | --> | 0.2 | 0.041 | 0.04 | Constrained, otherwise capacity available =173 kVA | --> | 0.19 | 0 | 0.01 | 0.186 | 0 |  | --> | C16 ex LITTLE BRAY | Little Bray [T41,T42] | FASSAROE |  | 53.2392 | -6.1456
MV/LV Substation CA***214X |  | 10 kV | _ | LV | 400 kVA :Kiosk Substation | 0.4 | --> | 0.4 | 0 | 0 | Constrained, otherwise capacity available =385 kVA | --> | 0.38 | 0 | 0 | 0.382 | 0 |  | --> | C13 ex CARRICKMINES | Carrickmines [T41,T42] | CARRICKMINES |  | 53.2539 | -6.1766
MV/LV Substation MI***216 |  | 10 kV | _ | LV | 400 kVA :Kiosk Substation | 0.4 | --> | 0.4 | 0 | 0 | Constrained, otherwise capacity available =375 kVA | --> | 0.38 | 0 | 0 | 0.383 | 0 |  | --> | C18 ex SANDYFORD | Sandyford [T41,T42] | CARRICKMINES |  | 53.2766 | -6.2186
MV/LV Substation BA***217X |  | 10 kV | _ | LV | 630 kVA :Kiosk Substation | 0.63 | --> | 0.63 | 0 | 0 | Constrained, otherwise capacity available =540 kVA | --> | 0.598 | 0 | 0.015 | 0.5 | 0 |  | --> | C19 ex SANDYFORD | Sandyford [T41,T42] | CARRICKMINES |  | 53.2728 | -6.255
MV/LV Substation MO***218 |  | 10 kV | _ | LV | 200 kVA :Kiosk Substation | 0.2 | --> | 0.2 | 0 | 0 | Constrained, otherwise capacity available =134 kVA | --> | 0.19 | 0 | 0.039 | 0.17 | 0 |  | --> | C20 ex SANDYFORD | Sandyford [T41,T42] | CARRICKMINES |  | 53.2757 | -6.2239
MV/LV Substation RE***219X |  | 10 kV | _ | LV | 200 kVA :Kiosk Substation | 0.2 | --> | 0.2 | 0.041 | 0.04 | Constrained, otherwise capacity available =147 kVA | --> | 0.19 | 0 | 0 | 0.197 | 0 |  | --> | C21 ex LITTLE BRAY | Little Bray [T41,T42] | FASSAROE |  | 53.2112 | -6.1698
MV/LV Substation RA***220 |  | 10 kV | _ | LV | 630 kVA :Building Structure | 0.63 | --> | 0.63 | 0.488 | 1.16 |  | --> | 0.598 | 0 | 0.015 | 0.5 | 0 |  | --> | C19 ex BREWERY ROAD | Brewery Road [T41,T42] | CARRICKMINES |  | 53.2752 | -6.2107
MV/LV Substation TA***220X |  | 10 kV | _ | LV | 400 kVA :Kiosk Substation | 0.4 | --> | 0.4 | 0.4 | 19.52 |  | --> | 0.38 | 0 | 0 | 0.38 | 0 |  | --> | C17 ex TANEY | Taney [T101,T102] | CARRICKMINES |  | 53.2886 | -6.2453
MV/LV Substation SA***221 |  | 10 kV | _ | LV | 200 kVA :Kiosk Substation | 0.2 | --> | 0.2 | 0 | 0 | Constrained, otherwise capacity available =199 kVA | --> | 0.19 | 0 | 0.005 | 0.186 | 0 |  | --> | C18 ex SANDYFORD | Sandyford [T41,T42] | CARRICKMINES |  | 53.2711 | -6.2238
MV/LV Substation TO***221X |  | 10 kV | _ | LV | 1000 kVA :Building Structure | 1 | --> | 1 | 0.5 | 19.52 |  | --> | 0.95 | 0 | 0 | 0.5 | 0 |  | --> | C21 ex TANEY | Taney [T101,T102] | CARRICKMINES |  | 53.2879 | -6.2434
MV/LV Substation TO***222X |  | 10 kV | _ | LV | 1000 kVA :Building Structure | 1 | --> | 1 | 0.5 | 19.52 |  | --> | 0.95 | 0 | 0 | 0.5 | 0 |  | --> | C18 ex TANEY | Taney [T101,T102] | CARRICKMINES |  | 53.2875 | -6.2431
MV/LV Substation TO***223X |  | 10 kV | _ | LV | 1000 kVA :Building Structure | 1 | --> | 1 | 0.5 | 19.52 |  | --> | 0.95 | 0 | 0 | 0.5 | 0 |  | --> | C18 ex TANEY | Taney [T101,T102] | CARRICKMINES |  | 53.2863 | -6.2405
MV/LV Substation TO***224X |  | 10 kV | _ | LV | 1000 kVA :Building Structure | 1 | --> | 1 | 0.5 | 19.52 |  | --> | 0.95 | 0 | 0 | 0.5 | 0 |  | --> | C21 ex TANEY | Taney [T101,T102] | CARRICKMINES |  | 53.2867 | -6.2403
MV/LV Substation GR***225 |  | 10 kV | _ | LV | 400 kVA :Building Structure | 0.4 | --> | 0.4 | 0.243 | 1.16 |  | --> | 0.38 | 0 | 0 | 0.401 | 0 |  | --> | C17 ex BREWERY ROAD | Brewery Road [T41,T42] | CARRICKMINES |  | 53.2783 | -6.2208
MV/LV Substation DU***225X |  | 10 kV | _ | LV | 1000 kVA :Building Structure | 1 | --> | 1 | 0.5 | 19.52 |  | --> | 0.95 | 0 | 0 | 0.5 | 0 |  | --> | C22 ex TANEY | Taney [T101,T102] | CARRICKMINES |  | 53.2879 | -6.2415
MV/LV Substation GO***226 |  | 10 kV | _ | LV | 630 kVA :Kiosk Substation | 0.63 | --> | 0.63 | 0.356 | 1.16 |  | --> | 0.598 | 0 | 0.01 | 0.5 | 0 |  | --> | C17 ex BREWERY ROAD | Brewery Road [T41,T42] | CARRICKMINES |  | 53.2798 | -6.22
MV/LV Substation AS***227 |  | 10 kV | _ | LV | 400 kVA :Kiosk Substation | 0.4 | --> | 0.4 | 0.041 | 0.04 | Constrained, otherwise capacity available =223 kVA | --> | 0.38 | 0 | 0.005 | 0.4 | 0 |  | --> | C14 ex LITTLE BRAY | Little Bray [T41,T42] | FASSAROE |  | 53.2036 | -6.1243
MV/LV Substation BR***228 |  | 10 kV | _ | LV | 200 kVA :Pole Substation | 0.2 | --> | 0.2 | 0.041 | 0.04 | Constrained, otherwise capacity available =192 kVA | --> | 0.19 | 0 | 0 | 0.191 | 0 |  | --> | C15 ex LITTLE BRAY | Little Bray [T41,T42] | FASSAROE |  | 53.2106 | -6.1031
MV/LV Substation GE***229 |  | 10 kV | _ | LV | 400 kVA :Building Structure | 0.4 | --> | 0.4 | 0.29 | 1.16 |  | --> | 0.38 | 0 | 0 | 0.395 | 0 |  | --> | C17 ex BREWERY ROAD | Brewery Road [T41,T42] | CARRICKMINES |  | 53.2806 | -6.2174
MV/LV Substation BE***229X |  | 10 kV | _ | LV | 1000 kVA :Building Structure | 1 | --> | 1 | 0.5 | 1.16 |  | --> | 0.95 | 0 | 0 | 0.5 | 0 |  | --> | C17 ex BREWERY ROAD | Brewery Road [T41,T42] | CARRICKMINES |  | 53.2766 | -6.2188
MV/LV Substation CO***230 |  | 10 kV | _ | LV | 400 kVA :Building Structure | 0.4 | --> | 0.4 | 0 | 0 | Constrained, otherwise capacity available =400 kVA | --> | 0.38 | 0 | 0 | 0.38 | 0 |  | --> | C18 ex SANDYFORD | Sandyford [T41,T42] | CARRICKMINES |  | 53.2751 | -6.2128
MV/LV Substation AL***231X |  | 10 kV | _ | LV | 400 kVA :Building Structure | 0.4 | --> | 0.4 | 0 | 0 | Constrained, otherwise capacity available =292 kVA | --> | 0.38 | 0 | 0 | 0.394 | 0 |  | --> | C17 ex CARRICKMINES | Carrickmines [T41,T42] | CARRICKMINES |  | 53.2414 | -6.2007
MV/LV Substation WO***232 |  | 10 kV | _ | LV | 400 kVA :Kiosk Substation | 0.4 | --> | 0.4 | 0.208 | 1.16 |  | --> | 0.38 | 0 | 0.083 | 0.344 | 0 |  | --> | C19 ex BREWERY ROAD | Brewery Road [T41,T42] | CARRICKMINES |  | 53.2744 | -6.2003
MV/LV Substation CO***233 |  | 10 kV | _ | LV | 50 kVA :Pole Substation | 0.05 | --> | 0.05 | 0.041 | 0.04 | Constrained, otherwise capacity available =49 kVA | --> | 0.048 | 0 | 0 | 0.048 | 0 |  | --> | C15 ex LITTLE BRAY | Little Bray [T41,T42] | FASSAROE |  | 53.2118 | -6.1069
MV/LV Substation CA***233X |  | 10 kV | _ | LV | 50 kVA :Pole Substation | 0.05 | --> | 0.05 | 0 | 0 | Constrained, otherwise capacity available =49 kVA | --> | 0.048 | 0 | 0 | 0.048 | 0 |  | --> | C13 ex SANDYFORD | Sandyford [T41,T42] | CARRICKMINES |  | 53.2477 | -6.3009
MV/LV Substation SO***235X |  | 10 kV | _ | LV | 630 kVA :Building Structure | 0.63 | --> | 0.63 | 0.5 | 19.52 |  | --> | 0.598 | 0 | 0 | 0.5 | 0 |  | --> | C30 ex TANEY | Taney [T101,T102] | CARRICKMINES |  | 53.2833 | -6.2449
MV/LV Substation CO***236 |  | 10 kV | _ | LV | 200 kVA :Kiosk Substation | 0.2 | --> | 0.2 | 0.033 | 0.04 |  | --> | 0.19 | 0 | 0.04 | 0.182 | 0 |  | --> | C20 ex LITTLE BRAY | Little Bray [T41,T42] | FASSAROE |  | 53.2107 | -6.1105
MV/LV Substation JA***237 |  | 10 kV | _ | LV | 50 kVA :Pole Substation | 0.05 | --> | 0.05 | 0 | 0 |  | --> | 0.048 | 0 | 0 | 0.056 | 0 |  | --> | C18 ex CARRICKMINES | Carrickmines [T41,T42] | CARRICKMINES |  | 53.25 | -6.2028
MV/LV Substation AP***237X |  | 10 kV | _ | LV | 630 kVA :Building Structure | 0.63 | --> | 0.63 | 0 | 0 | Constrained, otherwise capacity available =630 kVA | --> | 0.598 | 0 | 0 | 0.5 | 0 |  | --> | C17 ex CARRICKMINES | Carrickmines [T41,T42] | CARRICKMINES |  | 53.222 | -6.1849
MV/LV Substation WO***238 |  | 10 kV | _ | LV | 100 kVA :Pole Substation | 0.1 | --> | 0.1 | 0.041 | 0.04 | Constrained, otherwise capacity available =72 kVA | --> | 0.095 | 0 | 0.005 | 0.095 | 0 |  | --> | C11 ex LITTLE BRAY | Little Bray [T41,T42] | FASSAROE |  | 53.2185 | -6.1221
MV/LV Substation KI***238X |  | 10 kV | _ | LV | 400 kVA :Building Structure | 0.4 | --> | 0.4 | 0 | 0 | Constrained, otherwise capacity available =335 kVA | --> | 0.38 | 0 | 0.03 | 0.367 | 0 |  | --> | C13 ex SANDYFORD | Sandyford [T41,T42] | CARRICKMINES |  | 53.2673 | -6.2533
MV/LV Substation BE***239X |  | 10 kV | _ | LV | 1000 kVA :Building Structure | 1 | --> | 1 | 0.331 | 1.16 |  | --> | 0.95 | 0 | 0 | 0.5 | 0 |  | --> | C20 ex BREWERY ROAD | Brewery Road [T41,T42] | CARRICKMINES |  | 53.2776 | -6.2159
MV/LV Substation FA***240 |  | 10 kV | _ | LV | 50 kVA :Pole Substation | 0.05 | --> | 0.05 | 0 | 0 | Constrained, otherwise capacity available =37 kVA | --> | 0.048 | 0 | 0 | 0.049 | 0 |  | --> | C13 ex SANDYFORD | Sandyford [T41,T42] | CARRICKMINES |  | 53.2663 | -6.2719
MV/LV Substation BE***240X |  | 10 kV | _ | LV | 1000 kVA :Building Structure | 1 | --> | 1 | 0.5 | 1.16 |  | --> | 0.95 | 0 | 0 | 0.5 | 0 |  | --> | C20 ex BREWERY ROAD | Brewery Road [T41,T42] | CARRICKMINES |  | 53.2773 | -6.2152
MV/LV Substation BE***241X |  | 10 kV | _ | LV | 1000 kVA :Building Structure | 1 | --> | 1 | 0.5 | 1.16 |  | --> | 0.95 | 0 | 0 | 0.5 | 0 |  | --> | C20 ex BREWERY ROAD | Brewery Road [T41,T42] | CARRICKMINES |  | 53.2773 | -6.2152
MV/LV Substation KI***242 |  | 10 kV | _ | LV | 400 kVA :Kiosk Substation | 0.4 | --> | 0.4 | 0 | 0 | Constrained, otherwise capacity available =326 kVA | --> | 0.38 | 0 | 0.026 | 0.371 | 0 |  | --> | C11 ex SANDYFORD | Sandyford [T41,T42] | CARRICKMINES |  | 53.2708 | -6.2318
MV/LV Substation BE***242X |  | 10 kV | _ | LV | 1000 kVA :Building Structure | 1 | --> | 1 | 0.5 | 1.16 |  | --> | 0.95 | 0 | 0 | 0.5 | 0 |  | --> | C20 ex BREWERY ROAD | Brewery Road [T41,T42] | CARRICKMINES |  | 53.2773 | -6.2154
MV/LV Substation KI***243 |  | 10 kV | _ | LV | 400 kVA :Kiosk Substation | 0.4 | --> | 0.4 | 0 | 0 | Constrained, otherwise capacity available =321 kVA | --> | 0.38 | 0 | 0.013 | 0.381 | 0 |  | --> | C11 ex SANDYFORD | Sandyford [T41,T42] | CARRICKMINES |  | 53.2702 | -6.2335
MV/LV Substation BE***243X |  | 10 kV | _ | LV | 1000 kVA :Building Structure | 1 | --> | 1 | 0.5 | 1.16 |  | --> | 0.95 | 0 | 0 | 0.5 | 0 |  | --> | C20 ex BREWERY ROAD | Brewery Road [T41,T42] | CARRICKMINES |  | 53.2772 | -6.2154
MV/LV Substation BE***244X |  | 10 kV | _ | LV | 1000 kVA :Building Structure | 1 | --> | 1 | 0.5 | 1.16 |  | --> | 0.95 | 0 | 0 | 0.5 | 0 |  | --> | C20 ex BREWERY ROAD | Brewery Road [T41,T42] | CARRICKMINES |  | 53.2782 | -6.217
MV/LV Substation RO***245 |  | 10 kV | _ | LV | 100 kVA :Pole Substation | 0.1 | --> | 0.1 | 0 | 0 | Constrained, otherwise capacity available =91 kVA | --> | 0.095 | 0 | 0.016 | 0.084 | 0 |  | --> | C18 ex CARRICKMINES | Carrickmines [T41,T42] | CARRICKMINES |  | 53.2466 | -6.2188
MV/LV Substation BA***245X |  | 10 kV | _ | LV | 1000 kVA :Building Structure | 1 | --> | 1 | 0 | 0 | Constrained, otherwise capacity available =846 kVA | --> | 0.95 | 0 | 0 | 0.5 | 0 |  | --> | C19 ex SANDYFORD | Sandyford [T41,T42] | CARRICKMINES |  | 53.2738 | -6.2567
MV/LV Substation BA***250 |  | 10 kV | _ | LV | 400 kVA :Building Structure | 0.4 | --> | 0.4 | 0 | 0 | Constrained, otherwise capacity available =264 kVA | --> | 0.38 | 0 | 0 | 0.398 | 0 |  | --> | C20 ex SANDYFORD | Sandyford [T41,T42] | CARRICKMINES |  | 53.2767 | -6.2237
MV/LV Substation 02***250X |  | 10 kV | _ | LV | 100 kVA :Pole Substation | 0.1 | --> | 0.1 | 0 | 0 | Constrained, otherwise capacity available =93 kVA | --> | 0.095 | 0 | 0 | 0.096 | 0 |  | --> | C18 ex LOUGHLINSTOWN | Loughlinstown [T41,T42] | CARRICKMINES |  | 53.2399 | -6.1521
MV/LV Substation OF***252 |  | 10 kV | _ | LV | 630 kVA :Building Structure | 0.63 | --> | 0.63 | 0.461 | 1.16 |  | --> | 0.598 | 0 | 0.01 | 0.5 | 0 |  | --> | C19 ex BREWERY ROAD | Brewery Road [T41,T42] | CARRICKMINES |  | 53.2756 | -6.2069
MV/LV Substation OL***255 |  | 10 kV | _ | LV | 400 kVA :Kiosk Substation | 0.4 | --> | 0.4 | 0.041 | 0.04 | Constrained, otherwise capacity available =295 kVA | --> | 0.38 | 0 | 0 | 0.394 | 0 |  | --> | C14 ex LITTLE BRAY | Little Bray [T41,T42] | FASSAROE |  | 53.2054 | -6.123
MV/LV Substation BR***256X |  | 10 kV | _ | LV | 400 kVA :Building Structure | 0.4 | --> | 0.4 | 0.041 | 0.04 | Constrained, otherwise capacity available =379 kVA | --> | 0.38 | 0 | 0 | 0.383 | 0 |  | --> | C14 ex LITTLE BRAY | Little Bray [T41,T42] | FASSAROE |  | 53.2062 | -6.1272
MV/LV Substation FA***257X |  | 10 kV | _ | LV | 100 kVA :Pole Substation | 0.1 | --> | 0.1 | 0 | 0 | Constrained, otherwise capacity available =78 kVA | --> | 0.095 | 0 | 0 | 0.098 | 0 |  | --> | C13 ex SANDYFORD | Sandyford [T41,T42] | CARRICKMINES |  | 53.2571 | -6.2918
MV/LV Substation MI***258X |  | 10 kV | _ | LV | 1000 kVA :Building Structure | 1 | --> | 1 | 0 | 0 | Constrained, otherwise capacity available =747 kVA | --> | 0.95 | 0 | 0.017 | 0.5 | 0 |  | --> | C19 ex CARRICKMINES | Carrickmines [T41,T42] | CARRICKMINES |  | 53.2628 | -6.1969
MV/LV Substation PA***259X |  | 10 kV | _ | LV | 1000 kVA :Building Structure | 1 | --> | 1 | 0 | 0 | Constrained, otherwise capacity available =898 kVA | --> | 0.95 | 0 | 0 | 0.5 | 0 |  | --> | C13 ex CARRICKMINES | Carrickmines [T41,T42] | CARRICKMINES |  | 53.2512 | -6.184
MV/LV Substation TH***261 |  | 10 kV | _ | LV | 50 kVA :Pole Substation | 0.05 | --> | 0.05 | 0.027 | 0.04 |  | --> | 0.048 | 0 | 0 | 0.05 | 0 |  | --> | C21 ex LITTLE BRAY | Little Bray [T41,T42] | FASSAROE |  | 53.2193 | -6.1465
MV/LV Substation FU***261X |  | 10 kV | _ | LV | 400 kVA :Kiosk Substation | 0.4 | --> | 0.4 | 0.357 | 1.16 |  | --> | 0.38 | 0 | 0 | 0.386 | 0 |  | --> | C21 ex BREWERY ROAD | Brewery Road [T41,T42] | CARRICKMINES |  | 53.2786 | -6.2299
MV/LV Substation FI***262 |  | 10 kV | _ | LV | 400 kVA :Building Structure | 0.4 | --> | 0.4 | 0.394 | 1.16 |  | --> | 0.38 | 0 | 0 | 0.381 | 0 |  | --> | C17 ex BREWERY ROAD | Brewery Road [T41,T42] | CARRICKMINES |  | 53.2777 | -6.2216
MV/LV Substation GA***262X |  | 10 kV | _ | LV | 400 kVA :Kiosk Substation | 0.4 | --> | 0.4 | 0 | 0 | Constrained, otherwise capacity available =217 kVA | --> | 0.38 | 0 | 0.016 | 0.392 | 0 |  | --> | C17 ex CARRICKMINES | Carrickmines [T41,T42] | CARRICKMINES |  | 53.2466 | -6.1818
MV/LV Substation ST***263 |  | 10 kV | _ | LV | 400 kVA :Building Structure | 0.4 | --> | 0.4 | 0 | 0 | Constrained, otherwise capacity available =230 kVA | --> | 0.38 | 0 | 0 | 0.403 | 0 |  | --> | C18 ex SANDYFORD | Sandyford [T41,T42] | CARRICKMINES |  | 53.2748 | -6.2145
MV/LV Substation BA***264X |  | 10 kV | _ | LV | 400 kVA :Building Structure | 0.4 | --> | 0.4 | 0.041 | 0.04 | Constrained, otherwise capacity available =291 kVA | --> | 0.38 | 0 | 0 | 0.395 | 0 |  | --> | C21 ex LITTLE BRAY | Little Bray [T41,T42] | FASSAROE |  | 53.2112 | -6.1604
MV/LV Substation FA***265 |  | 10 kV | _ | LV | 400 kVA :Kiosk Substation | 0.4 | --> | 0.4 | 0.041 | 0.04 | Constrained, otherwise capacity available =279 kVA | --> | 0.38 | 0 | 0.037 | 0.369 | 0 |  | --> | C15 ex LITTLE BRAY | Little Bray [T41,T42] | FASSAROE |  | 53.2137 | -6.1131
MV/LV Substation GA***265X |  | 10 kV | _ | LV | 1000 kVA :Building Structure | 1 | --> | 1 | 0 | 0 | Constrained, otherwise capacity available =813 kVA | --> | 0.95 | 0 | 0 | 0.5 | 0 |  | --> | C19 ex CARRICKMINES | Carrickmines [T41,T42] | CARRICKMINES |  | 53.259 | -6.1985
MV/LV Substation PA***266X |  | 10 kV | _ | LV | 1000 kVA :Building Structure | 1 | --> | 1 | 0 | 0 | Constrained, otherwise capacity available =789 kVA | --> | 0.95 | 0 | 0 | 0.5 | 0 |  | --> | C14 ex CARRICKMINES | Carrickmines [T41,T42] | CARRICKMINES |  | 53.2598 | -6.2219
MV/LV Substation MA***267 |  | 10 kV | _ | LV | 400 kVA :Kiosk Substation | 0.4 | --> | 0.4 | 0 | 0 | Constrained, otherwise capacity available =230 kVA | --> | 0.38 | 0 | 0.021 | 0.387 | 0 |  | --> | C14 ex DUNDRUM | Dundrum [T41,T42] | BLACKROCK |  | 53.2757 | -6.2631
MV/LV Substation PA***267X |  | 10 kV | _ | LV | 1000 kVA :Building Structure | 1 | --> | 1 | 0 | 0 | Constrained, otherwise capacity available =954 kVA | --> | 0.95 | 0 | 0 | 0.5 | 0 |  | --> | C14 ex CARRICKMINES | Carrickmines [T41,T42] | CARRICKMINES |  | 53.2598 | -6.2218
MV/LV Substation KI***268 |  | 10 kV | _ | LV | 200 kVA :Building Structure | 0.2 | --> | 0.2 | 0 | 0 | Constrained, otherwise capacity available =172 kVA | --> | 0.19 | 0 | 0 | 0.194 | 0 |  | --> | C17 ex SANDYFORD | Sandyford [T41,T42] | CARRICKMINES |  | 53.261 | -6.2111
MV/LV Substation RI***268X |  | 10 kV | _ | LV | 1000 kVA :Building Structure | 1 | --> | 1 | 0.5 | 2.36 |  | --> | 0.95 | 0 | 0.04 | 0.5 | 0 |  | --> | C11 ex BRAY | Bray [T41,T42] | FASSAROE |  | 53.1949 | -6.1335
MV/LV Substation GO***269X |  | 10 kV | _ | LV | 1000 kVA :Building Structure | 1 | --> | 1 | 0.5 | 19.52 |  | --> | 0.95 | 0 | 0 | 0.5 | 0 |  | --> | C30 ex TANEY | Taney [T101,T102] | CARRICKMINES |  | 53.2806 | -6.2418
MV/LV Substation LA***270X |  | 10 kV | _ | LV | 200 kVA :Pole Substation | 0.2 | --> | 0.2 | 0 | 0 | Constrained, otherwise capacity available =200 kVA | --> | 0.19 | 0 | 0 | 0.19 | 0 |  | --> | C13 ex CARRICKMINES | Carrickmines [T41,T42] | CARRICKMINES |  | 53.2496 | -6.1766
MV/LV Substation SP***271X |  | 10 kV | _ | LV | 630 kVA :Building Structure | 0.63 | --> | 0.63 | 0.5 | 1.16 |  | --> | 0.598 | 0 | 0 | 0.5 | 0 |  | --> | C17 ex BREWERY ROAD | Brewery Road [T41,T42] | CARRICKMINES |  | 53.2787 | -6.2216
MV/LV Substation GO***272X |  | 10 kV | _ | LV | 1000 kVA :Building Structure | 1 | --> | 1 | 0.5 | 19.52 |  | --> | 0.95 | 0 | 0 | 0.5 | 0 |  | --> | C30 ex TANEY | Taney [T101,T102] | CARRICKMINES |  | 53.2806 | -6.2419
MV/LV Substation CR***273 |  | 10 kV | _ | LV | 200 kVA :Kiosk Substation | 0.2 | --> | 0.2 | 0.041 | 0.04 | Constrained, otherwise capacity available =157 kVA | --> | 0.19 | 0 | 0.018 | 0.182 | 0 |  | --> | C16 ex LITTLE BRAY | Little Bray [T41,T42] | FASSAROE |  | 53.2275 | -6.1288
MV/LV Substation CA***274X |  | 10 kV | _ | LV | 400 kVA :Kiosk Substation | 0.4 | --> | 0.4 | 0 | 0 | Constrained, otherwise capacity available =318 kVA | --> | 0.38 | 0 | 0.013 | 0.381 | 0 |  | --> | C13 ex CARRICKMINES | Carrickmines [T41,T42] | CARRICKMINES |  | 53.2495 | -6.1772
MV/LV Substation DA***275 |  | 10 kV | _ | LV | 200 kVA :Kiosk Substation | 0.2 | --> | 0.2 | 0 | 0 | Constrained, otherwise capacity available =176 kVA | --> | 0.19 | 0 | 0 | 0.193 | 0 |  | --> | C14 ex DUNDRUM | Dundrum [T41,T42] | BLACKROCK |  | 53.2848 | -6.2655
MV/LV Substation CA***275X |  | 10 kV | _ | LV | 630 kVA :Building Structure | 0.63 | --> | 0.63 | 0 | 0 | Constrained, otherwise capacity available =573 kVA | --> | 0.598 | 0 | 0.009 | 0.5 | 0 |  | --> | C13 ex CARRICKMINES | Carrickmines [T41,T42] | CARRICKMINES |  | 53.2489 | -6.1782
MV/LV Substation BE***276 |  | 10 kV | _ | LV | 200 kVA :Pole Substation | 0.2 | --> | 0.2 | 0 | 0 | Constrained, otherwise capacity available =141 kVA | --> | 0.19 | 0 | 0.018 | 0.184 | 0 |  | --> | C18 ex SANDYFORD | Sandyford [T41,T42] | CARRICKMINES |  | 53.2708 | -6.2216
MV/LV Substation MA***277X |  | 10 kV | _ | LV | 630 kVA :Building Structure | 0.63 | --> | 0.63 | 0 | 0 | Constrained, otherwise capacity available =344 kVA | --> | 0.598 | 0 | 0.206 | 0.484 | 0 |  | --> | C13 ex CARRICKMINES | Carrickmines [T41,T42] | CARRICKMINES |  | 53.2476 | -6.1776
MV/LV Substation MA***278X |  | 10 kV | _ | LV | 400 kVA :Kiosk Substation | 0.4 | --> | 0.4 | 0 | 0 | Constrained, otherwise capacity available =317 kVA | --> | 0.38 | 0 | 0 | 0.391 | 0 |  | --> | C20 ex CARRICKMINES | Carrickmines [T41,T42] | CARRICKMINES |  | 53.2486 | -6.1792
MV/LV Substation AS***279 |  | 10 kV | _ | LV | 200 kVA :Pole Substation | 0.2 | --> | 0.2 | 0.041 | 0.04 | Constrained, otherwise capacity available =103 kVA | --> | 0.19 | 0 | 0.059 | 0.159 | 0 |  | --> | C16 ex LITTLE BRAY | Little Bray [T41,T42] | FASSAROE |  | 53.2303 | -6.1297
MV/LV Substation HI***280X |  | 10 kV | _ | LV | 50 kVA :Pole Substation | 0.05 | --> | 0.05 | 0 | 0 | Constrained, otherwise capacity available =40 kVA | --> | 0.048 | 0 | 0 | 0.049 | 0 |  | --> | C13 ex SANDYFORD | Sandyford [T41,T42] | CARRICKMINES |  | 53.2596 | -6.2794
MV/LV Substation EN***281 |  | 10 kV | _ | LV | 50 kVA :Pole Substation | 0.05 | --> | 0.05 | 0 | 0 | Constrained, otherwise capacity available =35 kVA | --> | 0.048 | 0 | 0.01 | 0.042 | 0 |  | --> | C18 ex CARRICKMINES | Carrickmines [T41,T42] | CARRICKMINES |  | 53.2508 | -6.2104
MV/LV Substation SI***281X |  | 10 kV | _ | LV | 400 kVA :Kiosk Substation | 0.4 | --> | 0.4 | 0.4 | 15.18 |  | --> | 0.38 | 0 | 0 | 0.38 | 0 |  | --> | C18 ex CENTRAL PARK | Central Park [T101,T102] | CARRICKMINES |  | 53.2708 | -6.2061
MV/LV Substation RE***282X |  | 10 kV | _ | LV | 1000 kVA :Building Structure | 1 | --> | 1 | 0.5 | 15.18 |  | --> | 0.95 | 0 | 0 | 0.5 | 0 |  | --> | C19 ex CENTRAL PARK | Central Park [T101,T102] | CARRICKMINES |  | 53.269 | -6.1992
MV/LV Substation BA***284X |  | 10 kV | _ | LV | 200 kVA :Kiosk Substation | 0.2 | --> | 0.2 | 0 | 0 | Constrained, otherwise capacity available =159 kVA | --> | 0.19 | 0 | 0 | 0.196 | 0 |  | --> | C18 ex LOUGHLINSTOWN | Loughlinstown [T41,T42] | CARRICKMINES |  | 53.2349 | -6.1797
MV/LV Substation DU***286 |  | 10 kV | _ | LV | 400 kVA :Kiosk Substation | 0.4 | --> | 0.4 | 0.293 | 19.52 |  | --> | 0.38 | 0 | 0.013 | 0.385 | 0 |  | --> | C30 ex TANEY | Taney [T101,T102] | CARRICKMINES |  | 53.2881 | -6.2463
MV/LV Substation BR***287X |  | 10 kV | _ | LV | 400 kVA :Building Structure | 0.4 | --> | 0.4 | 0 | 0 | Constrained, otherwise capacity available =345 kVA | --> | 0.38 | 0 | 0 | 0.387 | 0 |  | --> | C19 ex SANDYFORD | Sandyford [T41,T42] | CARRICKMINES |  | 53.2689 | -6.243
MV/LV Substation BE***288X |  | 10 kV | _ | LV | 1000 kVA :Building Structure | 1 | --> | 1 | 0 | 0 | Constrained, otherwise capacity available =830 kVA | --> | 0.95 | 0 | 0 | 0.5 | 0 |  | --> | C14 ex CARRICKMINES | Carrickmines [T41,T42] | CARRICKMINES |  | 53.261 | -6.2202
MV/LV Substation RO***290X |  | 10 kV | _ | LV | 400 kVA :Kiosk Substation | 0.4 | --> | 0.4 | 0.341 | 1.16 |  | --> | 0.38 | 0 | 0 | 0.388 | 0 |  | --> | C21 ex BREWERY ROAD | Brewery Road [T41,T42] | CARRICKMINES |  | 53.2758 | -6.2284
MV/LV Substation GL***291X |  | 10 kV | _ | LV | 50 kVA :Pole Substation | 0.05 | --> | 0.05 | 0 | 0 | Constrained, otherwise capacity available =50 kVA | --> | 0.048 | 0 | 0 | 0.048 | 0 |  | --> | C14 ex GREYSTONES | Greystones [T41,T42] | FASSAROE |  | 53.1781 | -6.2102
MV/LV Substation TU***293 |  | 10 kV | _ | LV | 200 kVA :Kiosk Substation | 0.2 | --> | 0.2 | 0.099 | 1.16 |  | --> | 0.19 | 0 | 0.015 | 0.192 | 0 |  | --> | C19 ex BREWERY ROAD | Brewery Road [T41,T42] | CARRICKMINES |  | 53.2719 | -6.1945
MV/LV Substation BE***293X |  | 10 kV | _ | LV | 630 kVA :Building Structure | 0.63 | --> | 0.63 | 0 | 0 | Constrained, otherwise capacity available =562 kVA | --> | 0.598 | 0 | 0 | 0.5 | 0 |  | --> | C14 ex CARRICKMINES | Carrickmines [T41,T42] | CARRICKMINES |  | 53.2617 | -6.2216
MV/LV Substation CO***294X |  | 10 kV | _ | LV | 630 kVA :Building Structure | 0.63 | --> | 0.63 | 0.5 | 1.16 |  | --> | 0.598 | 0 | 0 | 0.5 | 0 |  | --> | C17 ex BREWERY ROAD | Brewery Road [T41,T42] | CARRICKMINES |  | 53.2767 | -6.2146
MV/LV Substation BE***296X |  | 10 kV | _ | LV | 1000 kVA :Building Structure | 1 | --> | 1 | 0.5 | 1.16 |  | --> | 0.95 | 0 | 0 | 0.5 | 0 |  | --> | C20 ex BREWERY ROAD | Brewery Road [T41,T42] | CARRICKMINES |  | 53.2782 | -6.2171
MV/LV Substation AI***298X |  | 10 kV | _ | LV | 400 kVA :Kiosk Substation | 0.4 | --> | 0.4 | 0 | 0 | Constrained, otherwise capacity available =84 kVA | --> | 0.38 | 0 | 0.149 | 0.31 | 0 |  | --> | C17 ex SANDYFORD | Sandyford [T41,T42] | CARRICKMINES |  | 53.2635 | -6.2214
MV/LV Substation BA***299 |  | 10 kV | _ | LV | 200 kVA :Kiosk Substation | 0.2 | --> | 0.2 | 0.041 | 0.04 | Constrained, otherwise capacity available =140 kVA | --> | 0.19 | 0 | 0.037 | 0.171 | 0 |  | --> | C16 ex LITTLE BRAY | Little Bray [T41,T42] | FASSAROE |  | 53.2259 | -6.1275
MV/LV Substation RA***300X |  | 10 kV | _ | LV | 630 kVA :Building Structure | 0.63 | --> | 0.63 | 0 | 0 | Constrained, otherwise capacity available =540 kVA | --> | 0.598 | 0 | 0 | 0.5 | 0 |  | --> | C19 ex CARRICKMINES | Carrickmines [T41,T42] | CARRICKMINES |  | 53.2607 | -6.1961
MV/LV Substation MO***301 |  | 10 kV | _ | LV | 400 kVA :Kiosk Substation | 0.4 | --> | 0.4 | 0 | 0 | Constrained, otherwise capacity available =343 kVA | --> | 0.38 | 0 | 0.017 | 0.375 | 0 |  | --> | C18 ex SANDYFORD | Sandyford [T41,T42] | CARRICKMINES |  | 53.273 | -6.2215
MV/LV Substation TH***301X |  | 10 kV | _ | LV | 630 kVA :Building Structure | 0.63 | --> | 0.63 | 0 | 0 | Constrained, otherwise capacity available =556 kVA | --> | 0.598 | 0 | 0 | 0.5 | 0 |  | --> | C14 ex CARRICKMINES | Carrickmines [T41,T42] | CARRICKMINES |  | 53.2611 | -6.2238
MV/LV Substation BE***303X |  | 10 kV | _ | LV | 50 kVA :Pole Substation | 0.05 | --> | 0.05 | 0.048 | 2.36 |  | --> | 0.048 | 0 | 0 | 0.048 | 0 |  | --> | C11 ex BRAY | Bray [T41,T42] | FASSAROE |  | 53.1957 | -6.1433
MV/LV Substation FU***304X |  | 10 kV | _ | LV | 1000 kVA :Building Structure | 1 | --> | 1 | 0 | 0 | Constrained, otherwise capacity available =899 kVA | --> | 0.95 | 0 | 0 | 0.5 | 0 |  | --> | C18 ex SANDYFORD | Sandyford [T41,T42] | CARRICKMINES |  | 53.2744 | -6.215
MV/LV Substation FU***305X |  | 10 kV | _ | LV | 1000 kVA :Building Structure | 1 | --> | 1 | 0 | 0 | Constrained, otherwise capacity available =905 kVA | --> | 0.95 | 0 | 0 | 0.5 | 0 |  | --> | C18 ex SANDYFORD | Sandyford [T41,T42] | CARRICKMINES |  | 53.2744 | -6.215
MV/LV Substation TH***307 |  | 10 kV | _ | LV | 400 kVA :Kiosk Substation | 0.4 | --> | 0.4 | 0.041 | 0.04 | Constrained, otherwise capacity available =256 kVA | --> | 0.38 | 0 | 0.06 | 0.355 | 0 |  | --> | C15 ex LITTLE BRAY | Little Bray [T41,T42] | FASSAROE |  | 53.214 | -6.1096
MV/LV Substation FO***308 |  | 10 kV | _ | LV | 630 kVA :Building Structure | 0.63 | --> | 0.63 | 0 | 0 | Constrained, otherwise capacity available =247 kVA | --> | 0.598 | 0 | 0.066 | 0.5 | 0 |  | --> | C18 ex SANDYFORD | Sandyford [T41,T42] | CARRICKMINES |  | 53.2735 | -6.2165
MV/LV Substation BA***309 |  | 10 kV | _ | LV | 400 kVA :Kiosk Substation | 0.4 | --> | 0.4 | 0 | 0 | Constrained, otherwise capacity available =237 kVA | --> | 0.38 | 0 | 0.011 | 0.393 | 0 |  | --> | C17 ex CARRICKMINES | Carrickmines [T41,T42] | CARRICKMINES |  | 53.2592 | -6.1914
MV/LV Substation PA***309X |  | 10 kV | _ | LV | 1000 kVA :Building Structure | 1 | --> | 1 | 0 | 0 | Constrained, otherwise capacity available =787 kVA | --> | 0.95 | 0 | 0 | 0.5 | 0 |  | --> | C20 ex CARRICKMINES | Carrickmines [T41,T42] | CARRICKMINES |  | 53.252 | -6.187
MV/LV Substation NO***310X |  | 10 kV | _ | LV | 1000 kVA :Building Structure | 1 | --> | 1 | 0 | 0 | Constrained, otherwise capacity available =876 kVA | --> | 0.95 | 0 | 0 | 0.5 | 0 |  | --> | C20 ex CARRICKMINES | Carrickmines [T41,T42] | CARRICKMINES |  | 53.2529 | -6.1842
MV/LV Substation BE***311X |  | 10 kV | _ | LV | 1000 kVA :Building Structure | 1 | --> | 1 | 0.5 | 1.16 |  | --> | 0.95 | 0 | 0 | 0.5 | 0 |  | --> | C20 ex BREWERY ROAD | Brewery Road [T41,T42] | CARRICKMINES |  | 53.278 | -6.2174
MV/LV Substation BE***312X |  | 10 kV | _ | LV | 1000 kVA :Building Structure | 1 | --> | 1 | 0.5 | 1.16 |  | --> | 0.95 | 0 | 0 | 0.5 | 0 |  | --> | C20 ex BREWERY ROAD | Brewery Road [T41,T42] | CARRICKMINES |  | 53.2779 | -6.2174
MV/LV Substation KI***313 |  | 10 kV | _ | LV | 400 kVA :Kiosk Substation | 0.4 | --> | 0.4 | 0 | 0 | Constrained, otherwise capacity available =263 kVA | --> | 0.38 | 0 | 0.082 | 0.338 | 0 |  | --> | C19 ex SANDYFORD | Sandyford [T41,T42] | CARRICKMINES |  | 53.2705 | -6.2518
MV/LV Substation MO***315 |  | 10 kV | _ | LV | 200 kVA :Pole Substation | 0.2 | --> | 0.2 | 0.041 | 0.04 | Constrained, otherwise capacity available =124 kVA | --> | 0.19 | 0 | 0.034 | 0.175 | 0 |  | --> | C21 ex LITTLE BRAY | Little Bray [T41,T42] | FASSAROE |  | 53.2011 | -6.1703
MV/LV Substation DU***315X |  | 10 kV | _ | LV | 400 kVA :Building Structure | 0.4 | --> | 0.4 | 0.344 | 19.52 |  | --> | 0.38 | 0 | 0 | 0.388 | 0 |  | --> | C30 ex TANEY | Taney [T101,T102] | CARRICKMINES |  | 53.2892 | -6.2465
MV/LV Substation KI***317 |  | 10 kV | _ | LV | 200 kVA :Kiosk Substation | 0.2 | --> | 0.2 | 0 | 0 | Constrained, otherwise capacity available =146 kVA | --> | 0.19 | 0 | 0.013 | 0.188 | 0 |  | --> | C13 ex SANDYFORD | Sandyford [T41,T42] | CARRICKMINES |  | 53.2691 | -6.2523
MV/LV Substation ME***317X |  | 10 kV | _ | LV | 50 kVA :Pole Substation | 0.05 | --> | 0.05 | 0 | 0 | Constrained, otherwise capacity available =41 kVA | --> | 0.048 | 0 | 0 | 0.049 | 0 |  | --> | C17 ex CARRICKMINES | Carrickmines [T41,T42] | CARRICKMINES |  | 53.2365 | -6.2199
MV/LV Substation WY***320X |  | 10 kV | _ | LV | 1000 kVA :Building Structure | 1 | --> | 1 | 0.5 | 19.52 |  | --> | 0.95 | 0 | 0 | 0.5 | 0 |  | --> | C22 ex TANEY | Taney [T101,T102] | CARRICKMINES |  | 53.2857 | -6.2392
MV/LV Substation ST***321X |  | 10 kV | _ | LV | 1000 kVA :Building Structure | 1 | --> | 1 | 0 | 0 | Constrained, otherwise capacity available =703 kVA | --> | 0.95 | 0 | 0.011 | 0.5 | 0 |  | --> | C18 ex CARRICKMINES | Carrickmines [T41,T42] | CARRICKMINES |  | 53.2526 | -6.2142
MV/LV Substation OL***322 |  | 10 kV | _ | LV | 100 kVA :Pole Substation | 0.1 | --> | 0.1 | 0.041 | 0.04 | Constrained, otherwise capacity available =68 kVA | --> | 0.095 | 0 | 0.025 | 0.081 | 0 |  | --> | C16 ex LITTLE BRAY | Little Bray [T41,T42] | FASSAROE |  | 53.2157 | -6.1385
MV/LV Substation TH***322X |  | 10 kV | _ | LV | 200 kVA :Kiosk Substation | 0.2 | --> | 0.2 | 0 | 0 | Constrained, otherwise capacity available =167 kVA | --> | 0.19 | 0 | 0.015 | 0.183 | 0 |  | --> | C14 ex CARRICKMINES | Carrickmines [T41,T42] | CARRICKMINES |  | 53.2602 | -6.2153
MV/LV Substation BA***323X |  | 10 kV | _ | LV | 200 kVA :Kiosk Substation | 0.2 | --> | 0.2 | 0 | 0 | Constrained, otherwise capacity available =160 kVA | --> | 0.19 | 0 | 0.01 | 0.188 | 0 |  | --> | C17 ex CARRICKMINES | Carrickmines [T41,T42] | CARRICKMINES |  | 53.2564 | -6.1896
MV/LV Substation GR***324X |  | 10 kV | _ | LV | 1000 kVA :Building Structure | 1 | --> | 1 | 0.5 | 19.52 |  | --> | 0.95 | 0 | 0 | 0.5 | 0 |  | --> | C13 ex TANEY | Taney [T101,T102] | CARRICKMINES |  | 53.2798 | -6.2151
MV/LV Substation TH***325X |  | 10 kV | _ | LV | 630 kVA :Building Structure | 0.63 | --> | 0.63 | 0.5 | 19.52 |  | --> | 0.598 | 0 | 0 | 0.5 | 0 |  | --> | C13 ex TANEY | Taney [T101,T102] | CARRICKMINES |  | 53.2795 | -6.2125
MV/LV Substation AI***326 |  | 10 kV | _ | LV | 100 kVA :Pole Substation | 0.1 | --> | 0.1 | 0 | 0 | Constrained, otherwise capacity available =80 kVA | --> | 0.095 | 0 | 0 | 0.098 | 0 |  | --> | C13 ex SANDYFORD | Sandyford [T41,T42] | CARRICKMINES |  | 53.2549 | -6.2836
MV/LV Substation TH***326X |  | 10 kV | _ | LV | 630 kVA :Building Structure | 0.63 | --> | 0.63 | 0.5 | 19.52 |  | --> | 0.598 | 0 | 0 | 0.5 | 0 |  | --> | C13 ex TANEY | Taney [T101,T102] | CARRICKMINES |  | 53.2794 | -6.2125
MV/LV Substation MO***327 |  | 10 kV | _ | LV | 400 kVA :Kiosk Substation | 0.4 | --> | 0.4 | 0 | 0 | Constrained, otherwise capacity available =239 kVA | --> | 0.38 | 0 | 0.068 | 0.351 | 0 |  | --> | C17 ex SANDYFORD | Sandyford [T41,T42] | CARRICKMINES |  | 53.2687 | -6.2129
MV/LV Substation CE***327X |  | 10 kV | _ | LV | 1000 kVA :Building Structure | 1 | --> | 1 | 0.5 | 19.52 |  | --> | 0.95 | 0 | 0 | 0.5 | 0 |  | --> | C13 ex TANEY | Taney [T101,T102] | CARRICKMINES |  | 53.2797 | -6.2153
MV/LV Substation CE***328X |  | 10 kV | _ | LV | 1000 kVA :Building Structure | 1 | --> | 1 | 0.5 | 19.52 |  | --> | 0.95 | 0 | 0 | 0.5 | 0 |  | --> | C13 ex TANEY | Taney [T101,T102] | CARRICKMINES |  | 53.2797 | -6.2152
MV/LV Substation HE***331 |  | 10 kV | _ | LV | 400 kVA :Building Structure | 0.4 | --> | 0.4 | 0 | 0 | Constrained, otherwise capacity available =174 kVA | --> | 0.38 | 0 | 0 | 0.41 | 0 |  | --> | C18 ex SANDYFORD | Sandyford [T41,T42] | CARRICKMINES |  | 53.2724 | -6.2135
MV/LV Substation EA***332 |  | 10 kV | _ | LV | 400 kVA :Kiosk Substation | 0.4 | --> | 0.4 | 0 | 0 | Constrained, otherwise capacity available =192 kVA | --> | 0.38 | 0 | 0.119 | 0.319 | 0 |  | --> | C17 ex SANDYFORD | Sandyford [T41,T42] | CARRICKMINES |  | 53.2674 | -6.2156
MV/LV Substation WA***334 |  | 10 kV | _ | LV | 400 kVA :Building Structure | 0.4 | --> | 0.4 | 0.041 | 0.04 | Constrained, otherwise capacity available =278 kVA | --> | 0.38 | 0 | 0 | 0.396 | 0 |  | --> | C20 ex LITTLE BRAY | Little Bray [T41,T42] | FASSAROE |  | 53.2113 | -6.1123
MV/LV Substation HE***334X |  | 10 kV | _ | LV | 1000 kVA :Building Structure | 1 | --> | 1 | 0 | 0 | Constrained, otherwise capacity available =808 kVA | --> | 0.95 | 0 | 0 | 0.5 | 0 |  | --> | C20 ex CARRICKMINES | Carrickmines [T41,T42] | CARRICKMINES |  | 53.2519 | -6.185
MV/LV Substation RI***337 |  | 10 kV | _ | LV | 400 kVA :Kiosk Substation | 0.4 | --> | 0.4 | 0 | 0 | Constrained, otherwise capacity available =284 kVA | --> | 0.38 | 0 | 0.023 | 0.378 | 0 |  | --> | C20 ex DUNDRUM | Dundrum [T41,T42] | BLACKROCK |  | 53.2854 | -6.2384
MV/LV Substation BL***338 |  | 10 kV | _ | LV | 400 kVA :Building Structure | 0.4 | --> | 0.4 | 0.347 | 1.16 |  | --> | 0.38 | 0 | 0 | 0.387 | 0 |  | --> | C17 ex BREWERY ROAD | Brewery Road [T41,T42] | CARRICKMINES |  | 53.2774 | -6.2199
MV/LV Substation TH***338X |  | 10 kV | _ | LV | 1000 kVA :Building Structure | 1 | --> | 1 | 0 | 0 | Constrained, otherwise capacity available =390 kVA | --> | 0.95 | 0 | 0 | 0.5 | 0 |  | --> | C20 ex CARRICKMINES | Carrickmines [T41,T42] | CARRICKMINES |  | 53.2508 | -6.1833
MV/LV Substation SK***339X |  | 10 kV | _ | LV | 200 kVA :Kiosk Substation | 0.2 | --> | 0.2 | 0.041 | 0.04 | Constrained, otherwise capacity available =173 kVA | --> | 0.19 | 0 | 0 | 0.194 | 0 |  | --> | C21 ex LITTLE BRAY | Little Bray [T41,T42] | FASSAROE |  | 53.2203 | -6.1845
MV/LV Substation TH***340X |  | 10 kV | _ | LV | 1000 kVA :Building Structure | 1 | --> | 1 | 0.5 | 15.18 |  | --> | 0.95 | 0 | 0 | 0.5 | 0 |  | --> | C26 ex CENTRAL PARK | Central Park [T101,T102] | CARRICKMINES |  | 53.2774 | -6.2102
MV/LV Substation FE***341 |  | 10 kV | _ | LV | 630 kVA :Building Structure | 0.63 | --> | 0.63 | 0 | 0 | Constrained, otherwise capacity available =480 kVA | --> | 0.598 | 0 | 0 | 0.5 | 0 |  | --> | C19 ex SANDYFORD | Sandyford [T41,T42] | CARRICKMINES |  | 53.2754 | -6.2534
MV/LV Substation AR***341X |  | 10 kV | _ | LV | 1000 kVA :Building Structure | 1 | --> | 1 | 0.28 | 15.18 |  | --> | 0.95 | 0 | 0 | 0.5 | 0 |  | --> | C26 ex CENTRAL PARK | Central Park [T101,T102] | CARRICKMINES |  | 53.2773 | -6.2103
MV/LV Substation EN***342 |  | 10 kV | _ | LV | 100 kVA :Pole Substation | 0.1 | --> | 0.1 | 0.096 | 2.36 |  | --> | 0.095 | 0 | 0 | 0.096 | 0 |  | --> | C11 ex BRAY | Bray [T41,T42] | FASSAROE |  | 53.1929 | -6.1622
MV/LV Substation ST***342X |  | 10 kV | _ | LV | 400 kVA :Kiosk Substation | 0.4 | --> | 0.4 | 0.041 | 0.04 | Constrained, otherwise capacity available =255 kVA | --> | 0.38 | 0 | 0.014 | 0.389 | 0 |  | --> | C16 ex LITTLE BRAY | Little Bray [T41,T42] | FASSAROE |  | 53.2343 | -6.1303
MV/LV Substation GO***346X |  | 10 kV | _ | LV | 1000 kVA :Building Structure | 1 | --> | 1 | 0.5 | 19.52 |  | --> | 0.95 | 0 | 0 | 0.5 | 0 |  | --> | C30 ex TANEY | Taney [T101,T102] | CARRICKMINES |  | 53.2791 | -6.2442
MV/LV Substation GR***347X |  | 10 kV | _ | LV | 1000 kVA :Kiosk Substation | 1 | --> | 1 | 0.5 | 1.16 |  | --> | 0.95 | 0 | 0 | 0.5 | 0 |  | --> | C20 ex BREWERY ROAD | Brewery Road [T41,T42] | CARRICKMINES |  | 53.2798 | -6.2151
MV/LV Substation I.***348 |  | 10 kV | _ | LV | 400 kVA :Building Structure | 0.4 | --> | 0.4 | 0.255 | 15.18 |  | --> | 0.38 | 0 | 0 | 0.399 | 0 |  | --> | C19 ex CENTRAL PARK | Central Park [T101,T102] | CARRICKMINES |  | 53.2714 | -6.1983
MV/LV Substation AD***348X |  | 10 kV | _ | LV | 400 kVA :Kiosk Substation | 0.4 | --> | 0.4 | 0.041 | 0.04 | Constrained, otherwise capacity available =349 kVA | --> | 0.38 | 0 | 0 | 0.387 | 0 |  | --> | C13 ex LITTLE BRAY | Little Bray [T41,T42] | FASSAROE |  | 53.2057 | -6.1134
MV/LV Substation BA***349X |  | 10 kV | _ | LV | 50 kVA :Pole Substation | 0.05 | --> | 0.05 | 0.036 | 2.36 |  | --> | 0.048 | 0 | 0.031 | 0.026 | 0 |  | --> | C11 ex BRAY | Bray [T41,T42] | FASSAROE |  | 53.1874 | -6.2326
MV/LV Substation CO***351 |  | 10 kV | _ | LV | 400 kVA :Kiosk Substation | 0.4 | --> | 0.4 | 0 | 0 |  | --> | 0.38 | 0 | 0.054 | 0.36 | 0 |  | --> | C14 ex SANDYFORD | Sandyford [T41,T42] | CARRICKMINES |  | 53.2732 | -6.2409
MV/LV Substation ST***351X |  | 10 kV | _ | LV | 630 kVA :Building Structure | 0.63 | --> | 0.63 | 0.5 | 15.18 |  | --> | 0.598 | 0 | 0 | 0.5 | 0 |  | --> | C26 ex CENTRAL PARK | Central Park [T101,T102] | CARRICKMINES |  | 53.2773 | -6.2043
MV/LV Substation WA***352X |  | 10 kV | _ | LV | 400 kVA :Kiosk Substation | 0.4 | --> | 0.4 | 0 | 0 | Constrained, otherwise capacity available =373 kVA | --> | 0.38 | 0 | 0.02 | 0.369 | 0 |  | --> | C17 ex CARRICKMINES | Carrickmines [T41,T42] | CARRICKMINES |  | 53.2412 | -6.1889
MV/LV Substation DE***353 |  | 10 kV | _ | LV | 200 kVA :Kiosk Substation | 0.2 | --> | 0.2 | 0 | 0 | Constrained, otherwise capacity available =48 kVA | --> | 0.19 | 0 | 0.037 | 0.182 | 0 |  | --> | C14 ex SANDYFORD | Sandyford [T41,T42] | CARRICKMINES |  | 53.2743 | -6.2405
MV/LV Substation AI***353X |  | 10 kV | _ | LV | 400 kVA :Building Structure | 0.4 | --> | 0.4 | 0 | 0 | Constrained, otherwise capacity available =400 kVA | --> | 0.38 | 0 | 0 | 0.38 | 0 |  | --> | C18 ex CARRICKMINES | Carrickmines [T41,T42] | CARRICKMINES |  | 53.2637 | -6.2192
MV/LV Substation RE***354 |  | 10 kV | _ | LV | 400 kVA :Building Structure | 0.4 | --> | 0.4 | 0 | 0 | Constrained, otherwise capacity available =359 kVA | --> | 0.38 | 0 | 0 | 0.386 | 0 |  | --> | C18 ex SANDYFORD | Sandyford [T41,T42] | CARRICKMINES |  | 53.2728 | -6.2145
MV/LV Substation EL***354X |  | 10 kV | _ | LV | 1000 kVA :Building Structure | 1 | --> | 1 | 0 | 0 | Constrained, otherwise capacity available =892 kVA | --> | 0.95 | 0 | 0 | 0.5 | 0 |  | --> | C14 ex CARRICKMINES | Carrickmines [T41,T42] | CARRICKMINES |  | 53.2604 | -6.2062
MV/LV Substation BU***355 |  | 10 kV | _ | LV | 630 kVA :Building Structure | 0.63 | --> | 0.63 | 0.326 | 1.16 |  | --> | 0.598 | 0 | 0.15 | 0.5 | 0 |  | --> | C19 ex BREWERY ROAD | Brewery Road [T41,T42] | CARRICKMINES |  | 53.2737 | -6.2058
MV/LV Substation WE***355X |  | 10 kV | _ | LV | 400 kVA :Kiosk Substation | 0.4 | --> | 0.4 | 0 | 0 | Constrained, otherwise capacity available =366 kVA | --> | 0.38 | 0 | 0 | 0.385 | 0 |  | --> | C14 ex SANDYFORD | Sandyford [T41,T42] | CARRICKMINES |  | 53.2754 | -6.2421
MV/LV Substation BR***356X |  | 10 kV | _ | LV | 630 kVA :Building Structure | 0.63 | --> | 0.63 | 0.481 | 15.18 |  | --> | 0.598 | 0 | 0 | 0.5 | 0 |  | --> | C19 ex CENTRAL PARK | Central Park [T101,T102] | CARRICKMINES |  | 53.2682 | -6.1991
MV/LV Substation MO***357X |  | 10 kV | _ | LV | 50 kVA :Pole Substation | 0.05 | --> | 0.05 | 0.041 | 0.04 | Constrained, otherwise capacity available =50 kVA | --> | 0.048 | 0 | 0 | 0.048 | 0 |  | --> | C21 ex LITTLE BRAY | Little Bray [T41,T42] | FASSAROE |  | 53.2041 | -6.1824
MV/LV Substation SA***363 |  | 10 kV | _ | LV | 400 kVA :Kiosk Substation | 0.4 | --> | 0.4 | 0 | 0 | Constrained, otherwise capacity available =256 kVA | --> | 0.38 | 0 | 0.064 | 0.352 | 0 |  | --> | C12 ex SANDYFORD | Sandyford [T41,T42] | CARRICKMINES |  | 53.2675 | -6.2269
MV/LV Substation WY***363X |  | 10 kV | _ | LV | 1000 kVA :Building Structure | 1 | --> | 1 | 0.5 | 19.52 |  | --> | 0.95 | 0 | 0 | 0.5 | 0 |  | --> | C22 ex TANEY | Taney [T101,T102] | CARRICKMINES |  | 53.2857 | -6.2391
MV/LV Substation ST***4002 |  | 10 kV | _ | LV | 400 kVA :Building Structure | 0.4 | --> | 0.4 | 0 | 0 | Constrained, otherwise capacity available =383 kVA | --> | 0.38 | 0 | 0 | 0.382 | 0 |  | --> | C18 ex CARRICKMINES | Carrickmines [T41,T42] | CARRICKMINES |  | 53.2493 | -6.2158
MV/LV Substation FA***4003 |  | 10 kV | _ | LV | 100 kVA :Pole Substation | 0.1 | --> | 0.1 | 0.087 | 2.36 |  | --> | 0.095 | 0 | 0 | 0.097 | 0 |  | --> | C11 ex BRAY | Bray [T41,T42] | FASSAROE |  | 53.1992 | -6.1509
MV/LV Substation SU***4007 |  | 10 kV | _ | LV | 400 kVA :Building Structure | 0.4 | --> | 0.4 | 0.347 | 1.16 |  | --> | 0.38 | 0 | 0 | 0.387 | 0 |  | --> | C19 ex BREWERY ROAD | Brewery Road [T41,T42] | CARRICKMINES |  | 53.2736 | -6.1956
MV/LV Substation CU***4009 |  | 10 kV | _ | LV | 50 kVA :Pole Substation | 0.05 | --> | 0.05 | 0.042 | 2.36 |  | --> | 0.048 | 0 | 0 | 0.049 | 0 |  | --> | C11 ex BRAY | Bray [T41,T42] | FASSAROE |  | 53.1864 | -6.2135
MV/LV Substation JA***4014 |  | 10 kV | _ | LV | 400 kVA :Kiosk Substation | 0.4 | --> | 0.4 | 0 | 0 | Constrained, otherwise capacity available =400 kVA | --> | 0.38 | 0 | 0 | 0.38 | 0 |  | --> | C18 ex CARRICKMINES | Carrickmines [T41,T42] | CARRICKMINES |  | 53.2483 | -6.2031
MV/LV Substation SA***4015 |  | 10 kV | _ | LV | 630 kVA :Building Structure | 0.63 | --> | 0.63 | 0 | 0 | Constrained, otherwise capacity available =630 kVA | --> | 0.598 | 0 | 0 | 0.5 | 0 |  | --> | C17 ex CARRICKMINES | Carrickmines [T41,T42] | CARRICKMINES |  | 53.2571 | -6.1902
MV/LV Substation CA***4016 |  | 10 kV | _ | LV | 200 kVA :Pole Substation | 0.2 | --> | 0.2 | 0 | 0 | Constrained, otherwise capacity available =176 kVA | --> | 0.19 | 0 | 0 | 0.193 | 0 |  | --> | C13 ex SANDYFORD | Sandyford [T41,T42] | CARRICKMINES |  | 53.2621 | -6.3108
MV/LV Substation PO***4019 |  | 10 kV | _ | LV | 200 kVA :Kiosk Substation | 0.2 | --> | 0.2 | 0.156 | 2.36 |  | --> | 0.19 | 0 | 0.011 | 0.188 | 0 |  | --> | C11 ex BRAY | Bray [T41,T42] | FASSAROE |  | 53.1884 | -6.168
MV/LV Substation GR***4020 |  | 10 kV | _ | LV | 400 kVA :Building Structure | 0.4 | --> | 0.4 | 0.392 | 2.36 |  | --> | 0.38 | 0 | 0 | 0.381 | 0 |  | --> | C11 ex BRAY | Bray [T41,T42] | FASSAROE |  | 53.1985 | -6.1399
MV/LV Substation RO***4022 |  | 10 kV | _ | LV | 400 kVA :Building Structure | 0.4 | --> | 0.4 | 0 | 0 | Constrained, otherwise capacity available =333 kVA | --> | 0.38 | 0 | 0.011 | 0.381 | 0 |  | --> | C18 ex CARRICKMINES | Carrickmines [T41,T42] | CARRICKMINES |  | 53.2603 | -6.2301
MV/LV Substation GL***4031 |  | 10 kV | _ | LV | 50 kVA :Pole Substation | 0.05 | --> | 0.05 | 0 | 0 | Constrained, otherwise capacity available =49 kVA | --> | 0.048 | 0 | 0 | 0.048 | 0 |  | --> | C17 ex CARRICKMINES | Carrickmines [T41,T42] | CARRICKMINES |  | 53.2164 | -6.2203
MV/LV Substation BL***4034 |  | 10 kV | _ | LV | 630 kVA :Kiosk Substation | 0.63 | --> | 0.63 | 0 | 0 | Constrained, otherwise capacity available =630 kVA | --> | 0.598 | 0 | 0 | 0.5 | 0 |  | --> | C20 ex CARRICKMINES | Carrickmines [T41,T42] | CARRICKMINES |  | 53.2507 | -6.1766
MV/LV Substation CH***4036 |  | 10 kV | _ | LV | 50 kVA :Pole Substation | 0.05 | --> | 0.05 | 0.04 | 2.36 |  | --> | 0.048 | 0 | 0 | 0.049 | 0 |  | --> | C11 ex BRAY | Bray [T41,T42] | FASSAROE |  | 53.1914 | -6.1671
MV/LV Substation CO***4037 |  | 10 kV | _ | LV | 400 kVA :Kiosk Substation | 0.4 | --> | 0.4 | 0 | 0 | Constrained, otherwise capacity available =396 kVA | --> | 0.38 | 0 | 0 | 0.381 | 0 |  | --> | C17 ex SANDYFORD | Sandyford [T41,T42] | CARRICKMINES |  | 53.2662 | -6.2227
MV/LV Substation TA***4039 |  | 10 kV | _ | LV | 400 kVA :Kiosk Substation | 0.4 | --> | 0.4 | 0 | 0 | Constrained, otherwise capacity available =388 kVA | --> | 0.38 | 0 | 0 | 0.382 | 0 |  | --> | C13 ex SANDYFORD | Sandyford [T41,T42] | CARRICKMINES |  | 53.2731 | -6.2728
MV/LV Substation ST***4040 |  | 10 kV | _ | LV | 50 kVA :Pole Substation | 0.05 | --> | 0.05 | 0 | 0 | Constrained, otherwise capacity available =50 kVA | --> | 0.048 | 0 | 0 | 0.048 | 0 |  | --> | C17 ex CARRICKMINES | Carrickmines [T41,T42] | CARRICKMINES |  | 53.2202 | -6.228
MV/LV Substation HI***4044 |  | 10 kV | _ | LV | 100 kVA :Pole Substation | 0.1 | --> | 0.1 | 0.041 | 0.04 | Constrained, otherwise capacity available =52 kVA | --> | 0.095 | 0 | 0.005 | 0.098 | 0 |  | --> | C16 ex LITTLE BRAY | Little Bray [T41,T42] | FASSAROE |  | 53.231 | -6.144
MV/LV Substation BE***4046 |  | 10 kV | _ | LV | 400 kVA :Kiosk Substation | 0.4 | --> | 0.4 | 0 | 0 | Constrained, otherwise capacity available =277 kVA | --> | 0.38 | 0 | 0.046 | 0.362 | 0 |  | --> | C14 ex CARRICKMINES | Carrickmines [T41,T42] | CARRICKMINES |  | 53.259 | -6.2163
MV/LV Substation SI***4048 |  | 10 kV | _ | LV | 400 kVA :Kiosk Substation | 0.4 | --> | 0.4 | 0 | 0 | Constrained, otherwise capacity available =400 kVA | --> | 0.38 | 0 | 0 | 0.38 | 0 |  | --> | C13 ex SANDYFORD | Sandyford [T41,T42] | CARRICKMINES |  | 53.268 | -6.2583
MV/LV Substation BO***4049 |  | 10 kV | _ | LV | 400 kVA :Kiosk Substation | 0.4 | --> | 0.4 | 0 | 0 | Constrained, otherwise capacity available =346 kVA | --> | 0.38 | 0 | 0.039 | 0.358 | 0 |  | --> | C18 ex CARRICKMINES | Carrickmines [T41,T42] | CARRICKMINES |  | 53.2547 | -6.2098
MV/LV Substation BI***4051 |  | 10 kV | _ | LV | 630 kVA :Kiosk Substation | 0.63 | --> | 0.63 | 0 | 0 | Constrained, otherwise capacity available =600 kVA | --> | 0.598 | 0 | 0 | 0.5 | 0 |  | --> | C17 ex CARRICKMINES | Carrickmines [T41,T42] | CARRICKMINES |  | 53.241 | -6.1982
MV/LV Substation BI***4052 |  | 10 kV | _ | LV | 630 kVA :Kiosk Substation | 0.63 | --> | 0.63 | 0 | 0 | Constrained, otherwise capacity available =547 kVA | --> | 0.598 | 0 | 0.085 | 0.5 | 0 |  | --> | C17 ex CARRICKMINES | Carrickmines [T41,T42] | CARRICKMINES |  | 53.2403 | -6.2008
MV/LV Substation AT***4053 |  | 10 kV | _ | LV | 630 kVA :Kiosk Substation | 0.63 | --> | 0.63 | 0.5 | 15.18 |  | --> | 0.598 | 0 | 0 | 0.5 | 0 |  | --> | C26 ex CENTRAL PARK | Central Park [T101,T102] | CARRICKMINES |  | 53.2765 | -6.2092
MV/LV Substation RA***4055 |  | 10 kV | _ | LV | 50 kVA :Pole Substation | 0.05 | --> | 0.05 | 0.041 | 0.04 | Constrained, otherwise capacity available =50 kVA | --> | 0.048 | 0 | 0 | 0.048 | 0 |  | --> | C16 ex LITTLE BRAY | Little Bray [T41,T42] | FASSAROE |  | 53.2342 | -6.1422
MV/LV Substation RT***4056 |  | 10 kV | _ | LV | 400 kVA :Kiosk Substation | 0.4 | --> | 0.4 | 0 | 0 | Constrained, otherwise capacity available =331 kVA | --> | 0.38 | 0 | 0 | 0.389 | 0 |  | --> | C18 ex CARRICKMINES | Carrickmines [T41,T42] | CARRICKMINES |  | 53.2446 | -6.2378
MV/LV Substation EI***4057 |  | 10 kV | _ | LV | 400 kVA :Kiosk Substation | 0.4 | --> | 0.4 | 0 | 0 | Constrained, otherwise capacity available =376 kVA | --> | 0.38 | 0 | 0 | 0.383 | 0 |  | --> | C18 ex CARRICKMINES | Carrickmines [T41,T42] | CARRICKMINES |  | 53.2446 | -6.2376
MV/LV Substation FE***4060 |  | 10 kV | _ | LV | 1000 kVA :Building Structure | 1 | --> | 1 | 0 | 0 | Constrained, otherwise capacity available =812 kVA | --> | 0.95 | 0 | 0 | 0.5 | 0 |  | --> | C14 ex DUNDRUM | Dundrum [T41,T42] | BLACKROCK |  | 53.2937 | -6.2507
MV/LV Substation AU***4062 |  | 10 kV | _ | LV | 630 kVA :Building Structure | 0.63 | --> | 0.63 | 0 | 0 | Constrained, otherwise capacity available =541 kVA | --> | 0.598 | 0 | 0 | 0.5 | 0 |  | --> | C18 ex SANDYFORD | Sandyford [T41,T42] | CARRICKMINES |  | 53.2736 | -6.2183
MV/LV Substation LA***4064 |  | 10 kV | _ | LV | 630 kVA :Kiosk Substation | 0.63 | --> | 0.63 | 0 | 0 | Constrained, otherwise capacity available =373 kVA | --> | 0.598 | 0 | 0.039 | 0.5 | 0 |  | --> | C14 ex CARRICKMINES | Carrickmines [T41,T42] | CARRICKMINES |  | 53.2573 | -6.2004
MV/LV Substation BL***4066 |  | 10 kV | _ | LV | 1000 kVA :Building Structure | 1 | --> | 1 | 0 | 0 | Constrained, otherwise capacity available =1000 kVA | --> | 0.95 | 0 | 0 | 0.5 | 0 |  | --> | C13 ex CARRICKMINES | Carrickmines [T41,T42] | CARRICKMINES |  | 53.251 | -6.1839
MV/LV Substation HE***4069 |  | 10 kV | _ | LV | 630 kVA :Building Structure | 0.63 | --> | 0.63 | 0 | 0 | Constrained, otherwise capacity available =569 kVA | --> | 0.598 | 0 | 0 | 0.5 | 0 |  | --> | C20 ex DUNDRUM | Dundrum [T41,T42] | BLACKROCK |  | 53.288 | -6.2397
MV/LV Substation WO***4070 |  | 10 kV | _ | LV | 630 kVA :Kiosk Substation | 0.63 | --> | 0.63 | 0 | 0 | Constrained, otherwise capacity available =630 kVA | --> | 0.598 | 0 | 0 | 0.5 | 0 |  | --> | C17 ex SANDYFORD | Sandyford [T41,T42] | CARRICKMINES |  | 53.2616 | -6.2255
MV/LV Substation CA***4071 |  | 10 kV | _ | LV | 400 kVA :Kiosk Substation | 0.4 | --> | 0.4 | 0 | 0 | Constrained, otherwise capacity available =400 kVA | --> | 0.38 | 0 | 0 | 0.38 | 0 |  | --> | C18 ex LOUGHLINSTOWN | Loughlinstown [T41,T42] | CARRICKMINES |  | 53.2477 | -6.1584
MV/LV Substation GR***4072 |  | 10 kV | _ | LV | 400 kVA :Kiosk Substation | 0.4 | --> | 0.4 | 0 | 0 | Constrained, otherwise capacity available =191 kVA | --> | 0.38 | 0 | 0 | 0.408 | 0 |  | --> | C18 ex LOUGHLINSTOWN | Loughlinstown [T41,T42] | CARRICKMINES |  | 53.2513 | -6.1555
MV/LV Substation TI***4073 |  | 10 kV | _ | LV | 400 kVA :Kiosk Substation | 0.4 | --> | 0.4 | 0 | 0 | Constrained, otherwise capacity available =400 kVA | --> | 0.38 | 0 | 0 | 0.38 | 0 |  | --> | C18 ex LOUGHLINSTOWN | Loughlinstown [T41,T42] | CARRICKMINES |  | 53.2359 | -6.1644
MV/LV Substation LA***4075 |  | 10 kV | _ | LV | 630 kVA :Kiosk Substation | 0.63 | --> | 0.63 | 0 | 0 | Constrained, otherwise capacity available =616 kVA | --> | 0.598 | 0 | 0 | 0.5 | 0 |  | --> | C14 ex CARRICKMINES | Carrickmines [T41,T42] | CARRICKMINES |  | 53.2581 | -6.2024
MV/LV Substation ON***4076 |  | 10 kV | _ | LV | 1000 kVA :Building Structure | 1 | --> | 1 | 0.5 | 15.18 |  | --> | 0.95 | 0 | 0 | 0.5 | 0 |  | --> | C20 ex CENTRAL PARK | Central Park [T101,T102] | CARRICKMINES |  | 53.2722 | -6.1999
MV/LV Substation WI***4077 |  | 10 kV | _ | LV | 630 kVA :Kiosk Substation | 0.63 | --> | 0.63 | 0 | 0 | Constrained, otherwise capacity available =536 kVA | --> | 0.598 | 0 | 0.071 | 0.5 | 0 |  | --> | C17 ex CARRICKMINES | Carrickmines [T41,T42] | CARRICKMINES |  | 53.2448 | -6.1881
MV/LV Substation PO***4078 |  | 10 kV | _ | LV | 630 kVA :Building Structure | 0.63 | --> | 0.63 | 0.5 | 2.36 |  | --> | 0.598 | 0 | 0.05 | 0.5 | 0 |  | --> | C11 ex BRAY | Bray [T41,T42] | FASSAROE |  | 53.1844 | -6.1913
MV/LV Substation BE***4079 |  | 10 kV | _ | LV | 400 kVA :Kiosk Substation | 0.4 | --> | 0.4 | 0 | 0 | Constrained, otherwise capacity available =400 kVA | --> | 0.38 | 0 | 0 | 0.38 | 0 |  | --> | C18 ex LOUGHLINSTOWN | Loughlinstown [T41,T42] | CARRICKMINES |  | 53.2486 | -6.1592
MV/LV Substation LA***4080 |  | 10 kV | _ | LV | 630 kVA :Kiosk Substation | 0.63 | --> | 0.63 | 0 | 0 | Constrained, otherwise capacity available =630 kVA | --> | 0.598 | 0 | 0 | 0.5 | 0 |  | --> | C14 ex CARRICKMINES | Carrickmines [T41,T42] | CARRICKMINES |  | 53.2593 | -6.205
MV/LV Substation BU***4084 |  | 10 kV | _ | LV | 1000 kVA :Building Structure | 1 | --> | 1 | 0.5 | 19.52 |  | --> | 0.95 | 0 | 0 | 0.5 | 0 |  | --> | C27 ex TANEY | Taney [T101,T102] | CARRICKMINES |  | 53.2887 | -6.2448
MV/LV Substation FE***4085 |  | 10 kV | _ | LV | 400 kVA :Kiosk Substation | 0.4 | --> | 0.4 | 0 | 0 | Constrained, otherwise capacity available =376 kVA | --> | 0.38 | 0 | 0.005 | 0.38 | 0 |  | --> | C18 ex CARRICKMINES | Carrickmines [T41,T42] | CARRICKMINES |  | 53.2592 | -6.228
MV/LV Substation TE***4089 |  | 10 kV | _ | LV | 1000 kVA :Building Structure | 1 | --> | 1 | 0.5 | 15.18 |  | --> | 0.95 | 0 | 0 | 0.5 | 0 |  | --> | C26 ex CENTRAL PARK | Central Park [T101,T102] | CARRICKMINES |  | 53.2778 | -6.2084
MV/LV Substation RO***4092 |  | 10 kV | _ | LV | 630 kVA :Kiosk Substation | 0.63 | --> | 0.63 | 0 | 0 | Constrained, otherwise capacity available =479 kVA | --> | 0.598 | 0 | 0.246 | 0.436 | 0 |  | --> | C17 ex CARRICKMINES | Carrickmines [T41,T42] | CARRICKMINES |  | 53.2402 | -6.1916
MV/LV Substation BI***4093 |  | 10 kV | _ | LV | 50 kVA :Pole Substation | 0.05 | --> | 0.05 | 0 | 0 | Constrained, otherwise capacity available =50 kVA | --> | 0.048 | 0 | 0 | 0.048 | 0 |  | --> | C17 ex CARRICKMINES | Carrickmines [T41,T42] | CARRICKMINES |  | 53.2323 | -6.2056
MV/LV Substation DU***4095 |  | 10 kV | _ | LV | 400 kVA :Kiosk Substation | 0.4 | --> | 0.4 | 0 | 0 | Constrained, otherwise capacity available =400 kVA | --> | 0.38 | 0 | 0 | 0.38 | 0 |  | --> | C17 ex SANDYFORD | Sandyford [T41,T42] | CARRICKMINES |  | 53.264 | -6.2249
MV/LV Substation EA***4098 |  | 10 kV | _ | LV | 400 kVA :Kiosk Substation | 0.4 | --> | 0.4 | 0 | 0 | Constrained, otherwise capacity available =400 kVA | --> | 0.38 | 0 | 0 | 0.38 | 0 |  | --> | C17 ex CARRICKMINES | Carrickmines [T41,T42] | CARRICKMINES |  | 53.2189 | -6.1906
MV/LV Substation KI***4099 |  | 10 kV | _ | LV | 50 kVA :Pole Substation | 0.05 | --> | 0.05 | 0.041 | 0.04 | Constrained, otherwise capacity available =50 kVA | --> | 0.048 | 0 | 0 | 0.048 | 0 |  | --> | C21 ex LITTLE BRAY | Little Bray [T41,T42] | FASSAROE |  | 53.2093 | -6.1869
MV/LV Substation GA***4100 |  | 10 kV | _ | LV | 400 kVA :Kiosk Substation | 0.4 | --> | 0.4 | 0 | 0 | Constrained, otherwise capacity available =137 kVA | --> | 0.38 | 0 | 0.074 | 0.36 | 0 |  | --> | C18 ex LOUGHLINSTOWN | Loughlinstown [T41,T42] | CARRICKMINES |  | 53.2436 | -6.1571
MV/LV Substation CL***4101 |  | 10 kV | _ | LV | 630 kVA :Kiosk Substation | 0.63 | --> | 0.63 | 0 | 0 | Constrained, otherwise capacity available =580 kVA | --> | 0.598 | 0 | 0.025 | 0.5 | 0 |  | --> | C14 ex CARRICKMINES | Carrickmines [T41,T42] | CARRICKMINES |  | 53.2552 | -6.2034
MV/LV Substation CL***4102 |  | 10 kV | _ | LV | 630 kVA :Kiosk Substation | 0.63 | --> | 0.63 | 0 | 0 | Constrained, otherwise capacity available =428 kVA | --> | 0.598 | 0 | 0.014 | 0.5 | 0 |  | --> | C14 ex CARRICKMINES | Carrickmines [T41,T42] | CARRICKMINES |  | 53.2559 | -6.2022
MV/LV Substation BR***4103 |  | 10 kV | _ | LV | 630 kVA :Kiosk Substation | 0.63 | --> | 0.63 | 0 | 0 | Constrained, otherwise capacity available =69 kVA | --> | 0.598 | 0 | 0.035 | 0.5 | 0 |  | --> | C14 ex CARRICKMINES | Carrickmines [T41,T42] | CARRICKMINES |  | 53.2544 | -6.2003
MV/LV Substation SI***4105 |  | 10 kV | _ | LV | 400 kVA :Kiosk Substation | 0.4 | --> | 0.4 | 0.041 | 0.04 | Constrained, otherwise capacity available =400 kVA | --> | 0.38 | 0 | 0 | 0.38 | 0 |  | --> | C21 ex LITTLE BRAY | Little Bray [T41,T42] | FASSAROE |  | 53.1935 | -6.1878
MV/LV Substation KI***4109 |  | 10 kV | _ | LV | 400 kVA :Kiosk Substation | 0.4 | --> | 0.4 | 0 | 0 | Constrained, otherwise capacity available =276 kVA | --> | 0.38 | 0 | 0 | 0.396 | 0 |  | --> | C17 ex CARRICKMINES | Carrickmines [T41,T42] | CARRICKMINES |  | 53.2401 | -6.1972
MV/LV Substation CL***4112 |  | 10 kV | _ | LV | 630 kVA :Kiosk Substation | 0.63 | --> | 0.63 | 0 | 0 | Constrained, otherwise capacity available =630 kVA | --> | 0.598 | 0 | 0 | 0.5 | 0 |  | --> | C14 ex CARRICKMINES | Carrickmines [T41,T42] | CARRICKMINES |  | 53.2536 | -6.2039
MV/LV Substation LA***4113 |  | 10 kV | _ | LV | 1000 kVA :Building Structure | 1 | --> | 1 | 0 | 0 | Constrained, otherwise capacity available =1000 kVA | --> | 0.95 | 0 | 0 | 0.5 | 0 |  | --> | C14 ex CARRICKMINES | Carrickmines [T41,T42] | CARRICKMINES |  | 53.2595 | -6.2055
MV/LV Substation MA***4114 |  | 10 kV | _ | LV | 400 kVA :Building Structure | 0.4 | --> | 0.4 | 0 | 0 | Constrained, otherwise capacity available =383 kVA | --> | 0.38 | 0 | 0 | 0.38 | 0 |  | --> | C13 ex SANDYFORD | Sandyford [T41,T42] | CARRICKMINES |  | 53.2677 | -6.2657
MV/LV Substation MO***4115 |  | 10 kV | _ | LV | 400 kVA :Kiosk Substation | 0.4 | --> | 0.4 | 0 | 0 | Constrained, otherwise capacity available =400 kVA | --> | 0.38 | 0 | 0 | 0.38 | 0 |  | --> | C19 ex CARRICKMINES | Carrickmines [T41,T42] | CARRICKMINES |  | 53.2669 | -6.2178
MV/LV Substation LE***4117 |  | 10 kV | _ | LV | 630 kVA :Kiosk Substation | 0.63 | --> | 0.63 | 0 | 0 | Constrained, otherwise capacity available =603 kVA | --> | 0.598 | 0 | 0 | 0.5 | 0 |  | --> | C17 ex CARRICKMINES | Carrickmines [T41,T42] | CARRICKMINES |  | 53.261 | -6.1956
MV/LV Substation CU***4118 |  | 10 kV | _ | LV | 400 kVA :Kiosk Substation | 0.4 | --> | 0.4 | 0 | 0 | Constrained, otherwise capacity available =400 kVA | --> | 0.38 | 0 | 0 | 0.38 | 0 |  | --> | C20 ex SANDYFORD | Sandyford [T41,T42] | CARRICKMINES |  | 53.269 | -6.2281
MV/LV Substation CH***4119 |  | 10 kV | _ | LV | 400 kVA :Kiosk Substation | 0.4 | --> | 0.4 | 0 | 0 | Constrained, otherwise capacity available =393 kVA | --> | 0.38 | 0 | 0.006 | 0.376 | 0 |  | --> | C17 ex CARRICKMINES | Carrickmines [T41,T42] | CARRICKMINES |  | 53.2419 | -6.2024
MV/LV Substation WO***4120 |  | 10 kV | _ | LV | 1000 kVA :Building Structure | 1 | --> | 1 | 0 | 0 | Constrained, otherwise capacity available =1000 kVA | --> | 0.95 | 0 | 0 | 0.5 | 0 |  | --> | C17 ex SANDYFORD | Sandyford [T41,T42] | CARRICKMINES |  | 53.2673 | -6.2069
MV/LV Substation TE***4121 |  | 10 kV | _ | LV | 630 kVA :Building Structure | 0.63 | --> | 0.63 | 0 | 0 | Constrained, otherwise capacity available =630 kVA | --> | 0.598 | 0 | 0 | 0.5 | 0 |  | --> | C18 ex SANDYFORD | Sandyford [T41,T42] | CARRICKMINES |  | 53.2738 | -6.2175
MV/LV Substation BY***4123 |  | 10 kV | _ | LV | 50 kVA :Pole Substation | 0.05 | --> | 0.05 | 0.05 | 2.36 |  | --> | 0.048 | 0 | 0 | 0.048 | 0 |  | --> | C11 ex BRAY | Bray [T41,T42] | FASSAROE |  | 53.1996 | -6.1958
MV/LV Substation CI***4124 |  | 10 kV | _ | LV | 630 kVA :Kiosk Substation | 0.63 | --> | 0.63 | 0 | 0 | Constrained, otherwise capacity available =630 kVA | --> | 0.598 | 0 | 0 | 0.5 | 0 |  | --> | C17 ex SANDYFORD | Sandyford [T41,T42] | CARRICKMINES |  | 53.2664 | -6.2028
MV/LV Substation BE***4125 |  | 10 kV | _ | LV | 400 kVA :Kiosk Substation | 0.4 | --> | 0.4 | 0 | 0 | Constrained, otherwise capacity available =400 kVA | --> | 0.38 | 0 | 0 | 0.38 | 0 |  | --> | C17 ex SANDYFORD | Sandyford [T41,T42] | CARRICKMINES |  | 53.2648 | -6.2058
MV/LV Substation DA***4126 |  | 10 kV | _ | LV | 400 kVA :Kiosk Substation | 0.4 | --> | 0.4 | 0 | 0 | Constrained, otherwise capacity available =400 kVA | --> | 0.38 | 0 | 0 | 0.38 | 0 |  | --> | C17 ex SANDYFORD | Sandyford [T41,T42] | CARRICKMINES |  | 53.2669 | -6.2071
MV/LV Substation CU***4129 |  | 10 kV | _ | LV | 400 kVA :Kiosk Substation | 0.4 | --> | 0.4 | 0 | 0 | Constrained, otherwise capacity available =400 kVA | --> | 0.38 | 0 | 0 | 0.38 | 0 |  | --> | C20 ex SANDYFORD | Sandyford [T41,T42] | CARRICKMINES |  | 53.2706 | -6.2272
MV/LV Substation WA***4130 |  | 10 kV | _ | LV | 1000 kVA :Building Structure | 1 | --> | 1 | 0.5 | 19.52 |  | --> | 0.95 | 0 | 0 | 0.5 | 0 |  | --> | C30 ex TANEY | Taney [T101,T102] | CARRICKMINES |  | 53.281 | -6.2407
MV/LV Substation KI***4132 |  | 10 kV | _ | LV | 1000 kVA :Building Structure | 1 | --> | 1 | 0 | 0 | Constrained, otherwise capacity available =1000 kVA | --> | 0.95 | 0 | 0 | 0.5 | 0 |  | --> | C14 ex CARRICKMINES | Carrickmines [T41,T42] | CARRICKMINES |  | 53.2557 | -6.2032
MV/LV Substation SO***4135 |  | 10 kV | _ | LV | 1000 kVA :Building Structure | 1 | --> | 1 | 0.5 | 1.16 |  | --> | 0.95 | 0 | 0 | 0.5 | 0 |  | --> | C19 ex BREWERY ROAD | Brewery Road [T41,T42] | CARRICKMINES |  | 53.2714 | -6.1982
MV/LV Substation ME***4138 |  | 10 kV | _ | LV | 630 kVA :Kiosk Substation | 0.63 | --> | 0.63 | 0 | 0 | Constrained, otherwise capacity available =573 kVA | --> | 0.598 | 0 | 0.02 | 0.5 | 0 |  | --> | C18 ex LOUGHLINSTOWN | Loughlinstown [T41,T42] | CARRICKMINES |  | 53.2466 | -6.1595
MV/LV Substation ME***4139 |  | 10 kV | _ | LV | 630 kVA :Kiosk Substation | 0.63 | --> | 0.63 | 0 | 0 | Constrained, otherwise capacity available =630 kVA | --> | 0.598 | 0 | 0 | 0.5 | 0 |  | --> | C18 ex LOUGHLINSTOWN | Loughlinstown [T41,T42] | CARRICKMINES |  | 53.2457 | -6.1596
MV/LV Substation ME***4140 |  | 10 kV | _ | LV | 630 kVA :Kiosk Substation | 0.63 | --> | 0.63 | 0 | 0 | Constrained, otherwise capacity available =630 kVA | --> | 0.598 | 0 | 0 | 0.5 | 0 |  | --> | C18 ex LOUGHLINSTOWN | Loughlinstown [T41,T42] | CARRICKMINES |  | 53.2451 | -6.1574
MV/LV Substation CO***4142 |  | 10 kV | _ | LV | 400 kVA :Kiosk Substation | 0.4 | --> | 0.4 | 0 | 0 | Constrained, otherwise capacity available =316 kVA | --> | 0.38 | 0 | 0 | 0.391 | 0 |  | --> | C17 ex CARRICKMINES | Carrickmines [T41,T42] | CARRICKMINES |  | 53.2349 | -6.1929
MV/LV Substation GR***4143 |  | 10 kV | _ | LV | 630 kVA :Kiosk Substation | 0.63 | --> | 0.63 | 0 | 0 | Constrained, otherwise capacity available =630 kVA | --> | 0.598 | 0 | 0 | 0.5 | 0 |  | --> | C18 ex LOUGHLINSTOWN | Loughlinstown [T41,T42] | CARRICKMINES |  | 53.249 | -6.157
MV/LV Substation CH***4144 |  | 10 kV | _ | LV | 630 kVA :Kiosk Substation | 0.63 | --> | 0.63 | 0 | 0 | Constrained, otherwise capacity available =630 kVA | --> | 0.598 | 0 | 0 | 0.5 | 0 |  | --> | C18 ex LOUGHLINSTOWN | Loughlinstown [T41,T42] | CARRICKMINES |  | 53.2496 | -6.1592
MV/LV Substation CA***4145 |  | 10 kV | _ | LV | 630 kVA :Kiosk Substation | 0.63 | --> | 0.63 | 0 | 0 | Constrained, otherwise capacity available =630 kVA | --> | 0.598 | 0 | 0 | 0.5 | 0 |  | --> | C18 ex LOUGHLINSTOWN | Loughlinstown [T41,T42] | CARRICKMINES |  | 53.2504 | -6.1584
MV/LV Substation BA***4147 |  | 10 kV | _ | LV | 630 kVA :Kiosk Substation | 0.63 | --> | 0.63 | 0 | 0 | Constrained, otherwise capacity available =630 kVA | --> | 0.598 | 0 | 0 | 0.5 | 0 |  | --> | C17 ex CARRICKMINES | Carrickmines [T41,T42] | CARRICKMINES |  | 53.257 | -6.1859
MV/LV Substation PO***4148 |  | 10 kV | _ | LV | 1000 kVA :Building Structure | 1 | --> | 1 | 0 | 0 | Constrained, otherwise capacity available =1000 kVA | --> | 0.95 | 0 | 0 | 0.5 | 0 |  | --> | C14 ex CARRICKMINES | Carrickmines [T41,T42] | CARRICKMINES |  | 53.2558 | -6.2018
MV/LV Substation BI***4149 |  | 10 kV | _ | LV | 1000 kVA :Building Structure | 1 | --> | 1 | 0 | 0 | Constrained, otherwise capacity available =1000 kVA | --> | 0.95 | 0 | 0 | 0.5 | 0 |  | --> | C14 ex CARRICKMINES | Carrickmines [T41,T42] | CARRICKMINES |  | 53.2553 | -6.2001
MV/LV Substation BA***4150 |  | 10 kV | _ | LV | 1000 kVA :Building Structure | 1 | --> | 1 | 0 | 0 | Constrained, otherwise capacity available =1000 kVA | --> | 0.95 | 0 | 0 | 0.5 | 0 |  | --> | C14 ex CARRICKMINES | Carrickmines [T41,T42] | CARRICKMINES |  | 53.2544 | -6.1997
MV/LV Substation MU***4153 |  | 10 kV | _ | LV | 630 kVA :Building Structure | 0.63 | --> | 0.63 | 0 | 0 | Constrained, otherwise capacity available =629 kVA | --> | 0.598 | 0 | 0 | 0.5 | 0 |  | --> | C13 ex SANDYFORD | Sandyford [T41,T42] | CARRICKMINES |  | 53.2658 | -6.2843
MV/LV Substation ST***4155 |  | 10 kV | _ | LV | 630 kVA :Kiosk Substation | 0.63 | --> | 0.63 | 0.041 | 0.04 | Constrained, otherwise capacity available =630 kVA | --> | 0.598 | 0 | 0 | 0.5 | 0 |  | --> | C16 ex LITTLE BRAY | Little Bray [T41,T42] | FASSAROE |  | 53.2351 | -6.129
MV/LV Substation SA***4156 |  | 10 kV | _ | LV | 1000 kVA :Building Structure | 1 | --> | 1 | 0.5 | 19.52 |  | --> | 0.95 | 0 | 0 | 0.5 | 0 |  | --> | C13 ex TANEY | Taney [T101,T102] | CARRICKMINES |  | 53.2794 | -6.2124
MV/LV Substation SA***4157 |  | 10 kV | _ | LV | 1000 kVA :Building Structure | 1 | --> | 1 | 0.5 | 19.52 |  | --> | 0.95 | 0 | 0 | 0.5 | 0 |  | --> | C13 ex TANEY | Taney [T101,T102] | CARRICKMINES |  | 53.2794 | -6.2124
MV/LV Substation DY***4158 |  | 10 kV | _ | LV | 1000 kVA :Building Structure | 1 | --> | 1 | 0.5 | 1.16 |  | --> | 0.95 | 0 | 0 | 0.5 | 0 |  | --> | C17 ex BREWERY ROAD | Brewery Road [T41,T42] | CARRICKMINES |  | 53.2782 | -6.2136
MV/LV Substation DY***4159 |  | 10 kV | _ | LV | 1000 kVA :Building Structure | 1 | --> | 1 | 0.5 | 1.16 |  | --> | 0.95 | 0 | 0 | 0.5 | 0 |  | --> | C17 ex BREWERY ROAD | Brewery Road [T41,T42] | CARRICKMINES |  | 53.2782 | -6.2135
MV/LV Substation DU***4160 |  | 10 kV | _ | LV | 630 kVA :Kiosk Substation | 0.63 | --> | 0.63 | 0 | 0 | Constrained, otherwise capacity available =612 kVA | --> | 0.598 | 0 | 0 | 0.5 | 0 |  | --> | C17 ex CARRICKMINES | Carrickmines [T41,T42] | CARRICKMINES |  | 53.2422 | -6.1956
MV/LV Substation KI***4162 |  | 10 kV | _ | LV | 1000 kVA :Building Structure | 1 | --> | 1 | 0.041 | 0.04 | Constrained, otherwise capacity available =1000 kVA | --> | 0.95 | 0 | 0 | 0.5 | 0 |  | --> | C11 ex LITTLE BRAY | Little Bray [T41,T42] | FASSAROE |  | 53.226 | -6.1211
MV/LV Substation CA***4163 |  | 10 kV | _ | LV | 1000 kVA :Building Structure | 1 | --> | 1 | 0.041 | 0.04 | Constrained, otherwise capacity available =1000 kVA | --> | 0.95 | 0 | 0 | 0.5 | 0 |  | --> | C11 ex LITTLE BRAY | Little Bray [T41,T42] | FASSAROE |  | 53.2253 | -6.1228
MV/LV Substation RA***4164 |  | 10 kV | _ | LV | 1000 kVA :Building Structure | 1 | --> | 1 | 0.041 | 0.04 | Constrained, otherwise capacity available =1000 kVA | --> | 0.95 | 0 | 0 | 0.5 | 0 |  | --> | C11 ex LITTLE BRAY | Little Bray [T41,T42] | FASSAROE |  | 53.225 | -6.1234
MV/LV Substation RO***4165 |  | 10 kV | _ | LV | 1000 kVA :Building Structure | 1 | --> | 1 | 0.041 | 0.04 | Constrained, otherwise capacity available =1000 kVA | --> | 0.95 | 0 | 0 | 0.5 | 0 |  | --> | C11 ex LITTLE BRAY | Little Bray [T41,T42] | FASSAROE |  | 53.2242 | -6.1237
MV/LV Substation MO***4166 |  | 10 kV | _ | LV | 1000 kVA :Building Structure | 1 | --> | 1 | 0.041 | 0.04 | Constrained, otherwise capacity available =1000 kVA | --> | 0.95 | 0 | 0 | 0.5 | 0 |  | --> | C11 ex LITTLE BRAY | Little Bray [T41,T42] | FASSAROE |  | 53.2241 | -6.122
MV/LV Substation CA***4167 |  | 10 kV | _ | LV | 630 kVA :Kiosk Substation | 0.63 | --> | 0.63 | 0.041 | 0.04 | Constrained, otherwise capacity available =510 kVA | --> | 0.598 | 0 | 0.053 | 0.5 | 0 |  | --> | C11 ex LITTLE BRAY | Little Bray [T41,T42] | FASSAROE |  | 53.2263 | -6.1216
MV/LV Substation ST***4169 |  | 10 kV | _ | LV | 400 kVA :Kiosk Substation | 0.4 | --> | 0.4 | 0.4 | 19.52 |  | --> | 0.38 | 0 | 0 | 0.38 | 0 |  | --> | C30 ex TANEY | Taney [T101,T102] | CARRICKMINES |  | 53.2826 | -6.24
MV/LV Substation WO***4170 |  | 10 kV | _ | LV | 630 kVA :Kiosk Substation | 0.63 | --> | 0.63 | 0.041 | 0.04 | Constrained, otherwise capacity available =580 kVA | --> | 0.598 | 0 | 0.01 | 0.5 | 0 |  | --> | C11 ex LITTLE BRAY | Little Bray [T41,T42] | FASSAROE |  | 53.2172 | -6.1179
MV/LV Substation WO***4171 |  | 10 kV | _ | LV | 630 kVA :Kiosk Substation | 0.63 | --> | 0.63 | 0.041 | 0.04 | Constrained, otherwise capacity available =626 kVA | --> | 0.598 | 0 | 0 | 0.5 | 0 |  | --> | C11 ex LITTLE BRAY | Little Bray [T41,T42] | FASSAROE |  | 53.2179 | -6.1179
MV/LV Substation WO***4172 |  | 10 kV | _ | LV | 630 kVA :Kiosk Substation | 0.63 | --> | 0.63 | 0.041 | 0.04 | Constrained, otherwise capacity available =628 kVA | --> | 0.598 | 0 | 0 | 0.5 | 0 |  | --> | C11 ex LITTLE BRAY | Little Bray [T41,T42] | FASSAROE |  | 53.2178 | -6.1156
MV/LV Substation WO***4173 |  | 10 kV | _ | LV | 630 kVA :Kiosk Substation | 0.63 | --> | 0.63 | 0.041 | 0.04 | Constrained, otherwise capacity available =630 kVA | --> | 0.598 | 0 | 0 | 0.5 | 0 |  | --> | C11 ex LITTLE BRAY | Little Bray [T41,T42] | FASSAROE |  | 53.2181 | -6.1136
MV/LV Substation TU***4174 |  | 10 kV | _ | LV | 630 kVA :Kiosk Substation | 0.63 | --> | 0.63 | 0 | 0 | Constrained, otherwise capacity available =630 kVA | --> | 0.598 | 0 | 0 | 0.5 | 0 |  | --> | C18 ex LOUGHLINSTOWN | Loughlinstown [T41,T42] | CARRICKMINES |  | 53.2446 | -6.1547
MV/LV Substation TU***4175 |  | 10 kV | _ | LV | 630 kVA :Kiosk Substation | 0.63 | --> | 0.63 | 0 | 0 | Constrained, otherwise capacity available =630 kVA | --> | 0.598 | 0 | 0 | 0.5 | 0 |  | --> | C18 ex LOUGHLINSTOWN | Loughlinstown [T41,T42] | CARRICKMINES |  | 53.2458 | -6.1562
MV/LV Substation TU***4176 |  | 10 kV | _ | LV | 630 kVA :Kiosk Substation | 0.63 | --> | 0.63 | 0 | 0 | Constrained, otherwise capacity available =630 kVA | --> | 0.598 | 0 | 0 | 0.5 | 0 |  | --> | C18 ex LOUGHLINSTOWN | Loughlinstown [T41,T42] | CARRICKMINES |  | 53.2472 | -6.1576
MV/LV Substation AN***4177 |  | 10 kV | _ | LV | 400 kVA :Kiosk Substation | 0.4 | --> | 0.4 | 0 | 0 | Constrained, otherwise capacity available =400 kVA | --> | 0.38 | 0 | 0 | 0.38 | 0 |  | --> | C13 ex DUNDRUM | Dundrum [T41,T42] | BLACKROCK |  | 53.2895 | -6.2411
MV/LV Substation SU***4179 |  | 10 kV | _ | LV | 630 kVA :Kiosk Substation | 0.63 | --> | 0.63 | 0 | 0 | Constrained, otherwise capacity available =595 kVA | --> | 0.598 | 0 | 0.01 | 0.5 | 0 |  | --> | C17 ex CARRICKMINES | Carrickmines [T41,T42] | CARRICKMINES |  | 53.2359 | -6.1965
MV/LV Substation PA***4180 |  | 10 kV | _ | LV | 630 kVA :Kiosk Substation | 0.63 | --> | 0.63 | 0 | 0 | Constrained, otherwise capacity available =595 kVA | --> | 0.598 | 0 | 0.026 | 0.5 | 0 |  | --> | C17 ex CARRICKMINES | Carrickmines [T41,T42] | CARRICKMINES |  | 53.2378 | -6.1991
MV/LV Substation W+***4181 |  | 10 kV | _ | LV | 50 kVA :Pole Substation | 0.05 | --> | 0.05 | 0.05 | 2.36 |  | --> | 0.048 | 0 | 0 | 0.048 | 0 |  | --> | C11 ex BRAY | Bray [T41,T42] | FASSAROE |  | 53.1985 | -6.1369
MV/LV Substation TH***4185 |  | 10 kV | _ | LV | 630 kVA :Kiosk Substation | 0.63 | --> | 0.63 | 0 | 0 | Constrained, otherwise capacity available =408 kVA | --> | 0.598 | 0 | 0.004 | 0.5 | 0 |  | --> | C17 ex CARRICKMINES | Carrickmines [T41,T42] | CARRICKMINES |  | 53.2407 | -6.1971
MV/LV Substation DU***4186 |  | 10 kV | _ | LV | 630 kVA :Kiosk Substation | 0.63 | --> | 0.63 | 0 | 0 | Constrained, otherwise capacity available =630 kVA | --> | 0.598 | 0 | 0 | 0.5 | 0 |  | --> | C17 ex CARRICKMINES | Carrickmines [T41,T42] | CARRICKMINES |  | 53.2407 | -6.1945
MV/LV Substation DU***4187 |  | 10 kV | _ | LV | 630 kVA :Kiosk Substation | 0.63 | --> | 0.63 | 0 | 0 | Constrained, otherwise capacity available =620 kVA | --> | 0.598 | 0 | 0 | 0.5 | 0 |  | --> | C17 ex CARRICKMINES | Carrickmines [T41,T42] | CARRICKMINES |  | 53.2424 | -6.1938
MV/LV Substation WI***4189 |  | 10 kV | _ | LV | 400 kVA :Kiosk Substation | 0.4 | --> | 0.4 | 0 | 0 | Constrained, otherwise capacity available =400 kVA | --> | 0.38 | 0 | 0 | 0.38 | 0 |  | --> | C17 ex CARRICKMINES | Carrickmines [T41,T42] | CARRICKMINES |  | 53.2405 | -6.1984
MV/LV Substation DA***4192 |  | 10 kV | _ | LV | 630 kVA :Kiosk Substation | 0.63 | --> | 0.63 | 0.5 | 2.36 |  | --> | 0.598 | 0 | 0 | 0.5 | 0 |  | --> | C11 ex BRAY | Bray [T41,T42] | FASSAROE |  | 53.1876 | -6.1673
MV/LV Substation TB***4195 |  | 10 kV | _ | LV | 400 kVA :Kiosk Substation | 0.4 | --> | 0.4 | 0.041 | 0.04 | Constrained, otherwise capacity available =400 kVA | --> | 0.38 | 0 | 0 | 0.38 | 0 |  | --> | C11 ex LITTLE BRAY | Little Bray [T41,T42] | FASSAROE |  | 53.2233 | -6.123
MV/LV Substation AN***4196 |  | 10 kV | _ | LV | 200 kVA :Pole Substation | 0.2 | --> | 0.2 | 0.041 | 0.04 | Constrained, otherwise capacity available =200 kVA | --> | 0.19 | 0 | 0 | 0.19 | 0 |  | --> | C21 ex LITTLE BRAY | Little Bray [T41,T42] | FASSAROE |  | 53.2022 | -6.1663
MV/LV Substation GL***4198 |  | 10 kV | _ | LV | 1000 kVA :Building Structure | 1 | --> | 1 | 0 | 0 | Constrained, otherwise capacity available =887 kVA | --> | 0.95 | 0 | 0.066 | 0.5 | 0 |  | --> | C17 ex CARRICKMINES | Carrickmines [T41,T42] | CARRICKMINES |  | 53.2433 | -6.1914
MV/LV Substation NU***4199 |  | 10 kV | _ | LV | 630 kVA :Building Structure | 0.63 | --> | 0.63 | 0 | 0 | Constrained, otherwise capacity available =630 kVA | --> | 0.598 | 0 | 0 | 0.5 | 0 |  | --> | C18 ex CARRICKMINES | Carrickmines [T41,T42] | CARRICKMINES |  | 53.2521 | -6.2146
MV/LV Substation TO***4200 |  | 10 kV | _ | LV | 630 kVA :Kiosk Substation | 0.63 | --> | 0.63 | 0 | 0 | Constrained, otherwise capacity available =630 kVA | --> | 0.598 | 0 | 0 | 0.5 | 0 |  | --> | C17 ex CARRICKMINES | Carrickmines [T41,T42] | CARRICKMINES |  | 53.2429 | -6.193
MV/LV Substation SU***4202 |  | 10 kV | _ | LV | 50 kVA :Pole Substation | 0.05 | --> | 0.05 | 0.05 | 2.36 |  | --> | 0.048 | 0 | 0 | 0.048 | 0 |  | --> | C11 ex BRAY | Bray [T41,T42] | FASSAROE |  | 53.1885 | -6.1616
MV/LV Substation ME***4205 |  | 10 kV | _ | LV | 1000 kVA :Building Structure | 1 | --> | 1 | 0 | 0 | Constrained, otherwise capacity available =1000 kVA | --> | 0.95 | 0 | 0 | 0.5 | 0 |  | --> | C14 ex CARRICKMINES | Carrickmines [T41,T42] | CARRICKMINES |  | 53.257 | -6.2058
MV/LV Substation FA***4206 |  | 10 kV | _ | LV | 630 kVA :Kiosk Substation | 0.63 | --> | 0.63 | 0 | 0 | Constrained, otherwise capacity available =630 kVA | --> | 0.598 | 0 | 0 | 0.5 | 0 |  | --> | C14 ex CARRICKMINES | Carrickmines [T41,T42] | CARRICKMINES |  | 53.2557 | -6.206
MV/LV Substation NE***4207 |  | 10 kV | _ | LV | 400 kVA :Kiosk Substation | 0.4 | --> | 0.4 | 0.041 | 0.04 | Constrained, otherwise capacity available =400 kVA | --> | 0.38 | 0 | 0 | 0.38 | 0 |  | --> | C11 ex LITTLE BRAY | Little Bray [T41,T42] | FASSAROE |  | 53.2217 | -6.1113
MV/LV Substation IR***4208 |  | 10 kV | _ | LV | 400 kVA :Kiosk Substation | 0.4 | --> | 0.4 | 0.041 | 0.04 | Constrained, otherwise capacity available =400 kVA | --> | 0.38 | 0 | 0 | 0.38 | 0 |  | --> | C21 ex LITTLE BRAY | Little Bray [T41,T42] | FASSAROE |  | 53.2074 | -6.1491
MV/LV Substation LI***4210 |  | 10 kV | _ | LV | 1000 kVA :Building Structure | 1 | --> | 1 | 0 | 0 | Constrained, otherwise capacity available =1000 kVA | --> | 0.95 | 0 | 0 | 0.5 | 0 |  | --> | C19 ex CARRICKMINES | Carrickmines [T41,T42] | CARRICKMINES |  | 53.2644 | -6.2129
MV/LV Substation KI***4211 |  | 10 kV | _ | LV | 630 kVA :Kiosk Substation | 0.63 | --> | 0.63 | 0 | 0 | Constrained, otherwise capacity available =630 kVA | --> | 0.598 | 0 | 0 | 0.5 | 0 |  | --> | C17 ex CARRICKMINES | Carrickmines [T41,T42] | CARRICKMINES |  | 53.2394 | -6.1991
MV/LV Substation TH***4213 |  | 10 kV | _ | LV | 630 kVA :Kiosk Substation | 0.63 | --> | 0.63 | 0 | 0 | Constrained, otherwise capacity available =630 kVA | --> | 0.598 | 0 | 0 | 0.5 | 0 |  | --> | C17 ex CARRICKMINES | Carrickmines [T41,T42] | CARRICKMINES |  | 53.2484 | -6.1828
MV/LV Substation LI***4214 |  | 10 kV | _ | LV | 1000 kVA :Building Structure | 1 | --> | 1 | 0 | 0 | Constrained, otherwise capacity available =1000 kVA | --> | 0.95 | 0 | 0 | 0.5 | 0 |  | --> | C19 ex CARRICKMINES | Carrickmines [T41,T42] | CARRICKMINES |  | 53.2644 | -6.2129
MV/LV Substation CO***4216 |  | 10 kV | _ | LV | 630 kVA :Kiosk Substation | 0.63 | --> | 0.63 | 0.5 | 1.16 |  | --> | 0.598 | 0 | 0 | 0.5 | 0 |  | --> | C17 ex BREWERY ROAD | Brewery Road [T41,T42] | CARRICKMINES |  | 53.279 | -6.2156
MV/LV Substation IR***4217 |  | 10 kV | _ | LV | 1000 kVA :Building Structure | 1 | --> | 1 | 0.5 | 19.52 |  | --> | 0.95 | 0 | 0 | 0.5 | 0 |  | --> | C22 ex TANEY | Taney [T101,T102] | CARRICKMINES |  | 53.2871 | -6.2402
MV/LV Substation CH***4218 |  | 10 kV | _ | LV | 400 kVA :Kiosk Substation | 0.4 | --> | 0.4 | 0.041 | 0.04 | Constrained, otherwise capacity available =400 kVA | --> | 0.38 | 0 | 0 | 0.38 | 0 |  | --> | C16 ex LITTLE BRAY | Little Bray [T41,T42] | FASSAROE |  | 53.2313 | -6.1378
MV/LV Substation FE***4219 |  | 10 kV | _ | LV | 400 kVA :Building Structure | 0.4 | --> | 0.4 | 0 | 0 | Constrained, otherwise capacity available =400 kVA | --> | 0.38 | 0 | 0 | 0.38 | 0 |  | --> | C17 ex SANDYFORD | Sandyford [T41,T42] | CARRICKMINES |  | 53.2687 | -6.2188
MV/LV Substation EX***4220 |  | 10 kV | _ | LV | 630 kVA :Kiosk Substation | 0.63 | --> | 0.63 | 0 | 0 | Constrained, otherwise capacity available =630 kVA | --> | 0.598 | 0 | 0 | 0.5 | 0 |  | --> | C17 ex CARRICKMINES | Carrickmines [T41,T42] | CARRICKMINES |  | 53.2496 | -6.182
MV/LV Substation SO***4221 |  | 10 kV | _ | LV | 630 kVA :Kiosk Substation | 0.63 | --> | 0.63 | 0 | 0 | Constrained, otherwise capacity available =626 kVA | --> | 0.598 | 0 | 0 | 0.5 | 0 |  | --> | C17 ex CARRICKMINES | Carrickmines [T41,T42] | CARRICKMINES |  | 53.2491 | -6.1806
MV/LV Substation SP***4222 |  | 10 kV | _ | LV | 630 kVA :Kiosk Substation | 0.63 | --> | 0.63 | 0 | 0 | Constrained, otherwise capacity available =630 kVA | --> | 0.598 | 0 | 0 | 0.5 | 0 |  | --> | C17 ex CARRICKMINES | Carrickmines [T41,T42] | CARRICKMINES |  | 53.2464 | -6.1915
MV/LV Substation GR***4226 |  | 10 kV | _ | LV | 630 kVA :Kiosk Substation | 0.63 | --> | 0.63 | 0 | 0 | Constrained, otherwise capacity available =630 kVA | --> | 0.598 | 0 | 0 | 0.5 | 0 |  | --> | C17 ex CARRICKMINES | Carrickmines [T41,T42] | CARRICKMINES |  | 53.2432 | -6.1988
MV/LV Substation GR***4227 |  | 10 kV | _ | LV | 400 kVA :Kiosk Substation | 0.4 | --> | 0.4 | 0 | 0 | Constrained, otherwise capacity available =400 kVA | --> | 0.38 | 0 | 0 | 0.38 | 0 |  | --> | C17 ex CARRICKMINES | Carrickmines [T41,T42] | CARRICKMINES |  | 53.2448 | -6.1987
MV/LV Substation OA***4233 |  | 10 kV | _ | LV | 400 kVA :Kiosk Substation | 0.4 | --> | 0.4 | 0.4 | 2.36 |  | --> | 0.38 | 0 | 0 | 0.38 | 0 |  | --> | C11 ex BRAY | Bray [T41,T42] | FASSAROE |  | 53.1917 | -6.1718
MV/LV Substation CI***4234 |  | 10 kV | _ | LV | 400 kVA :Kiosk Substation | 0.4 | --> | 0.4 | 0 | 0 | Constrained, otherwise capacity available =400 kVA | --> | 0.38 | 0 | 0 | 0.38 | 0 |  | --> | C17 ex CARRICKMINES | Carrickmines [T41,T42] | CARRICKMINES |  | 53.2359 | -6.193
MV/LV Substation L1***4236 |  | 10 kV | _ | LV | 630 kVA :Kiosk Substation | 0.63 | --> | 0.63 | 0 | 0 | Constrained, otherwise capacity available =630 kVA | --> | 0.598 | 0 | 0 | 0.5 | 0 |  | --> | C18 ex LOUGHLINSTOWN | Loughlinstown [T41,T42] | CARRICKMINES |  | 53.251 | -6.161
MV/LV Substation TH***4238 |  | 10 kV | _ | LV | 630 kVA :Kiosk Substation | 0.63 | --> | 0.63 | 0.5 | 2.36 |  | --> | 0.598 | 0 | 0 | 0.5 | 0 |  | --> | C11 ex BRAY | Bray [T41,T42] | FASSAROE |  | 53.1878 | -6.1649
MV/LV Substation ME***4241 |  | 10 kV | _ | LV | 630 kVA :Kiosk Substation | 0.63 | --> | 0.63 | 0.5 | 2.36 |  | --> | 0.598 | 0 | 0 | 0.5 | 0 |  | --> | C11 ex BRAY | Bray [T41,T42] | FASSAROE |  | 53.1887 | -6.1625
MV/LV Substation WO***4250 |  | 10 kV | _ | LV | 1000 kVA :Building Structure | 1 | --> | 1 | 0.041 | 0.04 | Constrained, otherwise capacity available =1000 kVA | --> | 0.95 | 0 | 0 | 0.5 | 0 |  | --> | C11 ex LITTLE BRAY | Little Bray [T41,T42] | FASSAROE |  | 53.2186 | -6.1187
MV/LV Substation ME***4251 |  | 10 kV | _ | LV | 1000 kVA :Building Structure | 1 | --> | 1 | 0 | 0 | Constrained, otherwise capacity available =1000 kVA | --> | 0.95 | 0 | 0 | 0.5 | 0 |  | --> | C18 ex LOUGHLINSTOWN | Loughlinstown [T41,T42] | CARRICKMINES |  | 53.2473 | -6.1593
MV/LV Substation CU***4253 |  | 10 kV | _ | LV | 50 kVA :Pole Substation | 0.05 | --> | 0.05 | 0.05 | 2.36 |  | --> | 0.048 | 0 | 0 | 0.048 | 0 |  | --> | C11 ex BRAY | Bray [T41,T42] | FASSAROE |  | 53.1854 | -6.2187
MV/LV Substation EV***4259 |  | 10 kV | _ | LV | 400 kVA :Kiosk Substation | 0.4 | --> | 0.4 | 0.4 | 1.16 |  | --> | 0.38 | 0 | 0 | 0.38 | 0 |  | --> | C19 ex BREWERY ROAD | Brewery Road [T41,T42] | CARRICKMINES |  | 53.2748 | -6.2069
MV/LV Substation SH***603 |  | 10 kV | _ | LV | 400 kVA :Kiosk Substation | 0.4 | --> | 0.4 | 0 | 0 | Constrained, otherwise capacity available =313 kVA | --> | 0.38 | 0 | 0.036 | 0.365 | 0 |  | --> | C19 ex SANDYFORD | Sandyford [T41,T42] | CARRICKMINES |  | 53.2703 | -6.2467
MV/LV Substation ST***609 |  | 10 kV | _ | LV | 200 kVA :Pole Substation | 0.2 | --> | 0.2 | 0 | 0 | Constrained, otherwise capacity available =200 kVA | --> | 0.19 | 0 | 0 | 0.19 | 0 |  | --> | C13 ex SANDYFORD | Sandyford [T41,T42] | CARRICKMINES |  | 53.2498 | -6.2546
MV/LV Substation BA***628 |  | 10 kV | _ | LV | 50 kVA :Pole Substation | 0.05 | --> | 0.05 | 0 | 0 | Constrained, otherwise capacity available =36 kVA | --> | 0.048 | 0 | 0.011 | 0.041 | 0 |  | --> | C18 ex CARRICKMINES | Carrickmines [T41,T42] | CARRICKMINES |  | 53.2537 | -6.2295
MV/LV Substation BA***629 |  | 10 kV | _ | LV | 200 kVA :Pole Substation | 0.2 | --> | 0.2 | 0 | 0 | Constrained, otherwise capacity available =141 kVA | --> | 0.19 | 0 | 0 | 0.198 | 0 |  | --> | C18 ex CARRICKMINES | Carrickmines [T41,T42] | CARRICKMINES |  | 53.2546 | -6.2322
MV/LV Substation IN***631 |  | 10 kV | _ | LV | 400 kVA :Kiosk Substation | 0.4 | --> | 0.4 | 0 | 0 | Constrained, otherwise capacity available =331 kVA | --> | 0.38 | 0 | 0 | 0.389 | 0 |  | --> | C18 ex CARRICKMINES | Carrickmines [T41,T42] | CARRICKMINES |  | 53.2483 | -6.2376
MV/LV Substation HI***634 |  | 10 kV | _ | LV | 50 kVA :Pole Substation | 0.05 | --> | 0.05 | 0 | 0 | Constrained, otherwise capacity available =38 kVA | --> | 0.048 | 0 | 0 | 0.049 | 0 |  | --> | C18 ex CARRICKMINES | Carrickmines [T41,T42] | CARRICKMINES |  | 53.2558 | -6.2205
MV/LV Substation TH***636 |  | 10 kV | _ | LV | 100 kVA :Pole Substation | 0.1 | --> | 0.1 | 0 | 0 | Constrained, otherwise capacity available =67 kVA | --> | 0.095 | 0 | 0.01 | 0.092 | 0 |  | --> | C18 ex CARRICKMINES | Carrickmines [T41,T42] | CARRICKMINES |  | 53.2475 | -6.2183
MV/LV Substation GL***650 |  | 10 kV | _ | LV | 400 kVA :Kiosk Substation | 0.4 | --> | 0.4 | 0 | 0 | Constrained, otherwise capacity available =387 kVA | --> | 0.38 | 0 | 0.006 | 0.377 | 0 |  | --> | C17 ex CARRICKMINES | Carrickmines [T41,T42] | CARRICKMINES |  | 53.2223 | -6.2176
MV/LV Substation GL***651 |  | 10 kV | _ | LV | 50 kVA :Pole Substation | 0.05 | --> | 0.05 | 0 | 0 | Constrained, otherwise capacity available =39 kVA | --> | 0.048 | 0 | 0.005 | 0.045 | 0 |  | --> | C17 ex CARRICKMINES | Carrickmines [T41,T42] | CARRICKMINES |  | 53.2239 | -6.2203
MV/LV Substation GL***652 |  | 10 kV | _ | LV | 100 kVA :Pole Substation | 0.1 | --> | 0.1 | 0 | 0 | Constrained, otherwise capacity available =74 kVA | --> | 0.095 | 0 | 0 | 0.098 | 0 |  | --> | C17 ex CARRICKMINES | Carrickmines [T41,T42] | CARRICKMINES |  | 53.2191 | -6.2226
MV/LV Substation GL***653 |  | 10 kV | _ | LV | 50 kVA :Pole Substation | 0.05 | --> | 0.05 | 0 | 0 | Constrained, otherwise capacity available =40 kVA | --> | 0.048 | 0 | 0 | 0.049 | 0 |  | --> | C17 ex CARRICKMINES | Carrickmines [T41,T42] | CARRICKMINES |  | 53.2198 | -6.2238
MV/LV Substation FI***661 |  | 10 kV | _ | LV | 50 kVA :Pole Substation | 0.05 | --> | 0.05 | 0 | 0 | Constrained, otherwise capacity available =19 kVA | --> | 0.048 | 0 | 0 | 0.052 | 0 |  | --> | C17 ex CARRICKMINES | Carrickmines [T41,T42] | CARRICKMINES |  | 53.2439 | -6.2017
MV/LV Substation GL***663 |  | 10 kV | _ | LV | 50 kVA :Pole Substation | 0.05 | --> | 0.05 | 0 | 0 | Constrained, otherwise capacity available =35 kVA | --> | 0.048 | 0 | 0.009 | 0.043 | 0 |  | --> | C17 ex CARRICKMINES | Carrickmines [T41,T42] | CARRICKMINES |  | 53.2352 | -6.1847
MV/LV Substation LE***672 |  | 10 kV | _ | LV | 200 kVA :Building Structure | 0.2 | --> | 0.2 | 0 | 0 | Constrained, otherwise capacity available =163 kVA | --> | 0.19 | 0 | 0.016 | 0.183 | 0 |  | --> | C18 ex LOUGHLINSTOWN | Loughlinstown [T41,T42] | CARRICKMINES |  | 53.2331 | -6.1702
MV/LV Substation BA***673 |  | 10 kV | _ | LV | 50 kVA :Pole Substation | 0.05 | --> | 0.05 | 0 | 0 | Constrained, otherwise capacity available =21 kVA | --> | 0.048 | 0 | 0.005 | 0.048 | 0 |  | --> | C18 ex LOUGHLINSTOWN | Loughlinstown [T41,T42] | CARRICKMINES |  | 53.2345 | -6.1685
MV/LV Substation RO***691 |  | 10 kV | _ | LV | 50 kVA :Pole Substation | 0.05 | --> | 0.05 | 0 | 0 | Constrained, otherwise capacity available =24 kVA | --> | 0.048 | 0 | 0 | 0.051 | 0 |  | --> | C13 ex SANDYFORD | Sandyford [T41,T42] | CARRICKMINES |  | 53.262 | -6.3011
MV/LV Substation MO***693 |  | 10 kV | _ | LV | 50 kVA :Pole Substation | 0.05 | --> | 0.05 | 0 | 0 | Constrained, otherwise capacity available =19 kVA | --> | 0.048 | 0 | 0.016 | 0.04 | 0 |  | --> | C13 ex SANDYFORD | Sandyford [T41,T42] | CARRICKMINES |  | 53.2636 | -6.3133
MV/LV Substation RO***696 |  | 10 kV | _ | LV | 100 kVA :Pole Substation | 0.1 | --> | 0.1 | 0 | 0 | Constrained, otherwise capacity available =34 kVA | --> | 0.095 | 0 | 0.024 | 0.086 | 0 |  | --> | C13 ex SANDYFORD | Sandyford [T41,T42] | CARRICKMINES |  | 53.265 | -6.2973
MV/LV Substation WO***697 |  | 10 kV | _ | LV | 100 kVA :Pole Substation | 0.1 | --> | 0.1 | 0 | 0 | Constrained, otherwise capacity available =79 kVA | --> | 0.095 | 0 | 0.023 | 0.081 | 0 |  | --> | C13 ex SANDYFORD | Sandyford [T41,T42] | CARRICKMINES |  | 53.2659 | -6.3131
MV/LV Substation BA***706 |  | 10 kV | _ | LV | 50 kVA :Pole Substation | 0.05 | --> | 0.05 | 0 | 0 | Constrained, otherwise capacity available =17 kVA | --> | 0.048 | 0 | 0.013 | 0.042 | 0 |  | --> | C18 ex CARRICKMINES | Carrickmines [T41,T42] | CARRICKMINES |  | 53.2521 | -6.2249
MV/LV Substation WH***707 |  | 10 kV | _ | LV | 50 kVA :Pole Substation | 0.05 | --> | 0.05 | 0 | 0 | Constrained, otherwise capacity available =26 kVA | --> | 0.048 | 0 | 0.02 | 0.036 | 0 |  | --> | C13 ex SANDYFORD | Sandyford [T41,T42] | CARRICKMINES |  | 53.261 | -6.2943
MV/LV Substation ST***709 |  | 10 kV | _ | LV | 630 kVA :Building Structure | 0.63 | --> | 0.63 | 0 | 0 | Constrained, otherwise capacity available =430 kVA | --> | 0.598 | 0 | 0.3 | 0.399 | 0 |  | --> | C13 ex SANDYFORD | Sandyford [T41,T42] | CARRICKMINES |  | 53.267 | -6.2685
MV/LV Substation HA***710 |  | 10 kV | _ | LV | 400 kVA :Kiosk Substation | 0.4 | --> | 0.4 | 0 | 0 | Constrained, otherwise capacity available =280 kVA | --> | 0.38 | 0 | 0.023 | 0.379 | 0 |  | --> | C13 ex SANDYFORD | Sandyford [T41,T42] | CARRICKMINES |  | 53.2691 | -6.2622
MV/LV Substation SU***714 |  | 10 kV | _ | LV | 75 kVA :Pole Substation | 0.075 | --> | 0.075 | 0 | 0 | Constrained, otherwise capacity available =62 kVA | --> | 0.071 | 0 | 0.004 | 0.07 | 0 |  | --> | C17 ex CARRICKMINES | Carrickmines [T41,T42] | CARRICKMINES |  | 53.2312 | -6.1931
MV/LV Substation JA***717 |  | 10 kV | _ | LV | 100 kVA :Pole Substation | 0.1 | --> | 0.1 | 0 | 0 | Constrained, otherwise capacity available =83 kVA | --> | 0.095 | 0 | 0.005 | 0.094 | 0 |  | --> | C17 ex CARRICKMINES | Carrickmines [T41,T42] | CARRICKMINES |  | 53.2458 | -6.2015
MV/LV Substation LA***718 |  | 10 kV | _ | LV | 100 kVA :Pole Substation | 0.1 | --> | 0.1 | 0 | 0 | Constrained, otherwise capacity available =53 kVA | --> | 0.095 | 0 | 0.011 | 0.093 | 0 |  | --> | C13 ex SANDYFORD | Sandyford [T41,T42] | CARRICKMINES |  | 53.265 | -6.2408
MV/LV Substation RA***719 |  | 10 kV | _ | LV | 200 kVA :Pole Substation | 0.2 | --> | 0.2 | 0.041 | 0.04 | Constrained, otherwise capacity available =192 kVA | --> | 0.19 | 0 | 0.006 | 0.187 | 0 |  | --> | C21 ex LITTLE BRAY | Little Bray [T41,T42] | FASSAROE |  | 53.2253 | -6.1789
MV/LV Substation SC***721 |  | 10 kV | _ | LV | 100 kVA :Pole Substation | 0.1 | --> | 0.1 | 0.041 | 0.04 | Constrained, otherwise capacity available =92 kVA | --> | 0.095 | 0 | 0 | 0.096 | 0 |  | --> | C21 ex LITTLE BRAY | Little Bray [T41,T42] | FASSAROE |  | 53.2214 | -6.1815
MV/LV Substation LA***727 |  | 10 kV | _ | LV | 200 kVA :Pole Substation | 0.2 | --> | 0.2 | 0.041 | 0.04 | Constrained, otherwise capacity available =189 kVA | --> | 0.19 | 0 | 0 | 0.192 | 0 |  | --> | C21 ex LITTLE BRAY | Little Bray [T41,T42] | FASSAROE |  | 53.1735 | -6.2174
MV/LV Substation PA***733 |  | 10 kV | _ | LV | 100 kVA :Pole Substation | 0.1 | --> | 0.1 | 0 | 0.04 |  | --> | 0.095 | 0 | 0.122 | 0.02 | 0 |  | --> | C21 ex LITTLE BRAY | Little Bray [T41,T42] | FASSAROE |  | 53.1954 | -6.1913
MV/LV Substation PA***734 |  | 10 kV | _ | LV | 100 kVA :Pole Substation | 0.1 | --> | 0.1 | 0.041 | 0.04 | Constrained, otherwise capacity available =75 kVA | --> | 0.095 | 0 | 0 | 0.098 | 0 |  | --> | C21 ex LITTLE BRAY | Little Bray [T41,T42] | FASSAROE |  | 53.1951 | -6.1873
MV/LV Substation KI***735 |  | 10 kV | _ | LV | 200 kVA :Pole Substation | 0.2 | --> | 0.2 | 0.041 | 0.04 | Constrained, otherwise capacity available =146 kVA | --> | 0.19 | 0 | 0.019 | 0.183 | 0 |  | --> | C21 ex LITTLE BRAY | Little Bray [T41,T42] | FASSAROE |  | 53.193 | -6.1829
MV/LV Substation MI***736 |  | 10 kV | _ | LV | 400 kVA :Kiosk Substation | 0.4 | --> | 0.4 | 0.153 | 2.36 |  | --> | 0.38 | 0 | 0.064 | 0.365 | 0 |  | --> | C11 ex BRAY | Bray [T41,T42] | FASSAROE |  | 53.1932 | -6.1685
MV/LV Substation SU***739 |  | 10 kV | _ | LV | 400 kVA :Kiosk Substation | 0.4 | --> | 0.4 | 0.262 | 2.36 |  | --> | 0.38 | 0 | 0 | 0.398 | 0 |  | --> | C11 ex BRAY | Bray [T41,T42] | FASSAROE |  | 53.1906 | -6.1642
MV/LV Substation KI***741 |  | 10 kV | _ | LV | 50 kVA :Pole Substation | 0.05 | --> | 0.05 | 0.044 | 2.36 |  | --> | 0.048 | 0 | 0 | 0.048 | 0 |  | --> | C11 ex BRAY | Bray [T41,T42] | FASSAROE |  | 53.1871 | -6.1551
MV/LV Substation RO***745 |  | 10 kV | _ | LV | 630 kVA :Kiosk Substation | 0.63 | --> | 0.63 | 0.5 | 2.36 |  | --> | 0.598 | 0 | 0 | 0.5 | 0 |  | --> | C11 ex BRAY | Bray [T41,T42] | FASSAROE |  | 53.1953 | -6.1517
MV/LV Substation FA***746 |  | 10 kV | _ | LV | 50 kVA :Pole Substation | 0.05 | --> | 0.05 | 0.034 | 2.36 |  | --> | 0.048 | 0 | 0.004 | 0.047 | 0 |  | --> | C11 ex BRAY | Bray [T41,T42] | FASSAROE |  | 53.1971 | -6.1462
MV/LV Substation FA***747 |  | 10 kV | _ | LV | 100 kVA :Pole Substation | 0.1 | --> | 0.1 | 0.078 | 2.36 |  | --> | 0.095 | 0 | 0.005 | 0.094 | 0 |  | --> | C11 ex BRAY | Bray [T41,T42] | FASSAROE |  | 53.1993 | -6.138
MV/LV Substation RA***771 |  | 10 kV | _ | LV | 50 kVA :Pole Substation | 0.05 | --> | 0.05 | 0.043 | 2.36 |  | --> | 0.048 | 0 | 0.005 | 0.045 | 0 |  | --> | C11 ex BRAY | Bray [T41,T42] | FASSAROE |  | 53.2002 | -6.1618
MV/LV Substation MO***772 |  | 10 kV | _ | LV | 50 kVA :Pole Substation | 0.05 | --> | 0.05 | 0 | 0.04 |  | --> | 0.048 | 0 | 0.019 | 0.042 | 0 |  | --> | C21 ex LITTLE BRAY | Little Bray [T41,T42] | FASSAROE |  | 53.2005 | -6.177
MV/LV Substation BA***773 |  | 10 kV | _ | LV | 100 kVA :Pole Substation | 0.1 | --> | 0.1 | 0.041 | 0.04 | Constrained, otherwise capacity available =80 kVA | --> | 0.095 | 0 | 0.016 | 0.086 | 0 |  | --> | C21 ex LITTLE BRAY | Little Bray [T41,T42] | FASSAROE |  | 53.2042 | -6.1709
MV/LV Substation BA***774 |  | 10 kV | _ | LV | 100 kVA :Pole Substation | 0.1 | --> | 0.1 | 0.041 | 0.04 | Constrained, otherwise capacity available =60 kVA | --> | 0.095 | 0 | 0.015 | 0.089 | 0 |  | --> | C21 ex LITTLE BRAY | Little Bray [T41,T42] | FASSAROE |  | 53.2048 | -6.1644
MV/LV Substation AN***775 |  | 10 kV | _ | LV | 50 kVA :Pole Substation | 0.05 | --> | 0.05 | 0.041 | 0.04 | Constrained, otherwise capacity available =41 kVA | --> | 0.048 | 0 | 0 | 0.049 | 0 |  | --> | C21 ex LITTLE BRAY | Little Bray [T41,T42] | FASSAROE |  | 53.2096 | -6.1713
MV/LV Substation MO***779 |  | 10 kV | _ | LV | 200 kVA :Pole Substation | 0.2 | --> | 0.2 | 0.041 | 0.04 | Constrained, otherwise capacity available =134 kVA | --> | 0.19 | 0 | 0.029 | 0.177 | 0 |  | --> | C21 ex LITTLE BRAY | Little Bray [T41,T42] | FASSAROE |  | 53.2032 | -6.1758
MV/LV Substation BA***788 |  | 10 kV | _ | LV | 200 kVA :Pole Substation | 0.2 | --> | 0.2 | 0.041 | 0.04 | Constrained, otherwise capacity available =197 kVA | --> | 0.19 | 0 | 0 | 0.19 | 0 |  | --> | C21 ex LITTLE BRAY | Little Bray [T41,T42] | FASSAROE |  | 53.2105 | -6.2153
MV/LV Substation UP***789 |  | 10 kV | _ | LV | 200 kVA :Pole Substation | 0.2 | --> | 0.2 | 0.041 | 0.04 | Constrained, otherwise capacity available =200 kVA | --> | 0.19 | 0 | 0 | 0.19 | 0 |  | --> | C21 ex LITTLE BRAY | Little Bray [T41,T42] | FASSAROE |  | 53.2103 | -6.2176
MV/LV Substation QU***802 |  | 10 kV | _ | LV | 33 kVA :Pole Substation | 0.033 | --> | 0.033 | 0.03 | 0.04 |  | --> | 0.031 | 0 | 0 | 0.032 | 0 |  | --> | C21 ex LITTLE BRAY | Little Bray [T41,T42] | FASSAROE |  | 53.2219 | -6.1425
MV/LV Substation GL***811 |  | 10 kV | _ | LV | 200 kVA :Pole Substation | 0.2 | --> | 0.2 | 0.186 | 2.36 |  | --> | 0.19 | 0 | 0 | 0.192 | 0 |  | --> | C11 ex BRAY | Bray [T41,T42] | FASSAROE |  | 53.1982 | -6.2924
MV/LV Substation BA***814 |  | 10 kV | _ | LV | 50 kVA :Pole Substation | 0.05 | --> | 0.05 | 0.029 | 0.04 |  | --> | 0.048 | 0 | 0.005 | 0.046 | 0 |  | --> | C21 ex LITTLE BRAY | Little Bray [T41,T42] | FASSAROE |  | 53.2061 | -6.1492
MV/LV Substation EN***815 |  | 10 kV | _ | LV | 50 kVA :Pole Substation | 0.05 | --> | 0.05 | 0.02 | 2.36 |  | --> | 0.048 | 0 | 0.015 | 0.04 | 0 |  | --> | C11 ex BRAY | Bray [T41,T42] | FASSAROE |  | 53.1907 | -6.1692
MV/LV Substation FA***816 |  | 10 kV | _ | LV | 50 kVA :Pole Substation | 0.05 | --> | 0.05 | 0.039 | 2.36 |  | --> | 0.048 | 0 | 0 | 0.049 | 0 |  | --> | C11 ex BRAY | Bray [T41,T42] | FASSAROE |  | 53.1926 | -6.1509
MV/LV Substation KI***818 |  | 10 kV | _ | LV | 100 kVA :Pole Substation | 0.1 | --> | 0.1 | 0.018 | 2.36 |  | --> | 0.095 | 0 | 0.017 | 0.093 | 0 |  | --> | C11 ex BRAY | Bray [T41,T42] | FASSAROE |  | 53.1935 | -6.1738
MV/LV Substation RU***827 |  | 10 kV | _ | LV | 50 kVA :Pole Substation | 0.05 | --> | 0.05 | 0 | 0 | Constrained, otherwise capacity available =50 kVA | --> | 0.048 | 0 | 0 | 0.048 | 0 |  | --> | C17 ex CARRICKMINES | Carrickmines [T41,T42] | CARRICKMINES |  | 53.247 | -6.1913
MV/LV Substation MO***834 |  | 10 kV | _ | LV | 50 kVA :Pole Substation | 0.05 | --> | 0.05 | 0.028 | 0.04 |  | --> | 0.048 | 0 | 0.008 | 0.045 | 0 |  | --> | C21 ex LITTLE BRAY | Little Bray [T41,T42] | FASSAROE |  | 53.2004 | -6.1723
MV/LV Substation TI***842 |  | 10 kV | _ | LV | 50 kVA :Pole Substation | 0.05 | --> | 0.05 | 0 | 0 | Constrained, otherwise capacity available =37 kVA | --> | 0.048 | 0 | 0 | 0.049 | 0 |  | --> | C13 ex SANDYFORD | Sandyford [T41,T42] | CARRICKMINES |  | 53.26 | -6.2939
MV/LV Substation BA***845 |  | 10 kV | _ | LV | 50 kVA :Pole Substation | 0.05 | --> | 0.05 | 0 | 0 | Constrained, otherwise capacity available =17 kVA | --> | 0.048 | 0 | 0.011 | 0.044 | 0 |  | --> | C17 ex CARRICKMINES | Carrickmines [T41,T42] | CARRICKMINES |  | 53.2393 | -6.2222
MV/LV Substation RO***852 |  | 10 kV | _ | LV | 100 kVA :Pole Substation | 0.1 | --> | 0.1 | 0.098 | 2.36 |  | --> | 0.095 | 0 | 0 | 0.095 | 0 |  | --> | C11 ex BRAY | Bray [T41,T42] | FASSAROE |  | 53.1922 | -6.1561
MV/LV Substation CO***871 |  | 10 kV | _ | LV | 200 kVA :Pole Substation | 0.2 | --> | 0.2 | 0.041 | 0.04 | Constrained, otherwise capacity available =170 kVA | --> | 0.19 | 0 | 0 | 0.194 | 0 |  | --> | C16 ex LITTLE BRAY | Little Bray [T41,T42] | FASSAROE |  | 53.2113 | -6.1343
MV/LV Substation PI***878 |  | 10 kV | _ | LV | 50 kVA :Pole Substation | 0.05 | --> | 0.05 | 0 | 0 | Constrained, otherwise capacity available =39 kVA | --> | 0.048 | 0 | 0 | 0.049 | 0 |  | --> | C17 ex CARRICKMINES | Carrickmines [T41,T42] | CARRICKMINES |  | 53.2446 | -6.1912
MV/LV Substation CL***886 |  | 10 kV | _ | LV | 50 kVA :Pole Substation | 0.05 | --> | 0.05 | 0 | 0 | Constrained, otherwise capacity available =50 kVA | --> | 0.048 | 0 | 0 | 0.048 | 0 |  | --> | C13 ex SANDYFORD | Sandyford [T41,T42] | CARRICKMINES |  | 53.2523 | -6.292
MV/LV Substation KI***890 |  | 10 kV | _ | LV | 50 kVA :Pole Substation | 0.05 | --> | 0.05 | 0 | 0 | Constrained, otherwise capacity available =21 kVA | --> | 0.048 | 0 | 0 | 0.051 | 0 |  | --> | C13 ex SANDYFORD | Sandyford [T41,T42] | CARRICKMINES |  | 53.2547 | -6.3197
MV/LV Substation CO***891 |  | 10 kV | _ | LV | 200 kVA :Kiosk Substation | 0.2 | --> | 0.2 | 0 | 0 | Constrained, otherwise capacity available =185 kVA | --> | 0.19 | 0 | 0 | 0.192 | 0 |  | --> | C13 ex SANDYFORD | Sandyford [T41,T42] | CARRICKMINES |  | 53.2672 | -6.2711
MV/LV Substation BU***895 |  | 10 kV | _ | LV | 630 kVA :Building Structure | 0.63 | --> | 0.63 | 0.361 | 1.16 |  | --> | 0.598 | 0 | 0 | 0.5 | 0 |  | --> | C21 ex BREWERY ROAD | Brewery Road [T41,T42] | CARRICKMINES |  | 53.2767 | -6.2056
MV/LV Substation GL***896 |  | 10 kV | _ | LV | 50 kVA :Pole Substation | 0.05 | --> | 0.05 | 0 | 0 | Constrained, otherwise capacity available =40 kVA | --> | 0.048 | 0 | 0 | 0.049 | 0 |  | --> | C13 ex SANDYFORD | Sandyford [T41,T42] | CARRICKMINES |  | 53.249 | -6.3001
MV/LV Substation TH***897 |  | 10 kV | _ | LV | 200 kVA :Kiosk Substation | 0.2 | --> | 0.2 | 0.041 | 0.04 | Constrained, otherwise capacity available =172 kVA | --> | 0.19 | 0 | 0 | 0.194 | 0 |  | --> | C15 ex LITTLE BRAY | Little Bray [T41,T42] | FASSAROE |  | 53.2133 | -6.1073
MV/LV Substation CU***901 |  | 10 kV | _ | LV | 50 kVA :Pole Substation | 0.05 | --> | 0.05 | 0.041 | 0.04 | Constrained, otherwise capacity available =50 kVA | --> | 0.048 | 0 | 0 | 0.048 | 0 |  | --> | C16 ex LITTLE BRAY | Little Bray [T41,T42] | FASSAROE |  | 53.2156 | -6.1267
MV/LV Substation EG***907 |  | 10 kV | _ | LV | 400 kVA :Kiosk Substation | 0.4 | --> | 0.4 | 0 | 0 | Constrained, otherwise capacity available =339 kVA | --> | 0.38 | 0 | 0.011 | 0.38 | 0 |  | --> | C20 ex DUNDRUM | Dundrum [T41,T42] | BLACKROCK |  | 53.2897 | -6.2422
MV/LV Substation NE***909 |  | 10 kV | _ | LV | 50 kVA :Pole Substation | 0.05 | --> | 0.05 | 0 | 0 | Constrained, otherwise capacity available =37 kVA | --> | 0.048 | 0 | 0.02 | 0.034 | 0 |  | --> | C13 ex SANDYFORD | Sandyford [T41,T42] | CARRICKMINES |  | 53.2646 | -6.3056
MV/LV Substation FO***910 |  | 10 kV | _ | LV | 200 kVA :Pole Substation | 0.2 | --> | 0.2 | 0 | 0 | Constrained, otherwise capacity available =140 kVA | --> | 0.19 | 0 | 0.002 | 0.196 | 0 |  | --> | C17 ex CARRICKMINES | Carrickmines [T41,T42] | CARRICKMINES |  | 53.2219 | -6.2199
MV/LV Substation GL***911 |  | 10 kV | _ | LV | 400 kVA :Kiosk Substation | 0.4 | --> | 0.4 | 0 | 0 | Constrained, otherwise capacity available =223 kVA | --> | 0.38 | 0 | 0.031 | 0.38 | 0 |  | --> | C19 ex CARRICKMINES | Carrickmines [T41,T42] | CARRICKMINES |  | 53.26 | -6.2004
MV/LV Substation TH***913 |  | 10 kV | _ | LV | 400 kVA :Kiosk Substation | 0.4 | --> | 0.4 | 0 | 0 | Constrained, otherwise capacity available =224 kVA | --> | 0.38 | 0 | 0.119 | 0.315 | 0 |  | --> | C19 ex CARRICKMINES | Carrickmines [T41,T42] | CARRICKMINES |  | 53.2639 | -6.2095
MV/LV Substation DR***917 |  | 10 kV | _ | LV | 400 kVA :Kiosk Substation | 0.4 | --> | 0.4 | 0 | 0 | Constrained, otherwise capacity available =282 kVA | --> | 0.38 | 0 | 0.025 | 0.377 | 0 |  | --> | C19 ex CARRICKMINES | Carrickmines [T41,T42] | CARRICKMINES |  | 53.2588 | -6.1961
MV/LV Substation CA***918 |  | 10 kV | _ | LV | 400 kVA :Kiosk Substation | 0.4 | --> | 0.4 | 0.348 | 19.52 |  | --> | 0.38 | 0 | 0.031 | 0.364 | 0 |  | --> | C30 ex TANEY | Taney [T101,T102] | CARRICKMINES |  | 53.2857 | -6.2436
MV/LV Substation BR***920 |  | 10 kV | _ | LV | 1000 kVA :Building Structure | 1 | --> | 1 | 0 | 0 | Constrained, otherwise capacity available =455 kVA | --> | 0.95 | 0 | 0 | 0.5 | 0 |  | --> | C18 ex SANDYFORD | Sandyford [T41,T42] | CARRICKMINES |  | 53.2738 | -6.2178
MV/LV Substation KI***922 |  | 10 kV | _ | LV | 400 kVA :Kiosk Substation | 0.4 | --> | 0.4 | 0 | 0 | Constrained, otherwise capacity available =285 kVA | --> | 0.38 | 0 | 0.101 | 0.321 | 0 |  | --> | C19 ex CARRICKMINES | Carrickmines [T41,T42] | CARRICKMINES |  | 53.2635 | -6.2158
MV/LV Substation DE***924 |  | 10 kV | _ | LV | 400 kVA :Kiosk Substation | 0.4 | --> | 0.4 | 0 | 0 | Constrained, otherwise capacity available =361 kVA | --> | 0.38 | 0 | 0.021 | 0.37 | 0 |  | --> | C14 ex SANDYFORD | Sandyford [T41,T42] | CARRICKMINES |  | 53.2747 | -6.2427
MV/LV Substation CO***925 |  | 10 kV | _ | LV | 100 kVA :Pole Substation | 0.1 | --> | 0.1 | 0.041 | 0.04 | Constrained, otherwise capacity available =91 kVA | --> | 0.095 | 0 | 0 | 0.096 | 0 |  | --> | C21 ex LITTLE BRAY | Little Bray [T41,T42] | FASSAROE |  | 53.1984 | -6.1762
MV/LV Substation MO***927 |  | 10 kV | _ | LV | 50 kVA :Pole Substation | 0.05 | --> | 0.05 | 0.041 | 0.04 | Constrained, otherwise capacity available =48 kVA | --> | 0.048 | 0 | 0.01 | 0.04 | 0 |  | --> | C21 ex LITTLE BRAY | Little Bray [T41,T42] | FASSAROE |  | 53.2027 | -6.1845
MV/LV Substation RA***930 |  | 10 kV | _ | LV | 50 kVA :Pole Substation | 0.05 | --> | 0.05 | 0.041 | 0.04 | Constrained, otherwise capacity available =43 kVA | --> | 0.048 | 0 | 0 | 0.048 | 0 |  | --> | C16 ex LITTLE BRAY | Little Bray [T41,T42] | FASSAROE |  | 53.2364 | -6.1479
MV/LV Substation GL***932 |  | 10 kV | _ | LV | 400 kVA :Kiosk Substation | 0.4 | --> | 0.4 | 0 | 0 | Constrained, otherwise capacity available =260 kVA | --> | 0.38 | 0 | 0.103 | 0.322 | 0 |  | --> | C19 ex CARRICKMINES | Carrickmines [T41,T42] | CARRICKMINES |  | 53.2628 | -6.2072
MV/LV Substation GL***934 |  | 10 kV | _ | LV | 400 kVA :Kiosk Substation | 0.4 | --> | 0.4 | 0 | 0 | Constrained, otherwise capacity available =241 kVA | --> | 0.38 | 0 | 0.039 | 0.372 | 0 |  | --> | C19 ex CARRICKMINES | Carrickmines [T41,T42] | CARRICKMINES |  | 53.2611 | -6.199
MV/LV Substation US***935 |  | 10 kV | _ | LV | 400 kVA :Building Structure | 0.4 | --> | 0.4 | 0 | 0 | Constrained, otherwise capacity available =236 kVA | --> | 0.38 | 0 | 0 | 0.402 | 0 |  | --> | C18 ex SANDYFORD | Sandyford [T41,T42] | CARRICKMINES |  | 53.2734 | -6.2115
MV/LV Substation PA***936 |  | 10 kV | _ | LV | 200 kVA :Building Structure | 0.2 | --> | 0.2 | 0.2 | 1.16 |  | --> | 0.19 | 0 | 0 | 0.19 | 0 |  | --> | C19 ex BREWERY ROAD | Brewery Road [T41,T42] | CARRICKMINES |  | 53.2747 | -6.2077
MV/LV Substation UP***939 |  | 10 kV | _ | LV | 400 kVA :Kiosk Substation | 0.4 | --> | 0.4 | 0.041 | 0.04 | Constrained, otherwise capacity available =282 kVA | --> | 0.38 | 0 | 0.013 | 0.386 | 0 |  | --> | C14 ex LITTLE BRAY | Little Bray [T41,T42] | FASSAROE |  | 53.205 | -6.1197
MV/LV Substation SA***940 |  | 10 kV | _ | LV | 400 kVA :Kiosk Substation | 0.4 | --> | 0.4 | 0 | 0 | Constrained, otherwise capacity available =285 kVA | --> | 0.38 | 0 | 0.052 | 0.357 | 0 |  | --> | C17 ex SANDYFORD | Sandyford [T41,T42] | CARRICKMINES |  | 53.2619 | -6.2145
MV/LV Substation CR***941 |  | 10 kV | _ | LV | 200 kVA :Pole Substation | 0.2 | --> | 0.2 | 0.041 | 0.04 | Constrained, otherwise capacity available =135 kVA | --> | 0.19 | 0 | 0 | 0.199 | 0 |  | --> | C11 ex LITTLE BRAY | Little Bray [T41,T42] | FASSAROE |  | 53.2236 | -6.1257
MV/LV Substation FE***942 |  | 10 kV | _ | LV | 400 kVA :Kiosk Substation | 0.4 | --> | 0.4 | 0 | 0 | Constrained, otherwise capacity available =304 kVA | --> | 0.38 | 0 | 0.022 | 0.376 | 0 |  | --> | C19 ex CARRICKMINES | Carrickmines [T41,T42] | CARRICKMINES |  | 53.2648 | -6.2184
MV/LV Substation HI***944 |  | 10 kV | _ | LV | 400 kVA :Kiosk Substation | 0.4 | --> | 0.4 | 0 | 0 | Constrained, otherwise capacity available =342 kVA | --> | 0.38 | 0 | 0.021 | 0.372 | 0 |  | --> | C14 ex SANDYFORD | Sandyford [T41,T42] | CARRICKMINES |  | 53.2774 | -6.2456
MV/LV Substation BA***945 |  | 10 kV | _ | LV | 400 kVA :Kiosk Substation | 0.4 | --> | 0.4 | 0 | 0 | Constrained, otherwise capacity available =257 kVA | --> | 0.38 | 0 | 0.072 | 0.346 | 0 |  | --> | C17 ex CARRICKMINES | Carrickmines [T41,T42] | CARRICKMINES |  | 53.2579 | -6.188
MV/LV Substation DU***950 |  | 10 kV | _ | LV | 200 kVA :Kiosk Substation | 0.2 | --> | 0.2 | 0.183 | 19.52 |  | --> | 0.19 | 0 | 0.003 | 0.19 | 0 |  | --> | C30 ex TANEY | Taney [T101,T102] | CARRICKMINES |  | 53.2853 | -6.2463
MV/LV Substation BA***953 |  | 10 kV | _ | LV | 200 kVA :Pole Substation | 0.2 | --> | 0.2 | 0 | 0 | Constrained, otherwise capacity available =194 kVA | --> | 0.19 | 0 | 0 | 0.191 | 0 |  | --> | C18 ex CARRICKMINES | Carrickmines [T41,T42] | CARRICKMINES |  | 53.2551 | -6.2318
MV/LV Substation CO***955 |  | 10 kV | _ | LV | 400 kVA :Kiosk Substation | 0.4 | --> | 0.4 | 0.041 | 0.04 | Constrained, otherwise capacity available =292 kVA | --> | 0.38 | 0 | 0.058 | 0.352 | 0 |  | --> | C13 ex LITTLE BRAY | Little Bray [T41,T42] | FASSAROE |  | 53.2097 | -6.1207
MV/LV Substation CO***956 |  | 10 kV | _ | LV | 200 kVA :Kiosk Substation | 0.2 | --> | 0.2 | 0.041 | 0.04 | Constrained, otherwise capacity available =117 kVA | --> | 0.19 | 0 | 0.054 | 0.161 | 0 |  | --> | C13 ex LITTLE BRAY | Little Bray [T41,T42] | FASSAROE |  | 53.2081 | -6.1228
MV/LV Substation CO***957 |  | 10 kV | _ | LV | 200 kVA :Kiosk Substation | 0.2 | --> | 0.2 | 0.041 | 0.04 | Constrained, otherwise capacity available =111 kVA | --> | 0.19 | 0 | 0.025 | 0.183 | 0 |  | --> | C13 ex LITTLE BRAY | Little Bray [T41,T42] | FASSAROE |  | 53.2084 | -6.1199
MV/LV Substation DU***959 |  | 10 kV | _ | LV | 400 kVA :Building Structure | 0.4 | --> | 0.4 | 0 | 0 | Constrained, otherwise capacity available =319 kVA | --> | 0.38 | 0 | 0.003 | 0.389 | 0 |  | --> | C25 ex DUNDRUM | Dundrum [T41,T42] | BLACKROCK |  | 53.2914 | -6.2448
MV/LV Substation GL***962 |  | 10 kV | _ | LV | 400 kVA :Kiosk Substation | 0.4 | --> | 0.4 | 0 | 0 | Constrained, otherwise capacity available =230 kVA | --> | 0.38 | 0 | 0.093 | 0.334 | 0 |  | --> | C19 ex CARRICKMINES | Carrickmines [T41,T42] | CARRICKMINES |  | 53.2618 | -6.2031
MV/LV Substation PO***963 |  | 10 kV | _ | LV | 50 kVA :Pole Substation | 0.05 | --> | 0.05 | 0.033 | 2.36 |  | --> | 0.048 | 0 | 0 | 0.05 | 0 |  | --> | C11 ex BRAY | Bray [T41,T42] | FASSAROE |  | 53.1794 | -6.1857
MV/LV Substation CO***966 |  | 10 kV | _ | LV | 400 kVA :Kiosk Substation | 0.4 | --> | 0.4 | 0.041 | 0.04 | Constrained, otherwise capacity available =266 kVA | --> | 0.38 | 0 | 0.015 | 0.387 | 0 |  | --> | C15 ex LITTLE BRAY | Little Bray [T41,T42] | FASSAROE |  | 53.2114 | -6.1222
MV/LV Substation PO***967 |  | 10 kV | _ | LV | 200 kVA :Pole Substation | 0.2 | --> | 0.2 | 0.074 | 2.36 |  | --> | 0.19 | 0 | 0.03 | 0.17 | 0 |  | --> | C11 ex BRAY | Bray [T41,T42] | FASSAROE |  | 53.1866 | -6.1861
MV/LV Substation EA***968 |  | 10 kV | _ | LV | 400 kVA :Kiosk Substation | 0.4 | --> | 0.4 | 0.328 | 2.36 |  | --> | 0.38 | 0 | 0.028 | 0.369 | 0 |  | --> | C11 ex BRAY | Bray [T41,T42] | FASSAROE |  | 53.1882 | -6.1726
MV/LV Substation RI***969 |  | 10 kV | _ | LV | 200 kVA :Kiosk Substation | 0.2 | --> | 0.2 | 0 | 0 | Constrained, otherwise capacity available =165 kVA | --> | 0.19 | 0 | 0.005 | 0.191 | 0 |  | --> | C20 ex DUNDRUM | Dundrum [T41,T42] | BLACKROCK |  | 53.2874 | -6.2415
MV/LV Substation RA***974 |  | 10 kV | _ | LV | 50 kVA :Pole Substation | 0.05 | --> | 0.05 | 0 | 0.04 |  | --> | 0.048 | 0 | 0.005 | 0.051 | 0 |  | --> | C16 ex LITTLE BRAY | Little Bray [T41,T42] | FASSAROE |  | 53.2329 | -6.141
MV/LV Substation SI***975 |  | 10 kV | _ | LV | 630 kVA :Building Structure | 0.63 | --> | 0.63 | 0.5 | 15.18 |  | --> | 0.598 | 0 | 0 | 0.5 | 0 |  | --> | C19 ex CENTRAL PARK | Central Park [T101,T102] | CARRICKMINES |  | 53.2672 | -6.1973
MV/LV Substation JA***979 |  | 10 kV | _ | LV | 50 kVA :Pole Substation | 0.05 | --> | 0.05 | 0 | 0 | Constrained, otherwise capacity available =46 kVA | --> | 0.048 | 0 | 0 | 0.048 | 0 |  | --> | C17 ex CARRICKMINES | Carrickmines [T41,T42] | CARRICKMINES |  | 53.2439 | -6.206
MV/LV Substation ES***982 |  | 10 kV | _ | LV | 50 kVA :Pole Substation | 0.05 | --> | 0.05 | 0.034 | 2.36 |  | --> | 0.048 | 0 | 0 | 0.05 | 0 |  | --> | C11 ex BRAY | Bray [T41,T42] | FASSAROE |  | 53.1983 | -6.1554
MV/LV Substation EA***992 |  | 10 kV | _ | LV | 400 kVA :Kiosk Substation | 0.4 | --> | 0.4 | 0.272 | 2.36 |  | --> | 0.38 | 0 | 0.05 | 0.36 | 0 |  | --> | C11 ex BRAY | Bray [T41,T42] | FASSAROE |  | 53.1907 | -6.1763
MV/LV Substation OR***994 |  | 10 kV | _ | LV | 400 kVA :Kiosk Substation | 0.4 | --> | 0.4 | 0 | 0 | Constrained, otherwise capacity available =268 kVA | --> | 0.38 | 0 | 0.056 | 0.356 | 0 |  | --> | C19 ex CARRICKMINES | Carrickmines [T41,T42] | CARRICKMINES |  | 53.2644 | -6.2015
MV/LV Substation AN***997 |  | 10 kV | _ | LV | 50 kVA :Pole Substation | 0.05 | --> | 0.05 | 0.04 | 0.04 |  | --> | 0.048 | 0 | 0.006 | 0.044 | 0 |  | --> | C21 ex LITTLE BRAY | Little Bray [T41,T42] | FASSAROE |  | 53.2068 | -6.1701
MV/LV Substation FE***999 |  | 10 kV | _ | LV | 200 kVA :Kiosk Substation | 0.2 | --> | 0.2 | 0.041 | 0.04 | Constrained, otherwise capacity available =145 kVA | --> | 0.19 | 0 | 0.021 | 0.182 | 0 |  | --> | C16 ex LITTLE BRAY | Little Bray [T41,T42] | FASSAROE |  | 53.2255 | -6.1358
MV/LV Substation CA***001 |  | 20 kV | _ | LV | 200 kVA :Building Structure | 0.2 | --> | 0.2 | 0 | 0.43 |  | --> | 0.19 | 0 | 0.015 | 0 | 0 | Constrained, otherwise capacity available =204 kW | --> | E15 ex TULLOW | Tullow [T421,T422] | CARLOW |  | 52.804 | -6.7352
MV/LV Substation CH***002 |  | 20 kV | _ | LV | 400 kVA :Kiosk Substation | 0.4 | --> | 0.4 | 0 | 0 | Constrained, otherwise capacity available =160 kVA | --> | 0.38 | 0 | 0.037 | 0 | 0 | Constrained, otherwise capacity available =384 kW | --> | E13 ex BALTINGLASS | Baltinglass [T421,T422] | STRATFORD |  | 52.9409 | -6.7093
MV/LV Substation HA***003 |  | 20 kV | _ | LV | 200 kVA :Pole Substation | 0.2 | --> | 0.2 | 0.135 | 0.43 |  | --> | 0.19 | 0 | 0.005 | 0 | 0 | Constrained, otherwise capacity available =195 kW | --> | E15 ex TULLOW | Tullow [T421,T422] | CARLOW |  | 52.8018 | -6.7405
MV/LV Substation TH***004 |  | 20 kV | _ | LV | 200 kVA :Kiosk Substation | 0.2 | --> | 0.2 | 0.19 | 0.43 |  | --> | 0.19 | 0 | 0 | 0 | 0 | Constrained, otherwise capacity available =191 kW | --> | E15 ex TULLOW | Tullow [T421,T422] | CARLOW |  | 52.7978 | -6.7417
MV/LV Substation KE***007 |  | 20 kV | _ | LV | 200 kVA :Pole Substation | 0.2 | --> | 0.2 | 0 | 0 | Constrained, otherwise capacity available =20 kVA | --> | 0.19 | 0 | 0.04 | 0 | 0 | Constrained, otherwise capacity available =184 kW | --> | E13 ex BALTINGLASS | Baltinglass [T421,T422] | STRATFORD |  | 52.9119 | -6.836
MV/LV Substation NU***010 |  | 20 kV | _ | LV | 50 kVA :Pole Substation | 0.05 | --> | 0.05 | 0.05 | 0.43 |  | --> | 0.048 | 0 | 0 | 0 | 0 | Constrained, otherwise capacity available =48 kW | --> | E13 ex TULLOW | Tullow [T421,T422] | CARLOW |  | 52.721 | -6.6898
MV/LV Substation TH***011 |  | 20 kV | _ | LV | 200 kVA :Pole Substation | 0.2 | --> | 0.2 | 0.14 | 0.43 |  | --> | 0.19 | 0 | 0 | 0 | 0 | Constrained, otherwise capacity available =198 kW | --> | E13 ex TULLOW | Tullow [T421,T422] | CARLOW |  | 52.7307 | -6.6895
MV/LV Substation NU***012 |  | 20 kV | _ | LV | 100 kVA :Pole Substation | 0.1 | --> | 0.1 | 0.097 | 0.43 |  | --> | 0.095 | 0 | 0 | 0 | 0 | Constrained, otherwise capacity available =96 kW | --> | E13 ex TULLOW | Tullow [T421,T422] | CARLOW |  | 52.7322 | -6.6897
MV/LV Substation CA***014 |  | 20 kV | _ | LV | 630 kVA :Kiosk Substation | 0.63 | --> | 0.63 | 0.431 | 0.43 | Constrained, otherwise capacity available =607 kVA | --> | 0.598 | 0 | 0.01 | 0 | 0 | Constrained, otherwise capacity available =594 kW | --> | E15 ex TULLOW | Tullow [T421,T422] | CARLOW |  | 52.8068 | -6.7492
MV/LV Substation WE***015 |  | 20 kV | _ | LV | 200 kVA :Pole Substation | 0.2 | --> | 0.2 | 0 | 0 | Constrained, otherwise capacity available =69 kVA | --> | 0.19 | 0 | 0.012 | 0 | 0 | Constrained, otherwise capacity available =198 kW | --> | E13 ex BALTINGLASS | Baltinglass [T421,T422] | STRATFORD |  | 52.9401 | -6.7058
MV/LV Substation BA***015Z |  | 20 kV | _ | LV | 100 kVA :Pole Substation | 0.1 | --> | 0.1 | 0.026 | 0.43 |  | --> | 0.095 | 0 | 0 | 0 | 0 | Constrained, otherwise capacity available =105 kW | --> | E13 ex TULLOW | Tullow [T421,T422] | CARLOW |  | 52.742 | -6.7707
MV/LV Substation WR***018 |  | 20 kV | _ | LV | 400 kVA :Kiosk Substation | 0.4 | --> | 0.4 | 0.302 | 0.43 |  | --> | 0.38 | 0 | 0.026 | 0 | 0 | Constrained, otherwise capacity available =374 kW | --> | E15 ex TULLOW | Tullow [T421,T422] | CARLOW |  | 52.7981 | -6.7446
MV/LV Substation BA***019Z |  | 20 kV | _ | LV | 100 kVA :Pole Substation | 0.1 | --> | 0.1 | 0 | 0 | Constrained, otherwise capacity available =85 kVA | --> | 0.095 | 0 | 0 | 0 | 0 | Constrained, otherwise capacity available =97 kW | --> | E20 ex BALTINGLASS | Baltinglass [T421,T422] | STRATFORD |  | 52.9451 | -6.7195
MV/LV Substation MO***021 |  | 20 kV | _ | LV | 1000 kVA :Building Structure | 1 | --> | 1 | 0 | 0 | Constrained, otherwise capacity available =901 kVA | --> | 0.95 | 0 | 0.013 | 0 | 0 | Constrained, otherwise capacity available =954 kW | --> | E20 ex BALTINGLASS | Baltinglass [T421,T422] | STRATFORD |  | 52.9422 | -6.7116
MV/LV Substation BA***022 |  | 20 kV | _ | LV | 400 kVA :Kiosk Substation | 0.4 | --> | 0.4 | 0.247 | 0.43 |  | --> | 0.38 | 0 | 0.008 | 0 | 0 | Constrained, otherwise capacity available =394 kW | --> | E15 ex TULLOW | Tullow [T421,T422] | CARLOW |  | 52.8041 | -6.7369
MV/LV Substation TU***023 |  | 20 kV | _ | LV | 200 kVA :Pole Substation | 0.2 | --> | 0.2 | 0.171 | 0.43 |  | --> | 0.19 | 0 | 0 | 0 | 0 | Constrained, otherwise capacity available =194 kW | --> | E15 ex TULLOW | Tullow [T421,T422] | CARLOW |  | 52.8023 | -6.7407
MV/LV Substation KN***023Z |  | 20 kV | _ | LV | 50 kVA :Pole Substation | 0.05 | --> | 0.05 | 0 | 0 | Constrained, otherwise capacity available =48 kVA | --> | 0.048 | 0 | 0 | 0 | 0 | Constrained, otherwise capacity available =48 kW | --> | E13 ex BALTINGLASS | Baltinglass [T421,T422] | STRATFORD |  | 52.911 | -6.768
MV/LV Substation AB***024 |  | 20 kV | _ | LV | 200 kVA :Pole Substation | 0.2 | --> | 0.2 | 0 | 0 | Constrained, otherwise capacity available =83 kVA | --> | 0.19 | 0 | 0.057 | 0 | 0 | Constrained, otherwise capacity available =163 kW | --> | E13 ex BALTINGLASS | Baltinglass [T421,T422] | STRATFORD |  | 52.9089 | -6.8365
MV/LV Substation TE***025 |  | 20 kV | _ | LV | 200 kVA :Kiosk Substation | 0.2 | --> | 0.2 | 0.143 | 0.43 |  | --> | 0.19 | 0 | 0 | 0 | 0 | Constrained, otherwise capacity available =198 kW | --> | E15 ex TULLOW | Tullow [T421,T422] | CARLOW |  | 52.8021 | -6.7295
MV/LV Substation SH***026 |  | 20 kV | _ | LV | 200 kVA :Pole Substation | 0.2 | --> | 0.2 | 0.059 | 0.43 |  | --> | 0.19 | 0 | 0.027 | 0 | 0 | Constrained, otherwise capacity available =188 kW | --> | E12 ex TULLOW | Tullow [T421,T422] | CARLOW |  | 52.8055 | -6.7272
MV/LV Substation BU***029 |  | 20 kV | _ | LV | 400 kVA :Building Structure | 0.4 | --> | 0.4 | 0.335 | 0.43 |  | --> | 0.38 | 0 | 0 | 0 | 0 | Constrained, otherwise capacity available =389 kW | --> | E15 ex TULLOW | Tullow [T421,T422] | CARLOW |  | 52.7965 | -6.7503
MV/LV Substation WI***034 |  | 20 kV | _ | LV | 200 kVA :Pole Substation | 0.2 | --> | 0.2 | 0.195 | 0.43 |  | --> | 0.19 | 0 | 0 | 0 | 0 | Constrained, otherwise capacity available =191 kW | --> | E19 ex TULLOW | Tullow [T421,T422] | CARLOW |  | 52.8007 | -6.6837
MV/LV Substation IN***035 |  | 20 kV | _ | LV | 50 kVA :Pole Substation | 0.05 | --> | 0.05 | 0.026 | 0.43 |  | --> | 0.048 | 0 | 0 | 0 | 0 | Constrained, otherwise capacity available =51 kW | --> | E15 ex TULLOW | Tullow [T421,T422] | CARLOW |  | 52.7951 | -6.7496
MV/LV Substation CO***036 |  | 20 kV | _ | LV | 400 kVA :Kiosk Substation | 0.4 | --> | 0.4 | 0.311 | 0.43 |  | --> | 0.38 | 0 | 0.01 | 0 | 0 | Constrained, otherwise capacity available =385 kW | --> | E15 ex TULLOW | Tullow [T421,T422] | CARLOW |  | 52.8002 | -6.7314
MV/LV Substation TU***037 |  | 20 kV | _ | LV | 400 kVA :Kiosk Substation | 0.4 | --> | 0.4 | 0.238 | 0.43 |  | --> | 0.38 | 0 | 0.03 | 0 | 0 | Constrained, otherwise capacity available =379 kW | --> | E15 ex TULLOW | Tullow [T421,T422] | CARLOW |  | 52.7964 | -6.749
MV/LV Substation P+***040 |  | 20 kV | _ | LV | 100 kVA :Pole Substation | 0.1 | --> | 0.1 | 0 | 0 | Constrained, otherwise capacity available =36 kVA | --> | 0.095 | 0 | 0.024 | 0 | 0 | Constrained, otherwise capacity available =86 kW | --> | E13 ex BALTINGLASS | Baltinglass [T421,T422] | STRATFORD |  | 52.9386 | -6.7089
MV/LV Substation KI***042Z |  | 20 kV | _ | LV | 50 kVA :Pole Substation | 0.05 | --> | 0.05 | 0.047 | 0.43 |  | --> | 0.048 | 0 | 0 | 0 | 0 | Constrained, otherwise capacity available =48 kW | --> | E13 ex TULLOW | Tullow [T421,T422] | CARLOW |  | 52.7213 | -6.7262
MV/LV Substation TU***043 |  | 20 kV | _ | LV | 100 kVA :Pole Substation | 0.1 | --> | 0.1 | 0.1 | 0.43 |  | --> | 0.095 | 0 | 0 | 0 | 0 | Constrained, otherwise capacity available =95 kW | --> | E15 ex TULLOW | Tullow [T421,T422] | CARLOW |  | 52.7943 | -6.7463
MV/LV Substation SD***057Z |  | 20 kV | _ | LV | 100 kVA :Pole Substation | 0.1 | --> | 0.1 | 0 | 0 | Constrained, otherwise capacity available =80 kVA | --> | 0.095 | 0 | 0 | 0 | 0 | Constrained, otherwise capacity available =98 kW | --> | E12 ex SHILLELAGH | Shillelagh [T421,T422] | CARLOW |  | 52.7545 | -6.539
MV/LV Substation RA***064Z |  | 20 kV | _ | LV | 50 kVA :Pole Substation | 0.05 | --> | 0.05 | 0.05 | 2.83 |  | --> | 0.048 | 0 | 0 | 0 | 0 | Constrained, otherwise capacity available =48 kW | --> | E13 ex BAGENALSTOWN | Bagenalstown [T421,T422] | CARLOW |  | 52.6592 | -6.7906
MV/LV Substation KI***069Z |  | 20 kV | _ | LV | 50 kVA :Pole Substation | 0.05 | --> | 0.05 | 0 | 0 | Constrained, otherwise capacity available =39 kVA | --> | 0.048 | 0 | 0 | 0 | 0 | Constrained, otherwise capacity available =49 kW | --> | E17 ex BALTINGLASS | Baltinglass [T421,T422] | STRATFORD |  | 52.907 | -6.6013
MV/LV Substation DO***079 |  | 20 kV | _ | LV | 50 kVA :Pole Substation | 0.05 | --> | 0.05 | 0.045 | 2.83 |  | --> | 0.048 | 0 | 0.005 | 0 | 0 | Constrained, otherwise capacity available =44 kW | --> | E13 ex BAGENALSTOWN | Bagenalstown [T421,T422] | CARLOW |  | 52.6829 | -6.9376
MV/LV Substation DO***080 |  | 20 kV | _ | LV | 50 kVA :Pole Substation | 0.05 | --> | 0.05 | 0.047 | 2.83 |  | --> | 0.048 | 0 | 0 | 0 | 0 | Constrained, otherwise capacity available =48 kW | --> | E13 ex BAGENALSTOWN | Bagenalstown [T421,T422] | CARLOW |  | 52.6829 | -6.935
MV/LV Substation DO***083 |  | 20 kV | _ | LV | 50 kVA :Pole Substation | 0.05 | --> | 0.05 | 0.046 | 2.83 |  | --> | 0.048 | 0 | 0 | 0 | 0 | Constrained, otherwise capacity available =48 kW | --> | E13 ex BAGENALSTOWN | Bagenalstown [T421,T422] | CARLOW |  | 52.6843 | -6.9492
MV/LV Substation MI***089 |  | 20 kV | _ | LV | 50 kVA :Pole Substation | 0.05 | --> | 0.05 | 0.043 | 2.83 |  | --> | 0.048 | 0 | 0 | 0 | 0 | Constrained, otherwise capacity available =48 kW | --> | E13 ex BAGENALSTOWN | Bagenalstown [T421,T422] | CARLOW |  | 52.6971 | -6.9326
MV/LV Substation CU***096 |  | 20 kV | _ | LV | 50 kVA :Pole Substation | 0.05 | --> | 0.05 | 0.05 | 2.83 |  | --> | 0.048 | 0 | 0 | 0 | 0 | Constrained, otherwise capacity available =48 kW | --> | E17 ex BAGENALSTOWN | Bagenalstown [T421,T422] | CARLOW |  | 52.7075 | -6.9257
MV/LV Substation ST***100Y |  | 20 kV | _ | LV | 50 kVA :Pole Substation | 0.05 | --> | 0.05 | 0 | 0 | Constrained, otherwise capacity available =31 kVA | --> | 0.048 | 0 | 0 | 0 | 0 | Constrained, otherwise capacity available =50 kW | --> | E13 ex BALTINGLASS | Baltinglass [T421,T422] | STRATFORD |  | 52.9238 | -6.8356
MV/LV Substation BE***108Y |  | 20 kV | _ | LV | 200 kVA :Pole Substation | 0.2 | --> | 0.2 | 0 | 0 | Constrained, otherwise capacity available =126 kVA | --> | 0.19 | 0 | 0 | 0 | 0 | Constrained, otherwise capacity available =200 kW | --> | E20 ex BALTINGLASS | Baltinglass [T421,T422] | STRATFORD |  | 52.9426 | -6.8209
MV/LV Substation PO***108Z |  | 20 kV | _ | LV | 50 kVA :Pole Substation | 0.05 | --> | 0.05 | 0 | 0 | Constrained, otherwise capacity available =31 kVA | --> | 0.048 | 0 | 0.005 | 0 | 0 | Constrained, otherwise capacity available =46 kW | --> | E13 ex SHILLELAGH | Shillelagh [T421,T422] | CARLOW |  | 52.7988 | -6.468
MV/LV Substation RI***109Z |  | 20 kV | _ | LV | 200 kVA :Pole Substation | 0.2 | --> | 0.2 | 0 | 0 | Constrained, otherwise capacity available =199 kVA | --> | 0.19 | 0 | 0 | 0 | 0 | Constrained, otherwise capacity available =190 kW | --> | E13 ex BALTINGLASS | Baltinglass [T421,T422] | STRATFORD |  | 52.8862 | -6.7439
MV/LV Substation WH***110X |  | 20 kV | _ | LV | 50 kVA :Pole Substation | 0.05 | --> | 0.05 | 0 | 0 | Constrained, otherwise capacity available =45 kVA | --> | 0.048 | 0 | 0 | 0 | 0 | Constrained, otherwise capacity available =48 kW | --> | E12 ex BALTINGLASS | Baltinglass [T421,T422] | STRATFORD |  | 53.0074 | -6.6431
MV/LV Substation BA***113 |  | 20 kV | _ | LV | 50 kVA :Pole Substation | 0.05 | --> | 0.05 | 0.013 | 2.83 |  | --> | 0.048 | 0 | 0.015 | 0 | 0 | Constrained, otherwise capacity available =41 kW | --> | E13 ex BAGENALSTOWN | Bagenalstown [T421,T422] | CARLOW |  | 52.6485 | -6.9286
MV/LV Substation CL***114X |  | 20 kV | _ | LV | 50 kVA :Pole Substation | 0.05 | --> | 0.05 | 0 | 0 | Constrained, otherwise capacity available =39 kVA | --> | 0.048 | 0 | 0 | 0 | 0 | Constrained, otherwise capacity available =49 kW | --> | E13 ex BALTINGLASS | Baltinglass [T421,T422] | STRATFORD |  | 52.928 | -6.7097
MV/LV Substation BO***116Y |  | 20 kV | _ | LV | 200 kVA :Pole Substation | 0.2 | --> | 0.2 | 0 | 0 | Constrained, otherwise capacity available =198 kVA | --> | 0.19 | 0 | 0 | 0 | 0 | Constrained, otherwise capacity available =190 kW | --> | E20 ex BALTINGLASS | Baltinglass [T421,T422] | STRATFORD |  | 52.9451 | -6.8275
MV/LV Substation BO***118Y |  | 20 kV | _ | LV | 50 kVA :Pole Substation | 0.05 | --> | 0.05 | 0 | 0 | Constrained, otherwise capacity available =17 kVA | --> | 0.048 | 0 | 0 | 0 | 0 | Constrained, otherwise capacity available =52 kW | --> | E20 ex BALTINGLASS | Baltinglass [T421,T422] | STRATFORD |  | 52.9563 | -6.8223
MV/LV Substation BO***119Y |  | 20 kV | _ | LV | 100 kVA :Pole Substation | 0.1 | --> | 0.1 | 0 | 0 | Constrained, otherwise capacity available =100 kVA | --> | 0.095 | 0 | 0 | 0 | 0 | Constrained, otherwise capacity available =95 kW | --> | E20 ex BALTINGLASS | Baltinglass [T421,T422] | STRATFORD |  | 52.9556 | -6.818
MV/LV Substation CO***120 |  | 20 kV | _ | LV | 100 kVA :Pole Substation | 0.1 | --> | 0.1 | 0.078 | 2.83 |  | --> | 0.095 | 0 | 0 | 0 | 0 | Constrained, otherwise capacity available =98 kW | --> | E13 ex BAGENALSTOWN | Bagenalstown [T421,T422] | CARLOW |  | 52.6588 | -6.9035
MV/LV Substation BO***124Y |  | 20 kV | _ | LV | 1000 kVA :Building Structure | 1 | --> | 1 | 0 | 0 | Constrained, otherwise capacity available =823 kVA | --> | 0.95 | 0 | 0 | 0 | 0 | Constrained, otherwise capacity available =974 kW | --> | E20 ex BALTINGLASS | Baltinglass [T421,T422] | STRATFORD |  | 52.9527 | -6.8414
MV/LV Substation BA***127Z |  | 20 kV | _ | LV | 50 kVA :Pole Substation | 0.05 | --> | 0.05 | 0 | 0 | Constrained, otherwise capacity available =46 kVA | --> | 0.048 | 0 | 0 | 0 | 0 | Constrained, otherwise capacity available =48 kW | --> | E17 ex BALTINGLASS | Baltinglass [T421,T422] | STRATFORD |  | 52.9323 | -6.6815
MV/LV Substation MI***130X |  | 20 kV | _ | LV | 200 kVA :Pole Substation | 0.2 | --> | 0.2 | 0.155 | 2.83 |  | --> | 0.19 | 0 | 0 | 0 | 0 | Constrained, otherwise capacity available =196 kW | --> | E13 ex BAGENALSTOWN | Bagenalstown [T421,T422] | CARLOW |  | 52.6751 | -6.8435
MV/LV Substation CO***131Z |  | 20 kV | _ | LV | 50 kVA :Pole Substation | 0.05 | --> | 0.05 | 0.044 | 2.83 |  | --> | 0.048 | 0 | 0.011 | 0 | 0 | Constrained, otherwise capacity available =40 kW | --> | E13 ex BAGENALSTOWN | Bagenalstown [T421,T422] | CARLOW |  | 52.6586 | -6.9063
MV/LV Substation BO***132Z |  | 20 kV | _ | LV | 50 kVA :Pole Substation | 0.05 | --> | 0.05 | 0 | 0 | Constrained, otherwise capacity available =50 kVA | --> | 0.048 | 0 | 0 | 0 | 0 | Constrained, otherwise capacity available =48 kW | --> | E17 ex BALTINGLASS | Baltinglass [T421,T422] | STRATFORD |  | 52.8825 | -6.7007
MV/LV Substation BE***137Y |  | 20 kV | _ | LV | 100 kVA :Pole Substation | 0.1 | --> | 0.1 | 0 | 0 | Constrained, otherwise capacity available =85 kVA | --> | 0.095 | 0 | 0 | 0 | 0 | Constrained, otherwise capacity available =97 kW | --> | E20 ex BALTINGLASS | Baltinglass [T421,T422] | STRATFORD |  | 52.9564 | -6.832
MV/LV Substation ML***140Z |  | 20 kV | _ | LV | 50 kVA :Pole Substation | 0.05 | --> | 0.05 | 0.044 | 2.83 |  | --> | 0.048 | 0 | 0 | 0 | 0 | Constrained, otherwise capacity available =48 kW | --> | E13 ex BAGENALSTOWN | Bagenalstown [T421,T422] | CARLOW |  | 52.67 | -6.8454
MV/LV Substation MO***148Y |  | 20 kV | _ | LV | 50 kVA :Pole Substation | 0.05 | --> | 0.05 | 0 | 0 | Constrained, otherwise capacity available =29 kVA | --> | 0.048 | 0 | 0.005 | 0 | 0 | Constrained, otherwise capacity available =47 kW | --> | E20 ex BALTINGLASS | Baltinglass [T421,T422] | STRATFORD |  | 52.9725 | -6.8178
MV/LV Substation BA***149X |  | 20 kV | _ | LV | 100 kVA :Pole Substation | 0.1 | --> | 0.1 | 0 | 0 | Constrained, otherwise capacity available =91 kVA | --> | 0.095 | 0 | 0 | 0 | 0 | Constrained, otherwise capacity available =96 kW | --> | E13 ex SHILLELAGH | Shillelagh [T421,T422] | CARLOW |  | 52.788 | -6.4913
MV/LV Substation MO***151Y |  | 20 kV | _ | LV | 100 kVA :Pole Substation | 0.1 | --> | 0.1 | 0 | 0 | Constrained, otherwise capacity available =80 kVA | --> | 0.095 | 0 | 0.009 | 0 | 0 | Constrained, otherwise capacity available =91 kW | --> | E20 ex BALTINGLASS | Baltinglass [T421,T422] | STRATFORD |  | 52.9781 | -6.8136
MV/LV Substation MO***152Z |  | 20 kV | _ | LV | 100 kVA :Pole Substation | 0.1 | --> | 0.1 | 0.099 | 0.43 |  | --> | 0.095 | 0 | 0.005 | 0 | 0 | Constrained, otherwise capacity available =92 kW | --> | E18 ex TULLOW | Tullow [T421,T422] | CARLOW |  | 52.8641 | -6.4712
MV/LV Substation AS***155Z |  | 20 kV | _ | LV | 200 kVA :Kiosk Substation | 0.2 | --> | 0.2 | 0.164 | 0.43 |  | --> | 0.19 | 0 | 0 | 0 | 0 | Constrained, otherwise capacity available =195 kW | --> | E12 ex TULLOW | Tullow [T421,T422] | CARLOW |  | 52.8026 | -6.727
MV/LV Substation TI***157X |  | 20 kV | _ | LV | 100 kVA :Pole Substation | 0.1 | --> | 0.1 | 0 | 0 | Constrained, otherwise capacity available =100 kVA | --> | 0.095 | 0 | 0 | 0 | 0 | Constrained, otherwise capacity available =95 kW | --> | E13 ex SHILLELAGH | Shillelagh [T421,T422] | CARLOW |  | 52.8 | -6.4748
MV/LV Substation TI***158X |  | 20 kV | _ | LV | 50 kVA :Pole Substation | 0.05 | --> | 0.05 | 0 | 0 | Constrained, otherwise capacity available =14 kVA | --> | 0.048 | 0 | 0.011 | 0 | 0 | Constrained, otherwise capacity available =44 kW | --> | E13 ex SHILLELAGH | Shillelagh [T421,T422] | CARLOW |  | 52.7973 | -6.4742
MV/LV Substation GL***158Z |  | 20 kV | _ | LV | 50 kVA :Pole Substation | 0.05 | --> | 0.05 | 0 | 0 | Constrained, otherwise capacity available =50 kVA | --> | 0.048 | 0 | 0 | 0 | 0 | Constrained, otherwise capacity available =48 kW | --> | E12 ex BALTINGLASS | Baltinglass [T421,T422] | STRATFORD |  | 52.991 | -6.5407
MV/LV Substation PO***159X |  | 20 kV | _ | LV | 200 kVA :Pole Substation | 0.2 | --> | 0.2 | 0 | 0 | Constrained, otherwise capacity available =46 kVA | --> | 0.19 | 0 | 0.021 | 0 | 0 | Constrained, otherwise capacity available =194 kW | --> | E13 ex SHILLELAGH | Shillelagh [T421,T422] | CARLOW |  | 52.7988 | -6.4649
MV/LV Substation KN***159Z |  | 20 kV | _ | LV | 50 kVA :Pole Substation | 0.05 | --> | 0.05 | 0.049 | 2.83 |  | --> | 0.048 | 0 | 0 | 0 | 0 | Constrained, otherwise capacity available =48 kW | --> | E13 ex BAGENALSTOWN | Bagenalstown [T421,T422] | CARLOW |  | 52.6697 | -6.8499
MV/LV Substation TI***160X |  | 20 kV | _ | LV | 200 kVA :Pole Substation | 0.2 | --> | 0.2 | 0 | 0 | Constrained, otherwise capacity available =54 kVA | --> | 0.19 | 0 | 0.067 | 0 | 0 | Constrained, otherwise capacity available =159 kW | --> | E13 ex SHILLELAGH | Shillelagh [T421,T422] | CARLOW |  | 52.7993 | -6.4661
MV/LV Substation TI***162X |  | 20 kV | _ | LV | 100 kVA :Pole Substation | 0.1 | --> | 0.1 | 0 | 0 | Constrained, otherwise capacity available =40 kVA | --> | 0.095 | 0 | 0 | 0 | 0 | Constrained, otherwise capacity available =103 kW | --> | E13 ex SHILLELAGH | Shillelagh [T421,T422] | CARLOW |  | 52.8036 | -6.4721
MV/LV Substation BI***163Z |  | 20 kV | _ | LV | 200 kVA :Pole Substation | 0.2 | --> | 0.2 | 0 | 0 | Constrained, otherwise capacity available =195 kVA | --> | 0.19 | 0 | 0.009 | 0 | 0 | Constrained, otherwise capacity available =184 kW | --> | E13 ex BALTINGLASS | Baltinglass [T421,T422] | STRATFORD |  | 52.8953 | -6.8142
MV/LV Substation WH***164Y |  | 20 kV | _ | LV | 50 kVA :Pole Substation | 0.05 | --> | 0.05 | 0 | 0 | Constrained, otherwise capacity available =31 kVA | --> | 0.048 | 0 | 0.025 | 0 | 0 | Constrained, otherwise capacity available =31 kW | --> | E12 ex BALTINGLASS | Baltinglass [T421,T422] | STRATFORD |  | 53.0047 | -6.6568
MV/LV Substation TI***165Y |  | 20 kV | _ | LV | 50 kVA :Pole Substation | 0.05 | --> | 0.05 | 0 | 0 | Constrained, otherwise capacity available =30 kVA | --> | 0.048 | 0 | 0.021 | 0 | 0 | Constrained, otherwise capacity available =35 kW | --> | E20 ex BALTINGLASS | Baltinglass [T421,T422] | STRATFORD |  | 52.9849 | -6.8075
MV/LV Substation TI***168Y |  | 20 kV | _ | LV | 200 kVA :Kiosk Substation | 0.2 | --> | 0.2 | 0 | 0 | Constrained, otherwise capacity available =170 kVA | --> | 0.19 | 0 | 0.015 | 0 | 0 | Constrained, otherwise capacity available =183 kW | --> | E20 ex BALTINGLASS | Baltinglass [T421,T422] | STRATFORD |  | 52.9904 | -6.8041
MV/LV Substation CO***171X |  | 20 kV | _ | LV | 100 kVA :Pole Substation | 0.1 | --> | 0.1 | 0 | 0 | Constrained, otherwise capacity available =86 kVA | --> | 0.095 | 0 | 0 | 0 | 0 | Constrained, otherwise capacity available =97 kW | --> | E13 ex SHILLELAGH | Shillelagh [T421,T422] | CARLOW |  | 52.7547 | -6.5028
MV/LV Substation SH***172X |  | 20 kV | _ | LV | 50 kVA :Pole Substation | 0.05 | --> | 0.05 | 0 | 0 | Constrained, otherwise capacity available =43 kVA | --> | 0.048 | 0 | 0 | 0 | 0 | Constrained, otherwise capacity available =48 kW | --> | E13 ex SHILLELAGH | Shillelagh [T421,T422] | CARLOW |  | 52.7553 | -6.501
MV/LV Substation TI***173Y |  | 20 kV | _ | LV | 50 kVA :Pole Substation | 0.05 | --> | 0.05 | 0 | 0 | Constrained, otherwise capacity available =14 kVA | --> | 0.048 | 0 | 0 | 0 | 0 | Constrained, otherwise capacity available =52 kW | --> | E20 ex BALTINGLASS | Baltinglass [T421,T422] | STRATFORD |  | 52.9982 | -6.7973
MV/LV Substation FE***181 |  | 20 kV | _ | LV | 100 kVA :Pole Substation | 0.1 | --> | 0.1 | 0.065 | 2.83 |  | --> | 0.095 | 0 | 0 | 0 | 0 | Constrained, otherwise capacity available =100 kW | --> | E18 ex BAGENALSTOWN | Bagenalstown [T421,T422] | CARLOW |  | 52.7143 | -6.8445
MV/LV Substation FE***182 |  | 20 kV | _ | LV | 100 kVA :Pole Substation | 0.1 | --> | 0.1 | 0.074 | 2.83 |  | --> | 0.095 | 0 | 0.004 | 0 | 0 | Constrained, otherwise capacity available =96 kW | --> | E18 ex BAGENALSTOWN | Bagenalstown [T421,T422] | CARLOW |  | 52.7134 | -6.8457
MV/LV Substation BA***182X |  | 20 kV | _ | LV | 50 kVA :Pole Substation | 0.05 | --> | 0.05 | 0 | 0 | Constrained, otherwise capacity available =44 kVA | --> | 0.048 | 0 | 0 | 0 | 0 | Constrained, otherwise capacity available =48 kW | --> | E13 ex SHILLELAGH | Shillelagh [T421,T422] | CARLOW |  | 52.7632 | -6.5512
MV/LV Substation BO***183X |  | 20 kV | _ | LV | 50 kVA :Pole Substation | 0.05 | --> | 0.05 | 0 | 0 | Constrained, otherwise capacity available =47 kVA | --> | 0.048 | 0 | 0 | 0 | 0 | Constrained, otherwise capacity available =48 kW | --> | E13 ex SHILLELAGH | Shillelagh [T421,T422] | CARLOW |  | 52.767 | -6.5564
MV/LV Substation HI***184X |  | 20 kV | _ | LV | 200 kVA :Pole Substation | 0.2 | --> | 0.2 | 0 | 0 | Constrained, otherwise capacity available =194 kVA | --> | 0.19 | 0 | 0.004 | 0 | 0 | Constrained, otherwise capacity available =188 kW | --> | E13 ex SHILLELAGH | Shillelagh [T421,T422] | CARLOW |  | 52.7645 | -6.5593
MV/LV Substation BA***185 |  | 20 kV | _ | LV | 50 kVA :Pole Substation | 0.05 | --> | 0.05 | 0.044 | 2.83 |  | --> | 0.048 | 0 | 0 | 0 | 0 | Constrained, otherwise capacity available =48 kW | --> | E13 ex BAGENALSTOWN | Bagenalstown [T421,T422] | CARLOW |  | 52.6968 | -6.8872
MV/LV Substation GO***186 |  | 20 kV | _ | LV | 50 kVA :Pole Substation | 0.05 | --> | 0.05 | 0.046 | 0.43 |  | --> | 0.048 | 0 | 0 | 0 | 0 | Constrained, otherwise capacity available =48 kW | --> | E12 ex TULLOW | Tullow [T421,T422] | CARLOW |  | 52.7957 | -6.7347
MV/LV Substation TI***192Y |  | 20 kV | _ | LV | 50 kVA :Pole Substation | 0.05 | --> | 0.05 | 0 | 0 | Constrained, otherwise capacity available =49 kVA | --> | 0.048 | 0 | 0 | 0 | 0 | Constrained, otherwise capacity available =48 kW | --> | E20 ex BALTINGLASS | Baltinglass [T421,T422] | STRATFORD |  | 53.0025 | -6.8068
MV/LV Substation BA***193Y |  | 20 kV | _ | LV | 50 kVA :Pole Substation | 0.05 | --> | 0.05 | 0 | 0 | Constrained, otherwise capacity available =37 kVA | --> | 0.048 | 0 | 0 | 0 | 0 | Constrained, otherwise capacity available =49 kW | --> | E20 ex BALTINGLASS | Baltinglass [T421,T422] | STRATFORD |  | 53.0042 | -6.8092
MV/LV Substation SH***195X |  | 20 kV | _ | LV | 200 kVA :Pole Substation | 0.2 | --> | 0.2 | 0 | 0 | Constrained, otherwise capacity available =145 kVA | --> | 0.19 | 0 | 0.01 | 0 | 0 | Constrained, otherwise capacity available =190 kW | --> | E13 ex SHILLELAGH | Shillelagh [T421,T422] | CARLOW |  | 52.7547 | -6.534
MV/LV Substation AR***196X |  | 20 kV | _ | LV | 200 kVA :Pole Substation | 0.2 | --> | 0.2 | 0 | 0 | Constrained, otherwise capacity available =157 kVA | --> | 0.19 | 0 | 0 | 0 | 0 | Constrained, otherwise capacity available =196 kW | --> | E13 ex SHILLELAGH | Shillelagh [T421,T422] | CARLOW |  | 52.755 | -6.5291
MV/LV Substation TI***199Y |  | 20 kV | _ | LV | 100 kVA :Pole Substation | 0.1 | --> | 0.1 | 0 | 0 | Constrained, otherwise capacity available =76 kVA | --> | 0.095 | 0 | 0.005 | 0 | 0 | Constrained, otherwise capacity available =94 kW | --> | E20 ex BALTINGLASS | Baltinglass [T421,T422] | STRATFORD |  | 52.9858 | -6.8094
MV/LV Substation SH***201X |  | 20 kV | _ | LV | 100 kVA :Pole Substation | 0.1 | --> | 0.1 | 0 | 0 | Constrained, otherwise capacity available =17 kVA | --> | 0.095 | 0 | 0.035 | 0 | 0 | Constrained, otherwise capacity available =80 kW | --> | E12 ex SHILLELAGH | Shillelagh [T421,T422] | CARLOW |  | 52.7539 | -6.5415
MV/LV Substation GA***201Y |  | 20 kV | _ | LV | 50 kVA :Pole Substation | 0.05 | --> | 0.05 | 0.047 | 2.83 |  | --> | 0.048 | 0 | 0 | 0 | 0 | Constrained, otherwise capacity available =48 kW | --> | E13 ex BAGENALSTOWN | Bagenalstown [T421,T422] | CARLOW |  | 52.6735 | -6.8367
MV/LV Substation SH***211X |  | 20 kV | _ | LV | 50 kVA :Pole Substation | 0.05 | --> | 0.05 | 0 | 0 | Constrained, otherwise capacity available =49 kVA | --> | 0.048 | 0 | 0 | 0 | 0 | Constrained, otherwise capacity available =48 kW | --> | E19 ex SHILLELAGH | Shillelagh [T421,T422] | CARLOW |  | 52.7435 | -6.5332
MV/LV Substation DE***214X |  | 20 kV | _ | LV | 100 kVA :Pole Substation | 0.1 | --> | 0.1 | 0 | 0 | Constrained, otherwise capacity available =96 kVA | --> | 0.095 | 0 | 0 | 0 | 0 | Constrained, otherwise capacity available =96 kW | --> | E19 ex SHILLELAGH | Shillelagh [T421,T422] | CARLOW |  | 52.7365 | -6.5319
MV/LV Substation SL***215Y |  | 20 kV | _ | LV | 100 kVA :Pole Substation | 0.1 | --> | 0.1 | 0.082 | 2.83 |  | --> | 0.095 | 0 | 0.018 | 0 | 0 | Constrained, otherwise capacity available =84 kW | --> | E13 ex BAGENALSTOWN | Bagenalstown [T421,T422] | CARLOW |  | 52.6881 | -6.7797
MV/LV Substation HA***218Y |  | 20 kV | _ | LV | 100 kVA :Pole Substation | 0.1 | --> | 0.1 | 0.092 | 0.43 |  | --> | 0.095 | 0 | 0 | 0 | 0 | Constrained, otherwise capacity available =96 kW | --> | E18 ex TULLOW | Tullow [T421,T422] | CARLOW |  | 52.8663 | -6.5545
MV/LV Substation MT***219Y |  | 10 kV | _ | LV | 630 kVA :Building Structure | 0.63 | --> | 0.63 | 0 | 0 | Constrained, otherwise capacity available =489 kVA | --> | 0.598 | 0 | 0 | 0.5 | 0 |  | --> | C17 ex GORESBRIDGE | Goresbridge [T41,T42] | KILKENNY |  | 52.6148 | -6.7732
MV/LV Substation BA***220Z |  | 20 kV | _ | LV | 400 kVA :Kiosk Substation | 0.4 | --> | 0.4 | 0.277 | 2.83 |  | --> | 0.38 | 0 | 0 | 0 | 0 | Constrained, otherwise capacity available =396 kW | --> | E18 ex BAGENALSTOWN | Bagenalstown [T421,T422] | CARLOW |  | 52.7345 | -6.855
MV/LV Substation BA***231Z |  | 20 kV | _ | LV | 200 kVA :Kiosk Substation | 0.2 | --> | 0.2 | 0 | 0 | Constrained, otherwise capacity available =164 kVA | --> | 0.19 | 0 | 0.034 | 0 | 0 | Constrained, otherwise capacity available =170 kW | --> | E13 ex BALTINGLASS | Baltinglass [T421,T422] | STRATFORD |  | 52.9387 | -6.7142
MV/LV Substation CR***234X |  | 20 kV | _ | LV | 50 kVA :Pole Substation | 0.05 | --> | 0.05 | 0 | 0 | Constrained, otherwise capacity available =48 kVA | --> | 0.048 | 0 | 0 | 0 | 0 | Constrained, otherwise capacity available =48 kW | --> | E19 ex SHILLELAGH | Shillelagh [T421,T422] | CARLOW |  | 52.7211 | -6.5287
MV/LV Substation AR***234Y |  | 20 kV | _ | LV | 50 kVA :Pole Substation | 0.05 | --> | 0.05 | 0.049 | 0.43 |  | --> | 0.048 | 0 | 0 | 0 | 0 | Constrained, otherwise capacity available =48 kW | --> | E16 ex TULLOW | Tullow [T421,T422] | CARLOW |  | 52.783 | -6.6879
MV/LV Substation TU***235Y |  | 20 kV | _ | LV | 400 kVA :Kiosk Substation | 0.4 | --> | 0.4 | 0.288 | 0.43 |  | --> | 0.38 | 0 | 0.011 | 0 | 0 | Constrained, otherwise capacity available =387 kW | --> | E15 ex TULLOW | Tullow [T421,T422] | CARLOW |  | 52.8016 | -6.7362
MV/LV Substation BR***236Y |  | 20 kV | _ | LV | 630 kVA :Kiosk Substation | 0.63 | --> | 0.63 | 0.431 | 0.43 | Constrained, otherwise capacity available =518 kVA | --> | 0.598 | 0 | 0.015 | 0 | 0 | Constrained, otherwise capacity available =603 kW | --> | E15 ex TULLOW | Tullow [T421,T422] | CARLOW |  | 52.8005 | -6.7397
MV/LV Substation CO***237Y |  | 20 kV | _ | LV | 200 kVA :Pole Substation | 0.2 | --> | 0.2 | 0.1 | 0.43 |  | --> | 0.19 | 0 | 0 | 0 | 0 | Constrained, otherwise capacity available =203 kW | --> | E18 ex TULLOW | Tullow [T421,T422] | CARLOW |  | 52.8294 | -6.7396
MV/LV Substation BA***240X |  | 20 kV | _ | LV | 50 kVA :Pole Substation | 0.05 | --> | 0.05 | 0 | 0 | Constrained, otherwise capacity available =46 kVA | --> | 0.048 | 0 | 0.01 | 0 | 0 | Constrained, otherwise capacity available =41 kW | --> | E19 ex SHILLELAGH | Shillelagh [T421,T422] | CARLOW |  | 52.7156 | -6.5554
MV/LV Substation CA***243Z |  | 20 kV | _ | LV | 100 kVA :Pole Substation | 0.1 | --> | 0.1 | 0 | 0.43 |  | --> | 0.095 | 0 | 0 | 0 | 0 | Constrained, otherwise capacity available =108 kW | --> | E13 ex TULLOW | Tullow [T421,T422] | CARLOW |  | 52.8063 | -6.7579
MV/LV Substation KI***245 |  | 20 kV | _ | LV | 50 kVA :Pole Substation | 0.05 | --> | 0.05 | 0.031 | 2.83 |  | --> | 0.048 | 0 | 0 | 0 | 0 | Constrained, otherwise capacity available =50 kW | --> | E18 ex BAGENALSTOWN | Bagenalstown [T421,T422] | CARLOW |  | 52.7363 | -6.802
MV/LV Substation KY***248Z |  | 20 kV | _ | LV | 400 kVA :Kiosk Substation | 0.4 | --> | 0.4 | 0.322 | 0.43 |  | --> | 0.38 | 0 | 0.05 | 0 | 0 | Constrained, otherwise capacity available =354 kW | --> | E13 ex TULLOW | Tullow [T421,T422] | CARLOW |  | 52.7865 | -6.7975
MV/LV Substation YE***251X |  | 20 kV | _ | LV | 100 kVA :Pole Substation | 0.1 | --> | 0.1 | 0 | 0 | Constrained, otherwise capacity available =96 kVA | --> | 0.095 | 0 | 0 | 0 | 0 | Constrained, otherwise capacity available =96 kW | --> | E19 ex SHILLELAGH | Shillelagh [T421,T422] | CARLOW |  | 52.7292 | -6.5584
MV/LV Substation CA***254 |  | 20 kV | _ | LV | 200 kVA :Kiosk Substation | 0.2 | --> | 0.2 | 0.162 | 2.83 |  | --> | 0.19 | 0 | 0.014 | 0 | 0 | Constrained, otherwise capacity available =185 kW | --> | E13 ex BAGENALSTOWN | Bagenalstown [T421,T422] | CARLOW |  | 52.6879 | -6.784
MV/LV Substation WH***255Y |  | 20 kV | _ | LV | 200 kVA :Pole Substation | 0.2 | --> | 0.2 | 0 | 0 | Constrained, otherwise capacity available =195 kVA | --> | 0.19 | 0 | 0 | 0 | 0 | Constrained, otherwise capacity available =191 kW | --> | E12 ex BALTINGLASS | Baltinglass [T421,T422] | STRATFORD |  | 52.9955 | -6.6481
MV/LV Substation TU***258Y |  | 20 kV | _ | LV | 50 kVA :Pole Substation | 0.05 | --> | 0.05 | 0.046 | 0.43 |  | --> | 0.048 | 0 | 0 | 0 | 0 | Constrained, otherwise capacity available =48 kW | --> | E19 ex TULLOW | Tullow [T421,T422] | CARLOW |  | 52.8037 | -6.7033
MV/LV Substation RY***259 |  | 20 kV | _ | LV | 400 kVA :Kiosk Substation | 0.4 | --> | 0.4 | 0 | 0 | Constrained, otherwise capacity available =108 kVA | --> | 0.38 | 0 | 0.026 | 0 | 0 | Constrained, otherwise capacity available =399 kW | --> | E13 ex BALTINGLASS | Baltinglass [T421,T422] | STRATFORD |  | 52.9111 | -6.8427
MV/LV Substation WI***261 |  | 20 kV | _ | LV | 200 kVA :Pole Substation | 0.2 | --> | 0.2 | 0 | 0 | Constrained, otherwise capacity available =119 kVA | --> | 0.19 | 0 | 0.018 | 0 | 0 | Constrained, otherwise capacity available =187 kW | --> | E13 ex BALTINGLASS | Baltinglass [T421,T422] | STRATFORD |  | 52.9084 | -6.8454
MV/LV Substation CA***266 |  | 20 kV | _ | LV | 200 kVA :Pole Substation | 0.2 | --> | 0.2 | 0 | 0 | Constrained, otherwise capacity available =141 kVA | --> | 0.19 | 0 | 0.01 | 0 | 0 | Constrained, otherwise capacity available =190 kW | --> | E13 ex BALTINGLASS | Baltinglass [T421,T422] | STRATFORD |  | 52.916 | -6.8373
MV/LV Substation C.***267Z |  | 20 kV | _ | LV | 200 kVA :Pole Substation | 0.2 | --> | 0.2 | 0.189 | 0.43 |  | --> | 0.19 | 0 | 0.005 | 0 | 0 | Constrained, otherwise capacity available =188 kW | --> | E15 ex TULLOW | Tullow [T421,T422] | CARLOW |  | 52.8059 | -6.7454
MV/LV Substation SK***268 |  | 20 kV | _ | LV | 50 kVA :Pole Substation | 0.05 | --> | 0.05 | 0 | 0 | Constrained, otherwise capacity available =43 kVA | --> | 0.048 | 0 | 0 | 0 | 0 | Constrained, otherwise capacity available =48 kW | --> | E13 ex BALTINGLASS | Baltinglass [T421,T422] | STRATFORD |  | 52.9222 | -6.8367
MV/LV Substation TI***268Z |  | 20 kV | _ | LV | 33 kVA :Pole Substation | 0.033 | --> | 0.033 | 0 | 0 | Constrained, otherwise capacity available =32 kVA | --> | 0.031 | 0 | 0 | 0 | 0 | Constrained, otherwise capacity available =31 kW | --> | E13 ex SHILLELAGH | Shillelagh [T421,T422] | CARLOW |  | 52.7913 | -6.4578
MV/LV Substation SL***279 |  | 20 kV | _ | LV | 50 kVA :Pole Substation | 0.05 | --> | 0.05 | 0 | 0 | Constrained, otherwise capacity available =49 kVA | --> | 0.048 | 0 | 0 | 0 | 0 | Constrained, otherwise capacity available =48 kW | --> | E17 ex BALTINGLASS | Baltinglass [T421,T422] | STRATFORD |  | 52.8911 | -6.6899
MV/LV Substation TE***283Y |  | 20 kV | _ | LV | 1000 kVA :Kiosk Substation | 1 | --> | 1 | 0.431 | 0.43 | Constrained, otherwise capacity available =994 kVA | --> | 0.95 | 0 | 0 | 0 | 0 | Constrained, otherwise capacity available =951 kW | --> | E19 ex TULLOW | Tullow [T421,T422] | CARLOW |  | 52.7998 | -6.6821
MV/LV Substation WO***287Y |  | 20 kV | _ | LV | 200 kVA :Pole Substation | 0.2 | --> | 0.2 | 0.177 | 0.43 |  | --> | 0.19 | 0 | 0.044 | 0 | 0 | Constrained, otherwise capacity available =160 kW | --> | E18 ex TULLOW | Tullow [T421,T422] | CARLOW |  | 52.8539 | -6.5631
MV/LV Substation B/***289Y |  | 20 kV | _ | LV | 100 kVA :Pole Substation | 0.1 | --> | 0.1 | 0.097 | 0.43 |  | --> | 0.095 | 0 | 0.005 | 0 | 0 | Constrained, otherwise capacity available =92 kW | --> | E18 ex TULLOW | Tullow [T421,T422] | CARLOW |  | 52.8724 | -6.4831
MV/LV Substation BA***296X |  | 20 kV | _ | LV | 50 kVA :Pole Substation | 0.05 | --> | 0.05 | 0 | 0 | Constrained, otherwise capacity available =42 kVA | --> | 0.048 | 0 | 0 | 0 | 0 | Constrained, otherwise capacity available =48 kW | --> | E19 ex SHILLELAGH | Shillelagh [T421,T422] | CARLOW |  | 52.6772 | -6.5258
MV/LV Substation PK***298 |  | 20 kV | _ | LV | 200 kVA :Pole Substation | 0.2 | --> | 0.2 | 0 | 0 | Constrained, otherwise capacity available =160 kVA | --> | 0.19 | 0 | 0 | 0 | 0 | Constrained, otherwise capacity available =195 kW | --> | E13 ex BALTINGLASS | Baltinglass [T421,T422] | STRATFORD |  | 52.8834 | -6.8156
MV/LV Substation BA***303Y |  | 20 kV | _ | LV | 200 kVA :Pole Substation | 0.2 | --> | 0.2 | 0 | 0 | Constrained, otherwise capacity available =172 kVA | --> | 0.19 | 0 | 0 | 0 | 0 | Constrained, otherwise capacity available =194 kW | --> | E13 ex BALTINGLASS | Baltinglass [T421,T422] | STRATFORD |  | 52.9323 | -6.6944
MV/LV Substation DE***306Z |  | 20 kV | _ | LV | 200 kVA :Kiosk Substation | 0.2 | --> | 0.2 | 0 | 0 | Constrained, otherwise capacity available =172 kVA | --> | 0.19 | 0 | 0 | 0 | 0 | Constrained, otherwise capacity available =194 kW | --> | E18 ex BALTINGLASS | Baltinglass [T421,T422] | STRATFORD |  | 52.9355 | -6.6918
MV/LV Substation BA***307Y |  | 20 kV | _ | LV | 100 kVA :Pole Substation | 0.1 | --> | 0.1 | 0.094 | 2.83 |  | --> | 0.095 | 0 | 0.005 | 0 | 0 | Constrained, otherwise capacity available =92 kW | --> | E18 ex BAGENALSTOWN | Bagenalstown [T421,T422] | CARLOW |  | 52.7338 | -6.7925
MV/LV Substation SL***308Z |  | 20 kV | _ | LV | 100 kVA :Pole Substation | 0.1 | --> | 0.1 | 0 | 0 | Constrained, otherwise capacity available =100 kVA | --> | 0.095 | 0 | 0 | 0 | 0 | Constrained, otherwise capacity available =95 kW | --> | E17 ex BALTINGLASS | Baltinglass [T421,T422] | STRATFORD |  | 52.8849 | -6.6942
MV/LV Substation MA***312 |  | 20 kV | _ | LV | 50 kVA :Pole Substation | 0.05 | --> | 0.05 | 0 | 0 | Constrained, otherwise capacity available =30 kVA | --> | 0.048 | 0 | 0.026 | 0 | 0 | Constrained, otherwise capacity available =31 kW | --> | E12 ex BALTINGLASS | Baltinglass [T421,T422] | STRATFORD |  | 52.984 | -6.6829
MV/LV Substation ST***314 |  | 20 kV | _ | LV | 200 kVA :Pole Substation | 0.2 | --> | 0.2 | 0 | 0 | Constrained, otherwise capacity available =174 kVA | --> | 0.19 | 0 | 0.005 | 0 | 0 | Constrained, otherwise capacity available =190 kW | --> | E12 ex BALTINGLASS | Baltinglass [T421,T422] | STRATFORD |  | 52.9884 | -6.6749
MV/LV Substation MO***316Y |  | 20 kV | _ | LV | 200 kVA :Pole Substation | 0.2 | --> | 0.2 | 0 | 0 | Constrained, otherwise capacity available =163 kVA | --> | 0.19 | 0 | 0 | 0 | 0 | Constrained, otherwise capacity available =195 kW | --> | E17 ex BALTINGLASS | Baltinglass [T421,T422] | STRATFORD |  | 52.8825 | -6.6758
MV/LV Substation MI***322Z |  | 20 kV | _ | LV | 200 kVA :Kiosk Substation | 0.2 | --> | 0.2 | 0.142 | 0.43 |  | --> | 0.19 | 0 | 0 | 0 | 0 | Constrained, otherwise capacity available =198 kW | --> | E15 ex TULLOW | Tullow [T421,T422] | CARLOW |  | 52.8003 | -6.7345
MV/LV Substation BA***330 |  | 20 kV | _ | LV | 50 kVA :Pole Substation | 0.05 | --> | 0.05 | 0 | 0 | Constrained, otherwise capacity available =29 kVA | --> | 0.048 | 0 | 0 | 0 | 0 | Constrained, otherwise capacity available =50 kW | --> | E12 ex BALTINGLASS | Baltinglass [T421,T422] | STRATFORD |  | 52.9981 | -6.6928
MV/LV Substation HA***335Z |  | 20 kV | _ | LV | 50 kVA :Pole Substation | 0.05 | --> | 0.05 | 0.032 | 0.43 |  | --> | 0.048 | 0 | 0.014 | 0 | 0 | Constrained, otherwise capacity available =40 kW | --> | E18 ex TULLOW | Tullow [T421,T422] | CARLOW |  | 52.8641 | -6.5632
MV/LV Substation KI***339Y |  | 20 kV | _ | LV | 50 kVA :Pole Substation | 0.05 | --> | 0.05 | 0 | 0 | Constrained, otherwise capacity available =50 kVA | --> | 0.048 | 0 | 0 | 0 | 0 | Constrained, otherwise capacity available =48 kW | --> | E17 ex BALTINGLASS | Baltinglass [T421,T422] | STRATFORD |  | 52.847 | -6.6605
MV/LV Substation AG***341Z |  | 20 kV | _ | LV | 50 kVA :Pole Substation | 0.05 | --> | 0.05 | 0.038 | 0.43 |  | --> | 0.048 | 0 | 0 | 0 | 0 | Constrained, otherwise capacity available =49 kW | --> | E12 ex TULLOW | Tullow [T421,T422] | CARLOW |  | 52.7601 | -6.7369
MV/LV Substation TH***342 |  | 20 kV | _ | LV | 50 kVA :Pole Substation | 0.05 | --> | 0.05 | 0 | 0 | Constrained, otherwise capacity available =41 kVA | --> | 0.048 | 0 | 0 | 0 | 0 | Constrained, otherwise capacity available =49 kW | --> | E12 ex BALTINGLASS | Baltinglass [T421,T422] | STRATFORD |  | 53.0018 | -6.6351
MV/LV Substation BA***347 |  | 20 kV | _ | LV | 50 kVA :Pole Substation | 0.05 | --> | 0.05 | 0 | 0 | Constrained, otherwise capacity available =40 kVA | --> | 0.048 | 0 | 0 | 0 | 0 | Constrained, otherwise capacity available =49 kW | --> | E12 ex BALTINGLASS | Baltinglass [T421,T422] | STRATFORD |  | 53.0114 | -6.6325
MV/LV Substation MI***348Z |  | 20 kV | _ | LV | 630 kVA :Kiosk Substation | 0.63 | --> | 0.63 | 0.5 | 2.83 |  | --> | 0.598 | 0 | 0 | 0 | 0 | Constrained, otherwise capacity available =598 kW | --> | E13 ex BAGENALSTOWN | Bagenalstown [T421,T422] | CARLOW |  | 52.676 | -6.8439
MV/LV Substation DO***356 |  | 20 kV | _ | LV | 200 kVA :Pole Substation | 0.2 | --> | 0.2 | 0 | 0 | Constrained, otherwise capacity available =129 kVA | --> | 0.19 | 0 | 0.031 | 0 | 0 | Constrained, otherwise capacity available =176 kW | --> | E12 ex BALTINGLASS | Baltinglass [T421,T422] | STRATFORD |  | 53.0221 | -6.6138
MV/LV Substation DO***357Z |  | 20 kV | _ | LV | 50 kVA :Pole Substation | 0.05 | --> | 0.05 | 0 | 0 | Constrained, otherwise capacity available =47 kVA | --> | 0.048 | 0 | 0 | 0 | 0 | Constrained, otherwise capacity available =48 kW | --> | E12 ex BALTINGLASS | Baltinglass [T421,T422] | STRATFORD |  | 53.0235 | -6.6186
MV/LV Substation EA***358Z |  | 20 kV | _ | LV | 50 kVA :Pole Substation | 0.05 | --> | 0.05 | 0.049 | 0.43 |  | --> | 0.048 | 0 | 0 | 0 | 0 | Constrained, otherwise capacity available =48 kW | --> | E18 ex TULLOW | Tullow [T421,T422] | CARLOW |  | 52.8466 | -6.5608
MV/LV Substation FA***361Z |  | 20 kV | _ | LV | 400 kVA :Kiosk Substation | 0.4 | --> | 0.4 | 0.334 | 0.43 |  | --> | 0.38 | 0 | 0.016 | 0 | 0 | Constrained, otherwise capacity available =377 kW | --> | E15 ex TULLOW | Tullow [T421,T422] | CARLOW |  | 52.8 | -6.7483
MV/LV Substation BR***362Y |  | 20 kV | _ | LV | 100 kVA :Pole Substation | 0.1 | --> | 0.1 | 0 | 0 | Constrained, otherwise capacity available =86 kVA | --> | 0.095 | 0 | 0 | 0 | 0 | Constrained, otherwise capacity available =97 kW | --> | E17 ex BALTINGLASS | Baltinglass [T421,T422] | STRATFORD |  | 52.913 | -6.6217
MV/LV Substation DA***367 |  | 20 kV | _ | LV | 50 kVA :Pole Substation | 0.05 | --> | 0.05 | 0 | 0 | Constrained, otherwise capacity available =38 kVA | --> | 0.048 | 0 | 0.002 | 0 | 0 | Constrained, otherwise capacity available =48 kW | --> | E12 ex BALTINGLASS | Baltinglass [T421,T422] | STRATFORD |  | 52.988 | -6.6141
MV/LV Substation ST***369Y |  | 20 kV | _ | LV | 400 kVA :Kiosk Substation | 0.4 | --> | 0.4 | 0 | 0 | Constrained, otherwise capacity available =392 kVA | --> | 0.38 | 0 | 0.005 | 0 | 0 | Constrained, otherwise capacity available =377 kW | --> | E12 ex BALTINGLASS | Baltinglass [T421,T422] | STRATFORD |  | 52.9869 | -6.6727
MV/LV Substation BA***370Z |  | 20 kV | _ | LV | 200 kVA :Pole Substation | 0.2 | --> | 0.2 | 0.196 | 0.43 |  | --> | 0.19 | 0 | 0 | 0 | 0 | Constrained, otherwise capacity available =190 kW | --> | E18 ex TULLOW | Tullow [T421,T422] | CARLOW |  | 52.8616 | -6.5301
MV/LV Substation MO***375Z |  | 20 kV | _ | LV | 50 kVA :Pole Substation | 0.05 | --> | 0.05 | 0.041 | 0.43 |  | --> | 0.048 | 0 | 0 | 0 | 0 | Constrained, otherwise capacity available =49 kW | --> | E16 ex TULLOW | Tullow [T421,T422] | CARLOW |  | 52.7797 | -6.6539
MV/LV Substation KI***379Z |  | 20 kV | _ | LV | 50 kVA :Pole Substation | 0.05 | --> | 0.05 | 0.037 | 2.83 |  | --> | 0.048 | 0 | 0 | 0 | 0 | Constrained, otherwise capacity available =49 kW | --> | E18 ex BAGENALSTOWN | Bagenalstown [T421,T422] | CARLOW |  | 52.7167 | -6.8971
MV/LV Substation GR***380Z |  | 20 kV | _ | LV | 400 kVA :Kiosk Substation | 0.4 | --> | 0.4 | 0.306 | 0.43 |  | --> | 0.38 | 0 | 0.008 | 0 | 0 | Constrained, otherwise capacity available =387 kW | --> | E15 ex TULLOW | Tullow [T421,T422] | CARLOW |  | 52.8028 | -6.7485
MV/LV Substation CA***384Z |  | 20 kV | _ | LV | 50 kVA :Pole Substation | 0.05 | --> | 0.05 | 0 | 2.83 |  | --> | 0.048 | 0 | 0.05 | 0 | 0 | Constrained, otherwise capacity available =20 kW | --> | E18 ex BAGENALSTOWN | Bagenalstown [T421,T422] | CARLOW |  | 52.7431 | -6.8209
MV/LV Substation BA***385Y |  | 20 kV | _ | LV | 100 kVA :Pole Substation | 0.1 | --> | 0.1 | 0.041 | 0.43 |  | --> | 0.095 | 0 | 0.044 | 0 | 0 | Constrained, otherwise capacity available =70 kW | --> | E15 ex TULLOW | Tullow [T421,T422] | CARLOW |  | 52.8061 | -6.7432
MV/LV Substation BA***385Z |  | 20 kV | _ | LV | 200 kVA :Pole Substation | 0.2 | --> | 0.2 | 0.13 | 2.83 |  | --> | 0.19 | 0 | 0 | 0 | 0 | Constrained, otherwise capacity available =199 kW | --> | E18 ex BAGENALSTOWN | Bagenalstown [T421,T422] | CARLOW |  | 52.7082 | -6.7948
MV/LV Substation DA***386Z |  | 20 kV | _ | LV | 50 kVA :Pole Substation | 0.05 | --> | 0.05 | 0 | 0 | Constrained, otherwise capacity available =50 kVA | --> | 0.048 | 0 | 0 | 0 | 0 | Constrained, otherwise capacity available =48 kW | --> | E13 ex BALTINGLASS | Baltinglass [T421,T422] | STRATFORD |  | 52.8846 | -6.821
MV/LV Substation SH***389Y |  | 20 kV | _ | LV | 100 kVA :Pole Substation | 0.1 | --> | 0.1 | 0 | 0 | Constrained, otherwise capacity available =57 kVA | --> | 0.095 | 0 | 0 | 0 | 0 | Constrained, otherwise capacity available =101 kW | --> | E13 ex SHILLELAGH | Shillelagh [T421,T422] | CARLOW |  | 52.7433 | -6.4911
MV/LV Substation CA***393Z |  | 20 kV | _ | LV | 50 kVA :Pole Substation | 0.05 | --> | 0.05 | 0 | 0 | Constrained, otherwise capacity available =49 kVA | --> | 0.048 | 0 | 0 | 0 | 0 | Constrained, otherwise capacity available =48 kW | --> | E13 ex BALTINGLASS | Baltinglass [T421,T422] | STRATFORD |  | 52.9055 | -6.8325
MV/LV Substation SP***398Y |  | 20 kV | _ | LV | 100 kVA :Pole Substation | 0.1 | --> | 0.1 | 0.096 | 1.13 |  | --> | 0.095 | 0 | 0.01 | 0 | 0 | Constrained, otherwise capacity available =88 kW | --> | E22 ex BUNCLODY | Bunclody [T421,T422] | CRANE |  | 52.7261 | -6.609
MV/LV Substation GR***400 |  | 20 kV | _ | LV | 50 kVA :Pole Substation | 0.05 | --> | 0.05 | 0 | 0 | Constrained, otherwise capacity available =8 kVA | --> | 0.048 | 0 | 0.01 | 0 | 0 | Constrained, otherwise capacity available =46 kW | --> | E12 ex BALTINGLASS | Baltinglass [T421,T422] | STRATFORD |  | 52.9985 | -6.7425
MV/LV Substation TU***401 |  | 20 kV | _ | LV | 50 kVA :Pole Substation | 0.05 | --> | 0.05 | 0.049 | 0.43 |  | --> | 0.048 | 0 | 0 | 0 | 0 | Constrained, otherwise capacity available =48 kW | --> | E15 ex TULLOW | Tullow [T421,T422] | CARLOW |  | 52.7976 | -6.7529
MV/LV Substation KI***4018 |  | 20 kV | _ | LV | 50 kVA :Pole Substation | 0.05 | --> | 0.05 | 0 | 0 | Constrained, otherwise capacity available =50 kVA | --> | 0.048 | 0 | 0 | 0 | 0 | Constrained, otherwise capacity available =48 kW | --> | E17 ex BALTINGLASS | Baltinglass [T421,T422] | STRATFORD |  | 52.9009 | -6.6056
MV/LV Substation GR***401X |  | 20 kV | _ | LV | 50 kVA :Pole Substation | 0.05 | --> | 0.05 | 0 | 0 | Constrained, otherwise capacity available =38 kVA | --> | 0.048 | 0 | 0 | 0 | 0 | Constrained, otherwise capacity available =49 kW | --> | E12 ex BALTINGLASS | Baltinglass [T421,T422] | STRATFORD |  | 53.0066 | -6.749
MV/LV Substation SE***4034 |  | 20 kV | _ | LV | 50 kVA :Pole Substation | 0.05 | --> | 0.05 | 0 | 0 | Constrained, otherwise capacity available =33 kVA | --> | 0.048 | 0 | 0 | 0 | 0 | Constrained, otherwise capacity available =50 kW | --> | E17 ex BALTINGLASS | Baltinglass [T421,T422] | STRATFORD |  | 52.8814 | -6.6995
MV/LV Substation BE***403X |  | 20 kV | _ | LV | 50 kVA :Pole Substation | 0.05 | --> | 0.05 | 0 | 0 | Constrained, otherwise capacity available =43 kVA | --> | 0.048 | 0 | 0 | 0 | 0 | Constrained, otherwise capacity available =48 kW | --> | E12 ex BALTINGLASS | Baltinglass [T421,T422] | STRATFORD |  | 53.0232 | -6.6994
MV/LV Substation KN***403Z |  | 20 kV | _ | LV | 50 kVA :Pole Substation | 0.05 | --> | 0.05 | 0.05 | 0.43 |  | --> | 0.048 | 0 | 0 | 0 | 0 | Constrained, otherwise capacity available =48 kW | --> | E19 ex TULLOW | Tullow [T421,T422] | CARLOW |  | 52.8027 | -6.6836
MV/LV Substation FR***404X |  | 20 kV | _ | LV | 50 kVA :Pole Substation | 0.05 | --> | 0.05 | 0 | 0 | Constrained, otherwise capacity available =38 kVA | --> | 0.048 | 0 | 0 | 0 | 0 | Constrained, otherwise capacity available =49 kW | --> | E12 ex BALTINGLASS | Baltinglass [T421,T422] | STRATFORD |  | 53.0129 | -6.6971
MV/LV Substation CO***4072 |  | 20 kV | _ | LV | 200 kVA :Kiosk Substation | 0.2 | --> | 0.2 | 0 | 0 | Constrained, otherwise capacity available =198 kVA | --> | 0.19 | 0 | 0 | 0 | 0 | Constrained, otherwise capacity available =190 kW | --> | E12 ex SHILLELAGH | Shillelagh [T421,T422] | CARLOW |  | 52.7539 | -6.545
MV/LV Substation PA***4083 |  | 20 kV | _ | LV | 200 kVA :Pole Substation | 0.2 | --> | 0.2 | 0.196 | 0.43 |  | --> | 0.19 | 0 | 0 | 0 | 0 | Constrained, otherwise capacity available =190 kW | --> | E15 ex TULLOW | Tullow [T421,T422] | CARLOW |  | 52.8043 | -6.7445
MV/LV Substation TO***411X |  | 20 kV | _ | LV | 50 kVA :Pole Substation | 0.05 | --> | 0.05 | 0 | 0 | Constrained, otherwise capacity available =32 kVA | --> | 0.048 | 0 | 0 | 0 | 0 | Constrained, otherwise capacity available =50 kW | --> | E12 ex BALTINGLASS | Baltinglass [T421,T422] | STRATFORD |  | 53.0379 | -6.6721
MV/LV Substation CD***411Z |  | 20 kV | _ | LV | 200 kVA :Pole Substation | 0.2 | --> | 0.2 | 0 | 0 | Constrained, otherwise capacity available =172 kVA | --> | 0.19 | 0 | 0 | 0 | 0 | Constrained, otherwise capacity available =194 kW | --> | E13 ex BALTINGLASS | Baltinglass [T421,T422] | STRATFORD |  | 52.907 | -6.8483
MV/LV Substation KN***4127 |  | 10 kV | _ | LV | 50 kVA :Pole Substation | 0.05 | --> | 0.05 | 0 | 0 | Constrained, otherwise capacity available =48 kVA | --> | 0.048 | 0 | 0 | 0.048 | 0 |  | --> | C17 ex GORESBRIDGE | Goresbridge [T41,T42] | KILKENNY |  | 52.643 | -6.8867
MV/LV Substation AR***414Z |  | 20 kV | _ | LV | 400 kVA :Kiosk Substation | 0.4 | --> | 0.4 | 0 | 0 | Constrained, otherwise capacity available =370 kVA | --> | 0.38 | 0 | 0.012 | 0 | 0 | Constrained, otherwise capacity available =375 kW | --> | E13 ex BALTINGLASS | Baltinglass [T421,T422] | STRATFORD |  | 52.9093 | -6.8503
MV/LV Substation CU***4155 |  | 20 kV | _ | LV | 50 kVA :Pole Substation | 0.05 | --> | 0.05 | 0.05 | 0.43 |  | --> | 0.048 | 0 | 0 | 0 | 0 | Constrained, otherwise capacity available =48 kW | --> | E18 ex TULLOW | Tullow [T421,T422] | CARLOW |  | 52.8621 | -6.5719
MV/LV Substation LU***4179 |  | 20 kV | _ | LV | 50 kVA :Pole Substation | 0.05 | --> | 0.05 | 0.048 | 2.83 |  | --> | 0.048 | 0 | 0 | 0 | 0 | Constrained, otherwise capacity available =48 kW | --> | E18 ex BAGENALSTOWN | Bagenalstown [T421,T422] | CARLOW |  | 52.7272 | -6.8566
MV/LV Substation GL***4181 |  | 20 kV | _ | LV | 400 kVA :Kiosk Substation | 0.4 | --> | 0.4 | 0.376 | 0.43 |  | --> | 0.38 | 0 | 0 | 0 | 0 | Constrained, otherwise capacity available =383 kW | --> | E19 ex TULLOW | Tullow [T421,T422] | CARLOW |  | 52.8052 | -6.7102
MV/LV Substation BA***4197 |  | 20 kV | _ | LV | 50 kVA :Pole Substation | 0.05 | --> | 0.05 | 0 | 0 | Constrained, otherwise capacity available =48 kVA | --> | 0.048 | 0 | 0.008 | 0 | 0 | Constrained, otherwise capacity available =42 kW | --> | E12 ex BALTINGLASS | Baltinglass [T421,T422] | STRATFORD |  | 52.9857 | -6.6304
MV/LV Substation FO***419Z |  | 20 kV | _ | LV | 200 kVA :Kiosk Substation | 0.2 | --> | 0.2 | 0.149 | 0.43 |  | --> | 0.19 | 0 | 0.016 | 0 | 0 | Constrained, otherwise capacity available =185 kW | --> | E13 ex TULLOW | Tullow [T421,T422] | CARLOW |  | 52.7437 | -6.7743
MV/LV Substation SH***4203 |  | 20 kV | _ | LV | 50 kVA :Pole Substation | 0.05 | --> | 0.05 | 0 | 0 | Constrained, otherwise capacity available =36 kVA | --> | 0.048 | 0 | 0 | 0 | 0 | Constrained, otherwise capacity available =49 kW | --> | E12 ex BALTINGLASS | Baltinglass [T421,T422] | STRATFORD |  | 53.0155 | -6.6786
MV/LV Substation TY***420Z |  | 20 kV | _ | LV | 50 kVA :Pole Substation | 0.05 | --> | 0.05 | 0 | 0 | Constrained, otherwise capacity available =41 kVA | --> | 0.048 | 0 | 0 | 0 | 0 | Constrained, otherwise capacity available =49 kW | --> | E17 ex BALTINGLASS | Baltinglass [T421,T422] | STRATFORD |  | 52.8886 | -6.6155
MV/LV Substation CA***4213 |  | 20 kV | _ | LV | 50 kVA :Pole Substation | 0.05 | --> | 0.05 | 0 | 0 | Constrained, otherwise capacity available =50 kVA | --> | 0.048 | 0 | 0 | 0 | 0 | Constrained, otherwise capacity available =48 kW | --> | E13 ex BALTINGLASS | Baltinglass [T421,T422] | STRATFORD |  | 52.9196 | -6.7508
MV/LV Substation IR***4216 |  | 20 kV | _ | LV | 100 kVA :Pole Substation | 0.1 | --> | 0.1 | 0.1 | 0.43 |  | --> | 0.095 | 0 | 0 | 0 | 0 | Constrained, otherwise capacity available =95 kW | --> | E18 ex TULLOW | Tullow [T421,T422] | CARLOW |  | 52.8686 | -6.5687
MV/LV Substation DO***4219 |  | 20 kV | _ | LV | 200 kVA :Pole Substation | 0.2 | --> | 0.2 | 0.2 | 0.43 |  | --> | 0.19 | 0 | 0 | 0 | 0 | Constrained, otherwise capacity available =190 kW | --> | E18 ex TULLOW | Tullow [T421,T422] | CARLOW |  | 52.8408 | -6.7517
MV/LV Substation CO***421Z |  | 20 kV | _ | LV | 50 kVA :Pole Substation | 0.05 | --> | 0.05 | 0.048 | 0.43 |  | --> | 0.048 | 0 | 0 | 0 | 0 | Constrained, otherwise capacity available =48 kW | --> | E18 ex TULLOW | Tullow [T421,T422] | CARLOW |  | 52.8521 | -6.595
MV/LV Substation GR***422 |  | 20 kV | _ | LV | 630 kVA :Building Structure | 0.63 | --> | 0.63 | 0.431 | 0.43 | Constrained, otherwise capacity available =626 kVA | --> | 0.598 | 0 | 0 | 0 | 0 | Constrained, otherwise capacity available =599 kW | --> | E13 ex TULLOW | Tullow [T421,T422] | CARLOW |  | 52.8137 | -6.8003
MV/LV Substation LE***4230 |  | 20 kV | _ | LV | 100 kVA :Pole Substation | 0.1 | --> | 0.1 | 0 | 0 | Constrained, otherwise capacity available =94 kVA | --> | 0.095 | 0 | 0 | 0 | 0 | Constrained, otherwise capacity available =96 kW | --> | E12 ex BALTINGLASS | Baltinglass [T421,T422] | STRATFORD |  | 53.0012 | -6.65
MV/LV Substation MO***4231 |  | 20 kV | _ | LV | 50 kVA :Pole Substation | 0.05 | --> | 0.05 | 0.049 | 0.43 |  | --> | 0.048 | 0 | 0 | 0 | 0 | Constrained, otherwise capacity available =48 kW | --> | E18 ex TULLOW | Tullow [T421,T422] | CARLOW |  | 52.8604 | -6.5466
MV/LV Substation GR***425 |  | 20 kV | _ | LV | 100 kVA :Pole Substation | 0.1 | --> | 0.1 | 0.084 | 0.43 |  | --> | 0.095 | 0 | 0 | 0 | 0 | Constrained, otherwise capacity available =97 kW | --> | E13 ex TULLOW | Tullow [T421,T422] | CARLOW |  | 52.821 | -6.7943
MV/LV Substation YO***4262 |  | 20 kV | _ | LV | 50 kVA :Pole Substation | 0.05 | --> | 0.05 | 0.05 | 2.83 |  | --> | 0.048 | 0 | 0 | 0 | 0 | Constrained, otherwise capacity available =48 kW | --> | E13 ex BAGENALSTOWN | Bagenalstown [T421,T422] | CARLOW |  | 52.693 | -6.936
MV/LV Substation KI***4273 |  | 20 kV | _ | LV | 50 kVA :Pole Substation | 0.05 | --> | 0.05 | 0.048 | 0.43 |  | --> | 0.048 | 0 | 0 | 0 | 0 | Constrained, otherwise capacity available =48 kW | --> | E13 ex TULLOW | Tullow [T421,T422] | CARLOW |  | 52.753 | -6.8063
MV/LV Substation LE***4278 |  | 20 kV | _ | LV | 50 kVA :Pole Substation | 0.05 | --> | 0.05 | 0.05 | 0.43 |  | --> | 0.048 | 0 | 0 | 0 | 0 | Constrained, otherwise capacity available =48 kW | --> | E16 ex TULLOW | Tullow [T421,T422] | CARLOW |  | 52.7654 | -6.6604
MV/LV Substation RA***427X |  | 20 kV | _ | LV | 200 kVA :Pole Substation | 0.2 | --> | 0.2 | 0 | 0 | Constrained, otherwise capacity available =80 kVA | --> | 0.19 | 0 | 0.1 | 0 | 0 | Constrained, otherwise capacity available =120 kW | --> | E12 ex BALTINGLASS | Baltinglass [T421,T422] | STRATFORD |  | 53.028 | -6.7264
MV/LV Substation GA***428Z |  | 20 kV | _ | LV | 50 kVA :Pole Substation | 0.05 | --> | 0.05 | 0.047 | 2.83 |  | --> | 0.048 | 0 | 0 | 0 | 0 | Constrained, otherwise capacity available =48 kW | --> | E13 ex BAGENALSTOWN | Bagenalstown [T421,T422] | CARLOW |  | 52.673 | -6.8381
MV/LV Substation HU***4298 |  | 20 kV | _ | LV | 50 kVA :Pole Substation | 0.05 | --> | 0.05 | 0 | 0 | Constrained, otherwise capacity available =50 kVA | --> | 0.048 | 0 | 0 | 0 | 0 | Constrained, otherwise capacity available =48 kW | --> | E19 ex SHILLELAGH | Shillelagh [T421,T422] | CARLOW |  | 52.7205 | -6.5041
MV/LV Substation GR***431 |  | 20 kV | _ | LV | 100 kVA :Pole Substation | 0.1 | --> | 0.1 | 0.017 | 0.43 |  | --> | 0.095 | 0 | 0.014 | 0 | 0 | Constrained, otherwise capacity available =95 kW | --> | E13 ex TULLOW | Tullow [T421,T422] | CARLOW |  | 52.8366 | -6.7824
MV/LV Substation KI***432 |  | 20 kV | _ | LV | 400 kVA :Kiosk Substation | 0.4 | --> | 0.4 | 0.4 | 0.43 |  | --> | 0.38 | 0 | 0 | 0 | 0 | Constrained, otherwise capacity available =380 kW | --> | E13 ex TULLOW | Tullow [T421,T422] | CARLOW |  | 52.8379 | -6.7892
MV/LV Substation RA***4323 |  | 20 kV | _ | LV | 200 kVA :Kiosk Substation | 0.2 | --> | 0.2 | 0 | 0 | Constrained, otherwise capacity available =129 kVA | --> | 0.19 | 0 | 0.04 | 0 | 0 | Constrained, otherwise capacity available =170 kW | --> | E13 ex BALTINGLASS | Baltinglass [T421,T422] | STRATFORD |  | 52.9116 | -6.8366
MV/LV Substation AR***4326 |  | 20 kV | _ | LV | 630 kVA :Kiosk Substation | 0.63 | --> | 0.63 | 0.431 | 0.43 | Constrained, otherwise capacity available =503 kVA | --> | 0.598 | 0 | 0.024 | 0 | 0 | Constrained, otherwise capacity available =598 kW | --> | E15 ex TULLOW | Tullow [T421,T422] | CARLOW |  | 52.8035 | -6.7455
MV/LV Substation TU***4335 |  | 20 kV | _ | LV | 200 kVA :Pole Substation | 0.2 | --> | 0.2 | 0.2 | 0.43 |  | --> | 0.19 | 0 | 0 | 0 | 0 | Constrained, otherwise capacity available =190 kW | --> | E19 ex TULLOW | Tullow [T421,T422] | CARLOW |  | 52.81 | -6.722
MV/LV Substation HE***4338 |  | 20 kV | _ | LV | 50 kVA :Pole Substation | 0.05 | --> | 0.05 | 0 | 0 | Constrained, otherwise capacity available =50 kVA | --> | 0.048 | 0 | 0 | 0 | 0 | Constrained, otherwise capacity available =48 kW | --> | E12 ex BALTINGLASS | Baltinglass [T421,T422] | STRATFORD |  | 52.9574 | -6.6999
MV/LV Substation DR***4342 |  | 10 kV | _ | LV | 50 kVA :Pole Substation | 0.05 | --> | 0.05 | 0 | 0 | Constrained, otherwise capacity available =50 kVA | --> | 0.048 | 0 | 0 | 0 | 0 | Constrained, otherwise capacity available =48 kW | --> | E19 ex SHILLELAGH | Shillelagh [T421,T422] | CARLOW |  | 52.7228 | -6.5729
MV/LV Substation BL***4374 |  | 20 kV | _ | LV | 200 kVA :Pole Substation | 0.2 | --> | 0.2 | 0.2 | 0.43 |  | --> | 0.19 | 0 | 0 | 0 | 0 | Constrained, otherwise capacity available =190 kW | --> | E16 ex TULLOW | Tullow [T421,T422] | CARLOW |  | 52.7525 | -6.6614
MV/LV Substation AN***4378 |  | 20 kV | _ | LV | 100 kVA :Pole Substation | 0.1 | --> | 0.1 | 0.1 | 0.43 |  | --> | 0.095 | 0 | 0 | 0 | 0 | Constrained, otherwise capacity available =95 kW | --> | E15 ex TULLOW | Tullow [T421,T422] | CARLOW |  | 52.8058 | -6.7352
MV/LV Substation SL***437Z |  | 20 kV | _ | LV | 400 kVA :Kiosk Substation | 0.4 | --> | 0.4 | 0 | 0 | Constrained, otherwise capacity available =380 kVA | --> | 0.38 | 0 | 0.008 | 0 | 0 | Constrained, otherwise capacity available =377 kW | --> | E17 ex BALTINGLASS | Baltinglass [T421,T422] | STRATFORD |  | 52.8774 | -6.6994
MV/LV Substation MA***4410 |  | 20 kV | _ | LV | 50 kVA :Pole Substation | 0.05 | --> | 0.05 | 0 | 0 | Constrained, otherwise capacity available =50 kVA | --> | 0.048 | 0 | 0 | 0 | 0 | Constrained, otherwise capacity available =48 kW | --> | E20 ex BALTINGLASS | Baltinglass [T421,T422] | STRATFORD |  | 52.9401 | -6.8147
MV/LV Substation RA***4411 |  | 20 kV | _ | LV | 400 kVA :Kiosk Substation | 0.4 | --> | 0.4 | 0 | 0 | Constrained, otherwise capacity available =336 kVA | --> | 0.38 | 0 | 0.011 | 0 | 0 | Constrained, otherwise capacity available =380 kW | --> | E20 ex BALTINGLASS | Baltinglass [T421,T422] | STRATFORD |  | 52.9416 | -6.7036
MV/LV Substation LO***4413 |  | 20 kV | _ | LV | 50 kVA :Pole Substation | 0.05 | --> | 0.05 | 0.05 | 2.83 |  | --> | 0.048 | 0 | 0 | 0 | 0 | Constrained, otherwise capacity available =48 kW | --> | E13 ex BAGENALSTOWN | Bagenalstown [T421,T422] | CARLOW |  | 52.6645 | -6.9297
MV/LV Substation BA***4434 |  | 20 kV | _ | LV | 50 kVA :Pole Substation | 0.05 | --> | 0.05 | 0.05 | 0.43 |  | --> | 0.048 | 0 | 0 | 0 | 0 | Constrained, otherwise capacity available =48 kW | --> | E18 ex TULLOW | Tullow [T421,T422] | CARLOW |  | 52.8376 | -6.6615
MV/LV Substation OU***4436 |  | 20 kV | _ | LV | 100 kVA :Pole Substation | 0.1 | --> | 0.1 | 0.088 | 0.43 |  | --> | 0.095 | 0 | 0 | 0 | 0 | Constrained, otherwise capacity available =97 kW | --> | E12 ex TULLOW | Tullow [T421,T422] | CARLOW |  | 52.7846 | -6.7361
MV/LV Substation MO***4439 |  | 20 kV | _ | LV | 50 kVA :Pole Substation | 0.05 | --> | 0.05 | 0.05 | 2.83 |  | --> | 0.048 | 0 | 0 | 0 | 0 | Constrained, otherwise capacity available =48 kW | --> | E18 ex BAGENALSTOWN | Bagenalstown [T421,T422] | CARLOW |  | 52.7368 | -6.8242
MV/LV Substation KI***444Y |  | 20 kV | _ | LV | 630 kVA :Kiosk Substation | 0.63 | --> | 0.63 | 0.431 | 0.43 | Constrained, otherwise capacity available =509 kVA | --> | 0.598 | 0 | 0 | 0 | 0 | Constrained, otherwise capacity available =615 kW | --> | E13 ex TULLOW | Tullow [T421,T422] | CARLOW |  | 52.756 | -6.8077
MV/LV Substation RA***4451 |  | 20 kV | _ | LV | 50 kVA :Pole Substation | 0.05 | --> | 0.05 | 0.05 | 2.83 |  | --> | 0.048 | 0 | 0 | 0 | 0 | Constrained, otherwise capacity available =48 kW | --> | E13 ex BAGENALSTOWN | Bagenalstown [T421,T422] | CARLOW |  | 52.6638 | -6.7879
MV/LV Substation WO***4457 |  | 20 kV | _ | LV | 50 kVA :Pole Substation | 0.05 | --> | 0.05 | 0 | 0 | Constrained, otherwise capacity available =47 kVA | --> | 0.048 | 0 | 0 | 0 | 0 | Constrained, otherwise capacity available =48 kW | --> | E13 ex BALTINGLASS | Baltinglass [T421,T422] | STRATFORD |  | 52.9126 | -6.8586
MV/LV Substation BA***4476 |  | 20 kV | _ | LV | 50 kVA :Pole Substation | 0.05 | --> | 0.05 | 0.05 | 0.43 |  | --> | 0.048 | 0 | 0 | 0 | 0 | Constrained, otherwise capacity available =48 kW | --> | E12 ex TULLOW | Tullow [T421,T422] | CARLOW |  | 52.7533 | -6.725
MV/LV Substation HO***4502 |  | 20 kV | _ | LV | 200 kVA :Kiosk Substation | 0.2 | --> | 0.2 | 0 | 0 | Constrained, otherwise capacity available =200 kVA | --> | 0.19 | 0 | 0 | 0 | 0 | Constrained, otherwise capacity available =190 kW | --> | E11 ex BALTINGLASS |  |  |  | 52.9367 | -6.6928
MV/LV Substation FR***4513 |  | 20 kV | _ | LV | 400 kVA :Kiosk Substation | 0.4 | --> | 0.4 | 0 | 0 | Constrained, otherwise capacity available =400 kVA | --> | 0.38 | 0 | 0 | 0 | 0 | Constrained, otherwise capacity available =380 kW | --> | E17 ex BALTINGLASS | Baltinglass [T421,T422] | STRATFORD |  | 52.8753 | -6.6945
MV/LV Substation EL***4514 |  | 20 kV | _ | LV | 100 kVA :Pole Substation | 0.1 | --> | 0.1 | 0.1 | 0.43 |  | --> | 0.095 | 0 | 0 | 0 | 0 | Constrained, otherwise capacity available =95 kW | --> | E12 ex TULLOW | Tullow [T421,T422] | CARLOW |  | 52.791 | -6.7525
MV/LV Substation CA***4516 |  | 20 kV | _ | LV | 50 kVA :Pole Substation | 0.05 | --> | 0.05 | 0.05 | 0.43 |  | --> | 0.048 | 0 | 0 | 0 | 0 | Constrained, otherwise capacity available =48 kW | --> | E13 ex TULLOW | Tullow [T421,T422] | CARLOW |  | 52.7911 | -6.785
MV/LV Substation AR***4517 |  | 20 kV | _ | LV | 400 kVA :Kiosk Substation | 0.4 | --> | 0.4 | 0 | 0 | Constrained, otherwise capacity available =400 kVA | --> | 0.38 | 0 | 0 | 0 | 0 | Constrained, otherwise capacity available =380 kW | --> | E19 ex SHILLELAGH | Shillelagh [T421,T422] | CARLOW |  | 52.7497 | -6.5466
MV/LV Substation TO***452Z |  | 20 kV | _ | LV | 100 kVA :Pole Substation | 0.1 | --> | 0.1 | 0 | 0 | Constrained, otherwise capacity available =100 kVA | --> | 0.095 | 0 | 0 | 0 | 0 | Constrained, otherwise capacity available =95 kW | --> | E12 ex BALTINGLASS | Baltinglass [T421,T422] | STRATFORD |  | 52.9938 | -6.6503
MV/LV Substation FR***4537 |  | 20 kV | _ | LV | 50 kVA :Pole Substation | 0.05 | --> | 0.05 | 0 | 0 | Constrained, otherwise capacity available =50 kVA | --> | 0.048 | 0 | 0 | 0 | 0 | Constrained, otherwise capacity available =48 kW | --> | E12 ex BALTINGLASS | Baltinglass [T421,T422] | STRATFORD |  | 53.0113 | -6.6884
MV/LV Substation WA***4538 |  | 20 kV | _ | LV | 50 kVA :Pole Substation | 0.05 | --> | 0.05 | 0 | 0 | Constrained, otherwise capacity available =50 kVA | --> | 0.048 | 0 | 0 | 0 | 0 | Constrained, otherwise capacity available =48 kW | --> | E17 ex BALTINGLASS | Baltinglass [T421,T422] | STRATFORD |  | 52.8862 | -6.6848
MV/LV Substation CA***4542 |  | 20 kV | _ | LV | 200 kVA :Pole Substation | 0.2 | --> | 0.2 | 0 | 0 | Constrained, otherwise capacity available =173 kVA | --> | 0.19 | 0 | 0 | 0 | 0 | Constrained, otherwise capacity available =194 kW | --> | E13 ex BALTINGLASS | Baltinglass [T421,T422] | STRATFORD |  | 52.9161 | -6.8378
MV/LV Substation NO***456 |  | 20 kV | _ | LV | 200 kVA :Pole Substation | 0.2 | --> | 0.2 | 0.183 | 0.43 |  | --> | 0.19 | 0 | 0 | 0 | 0 | Constrained, otherwise capacity available =192 kW | --> | E13 ex TULLOW | Tullow [T421,T422] | CARLOW |  | 52.751 | -6.7907
MV/LV Substation AL***4561 |  | 20 kV | _ | LV | 630 kVA :Kiosk Substation | 0.63 | --> | 0.63 | 0 | 0 | Constrained, otherwise capacity available =615 kVA | --> | 0.598 | 0 | 0.005 | 0 | 0 | Constrained, otherwise capacity available =597 kW | --> | E13 ex BALTINGLASS | Baltinglass [T421,T422] | STRATFORD |  | 52.9329 | -6.7091
MV/LV Substation CO***4568 |  | 20 kV | _ | LV | 100 kVA :Pole Substation | 0.1 | --> | 0.1 | 0 | 0 | Constrained, otherwise capacity available =100 kVA | --> | 0.095 | 0 | 0 | 0 | 0 | Constrained, otherwise capacity available =95 kW | --> | E13 ex SHILLELAGH | Shillelagh [T421,T422] | CARLOW |  | 52.748 | -6.5009
MV/LV Substation BR***456Y |  | 20 kV | _ | LV | 50 kVA :Pole Substation | 0.05 | --> | 0.05 | 0 | 0 | Constrained, otherwise capacity available =50 kVA | --> | 0.048 | 0 | 0 | 0 | 0 | Constrained, otherwise capacity available =48 kW | --> | E19 ex SHILLELAGH | Shillelagh [T421,T422] | CARLOW |  | 52.7124 | -6.5225
MV/LV Substation PE***4577 |  | 20 kV | _ | LV | 630 kVA :Kiosk Substation | 0.63 | --> | 0.63 | 0.431 | 0.43 | Constrained, otherwise capacity available =517 kVA | --> | 0.598 | 0 | 0.004 | 0 | 0 | Constrained, otherwise capacity available =611 kW | --> | E18 ex TULLOW | Tullow [T421,T422] | CARLOW |  | 52.8656 | -6.561
MV/LV Substation IR***4595 |  | 20 kV | _ | LV | 50 kVA :Pole Substation | 0.05 | --> | 0.05 | 0 | 0 | Constrained, otherwise capacity available =50 kVA | --> | 0.048 | 0 | 0 | 0 | 0 | Constrained, otherwise capacity available =48 kW | --> | E13 ex BALTINGLASS | Baltinglass [T421,T422] | STRATFORD |  | 52.9257 | -6.7255
MV/LV Substation DE***459Z |  | 20 kV | _ | LV | 200 kVA :Kiosk Substation | 0.2 | --> | 0.2 | 0 | 0 | Constrained, otherwise capacity available =130 kVA | --> | 0.19 | 0 | 0.004 | 0 | 0 | Constrained, otherwise capacity available =196 kW | --> | E17 ex BALTINGLASS | Baltinglass [T421,T422] | STRATFORD |  | 52.8772 | -6.6967
MV/LV Substation AC***4603 |  | 20 kV | _ | LV | 50 kVA :Pole Substation | 0.05 | --> | 0.05 | 0 | 0 | Constrained, otherwise capacity available =50 kVA | --> | 0.048 | 0 | 0 | 0 | 0 | Constrained, otherwise capacity available =48 kW | --> | E13 ex BALTINGLASS | Baltinglass [T421,T422] | STRATFORD |  | 52.8631 | -6.7245
MV/LV Substation MA***4630 |  | 20 kV | _ | LV | 50 kVA :Pole Substation | 0.05 | --> | 0.05 | 0 | 0 | Constrained, otherwise capacity available =50 kVA | --> | 0.048 | 0 | 0 | 0 | 0 | Constrained, otherwise capacity available =48 kW | --> | E13 ex BALTINGLASS | Baltinglass [T421,T422] | STRATFORD |  | 52.9096 | -6.7399
MV/LV Substation TU***4633 |  | 20 kV | _ | LV | 630 kVA :Building Structure | 0.63 | --> | 0.63 | 0.431 | 0.43 | Constrained, otherwise capacity available =630 kVA | --> | 0.598 | 0 | 0 | 0 | 0 | Constrained, otherwise capacity available =598 kW | --> | E15 ex TULLOW | Tullow [T421,T422] | CARLOW |  | 52.8002 | -6.7366
MV/LV Substation EA***4639 |  | 20 kV | _ | LV | 50 kVA :Pole Substation | 0.05 | --> | 0.05 | 0.05 | 0.43 |  | --> | 0.048 | 0 | 0 | 0 | 0 | Constrained, otherwise capacity available =48 kW | --> | E18 ex TULLOW | Tullow [T421,T422] | CARLOW |  | 52.8552 | -6.5532
MV/LV Substation RA***463X |  | 20 kV | _ | LV | 100 kVA :Pole Substation | 0.1 | --> | 0.1 | 0 | 0 | Constrained, otherwise capacity available =95 kVA | --> | 0.095 | 0 | 0 | 0 | 0 | Constrained, otherwise capacity available =96 kW | --> | E20 ex BALTINGLASS | Baltinglass [T421,T422] | STRATFORD |  | 52.9346 | -6.7221
MV/LV Substation GA***463Z |  | 20 kV | _ | LV | 200 kVA :Pole Substation | 0.2 | --> | 0.2 | 0.196 | 2.83 |  | --> | 0.19 | 0 | 0.01 | 0 | 0 | Constrained, otherwise capacity available =183 kW | --> | E13 ex BAGENALSTOWN | Bagenalstown [T421,T422] | CARLOW |  | 52.6757 | -6.8431
MV/LV Substation GA***4640 |  | 20 kV | _ | LV | 100 kVA :Pole Substation | 0.1 | --> | 0.1 | 0.1 | 0.43 |  | --> | 0.095 | 0 | 0 | 0 | 0 | Constrained, otherwise capacity available =95 kW | --> | E13 ex TULLOW | Tullow [T421,T422] | CARLOW |  | 52.77 | -6.817
MV/LV Substation TU***469Y |  | 20 kV | _ | LV | 200 kVA :Pole Substation | 0.2 | --> | 0.2 | 0.103 | 0.43 |  | --> | 0.19 | 0 | 0.05 | 0 | 0 | Constrained, otherwise capacity available =166 kW | --> | E19 ex TULLOW | Tullow [T421,T422] | CARLOW |  | 52.8102 | -6.7212
MV/LV Substation TH***471Z |  | 20 kV | _ | LV | 400 kVA :Kiosk Substation | 0.4 | --> | 0.4 | 0 | 0 | Constrained, otherwise capacity available =370 kVA | --> | 0.38 | 0 | 0 | 0 | 0 | Constrained, otherwise capacity available =384 kW | --> | E13 ex BALTINGLASS | Baltinglass [T421,T422] | STRATFORD |  | 52.9147 | -6.8403
MV/LV Substation BA***479 |  | 20 kV | _ | LV | 200 kVA :Pole Substation | 0.2 | --> | 0.2 | 0.153 | 0.43 |  | --> | 0.19 | 0 | 0.004 | 0 | 0 | Constrained, otherwise capacity available =193 kW | --> | E13 ex TULLOW | Tullow [T421,T422] | CARLOW |  | 52.7463 | -6.7807
MV/LV Substation W ***479Z |  | 20 kV | _ | LV | 630 kVA :Building Structure | 0.63 | --> | 0.63 | 0.431 | 0.43 | Constrained, otherwise capacity available =617 kVA | --> | 0.598 | 0 | 0 | 0 | 0 | Constrained, otherwise capacity available =600 kW | --> | E15 ex TULLOW | Tullow [T421,T422] | CARLOW |  | 52.8021 | -6.7505
MV/LV Substation HA***480Z |  | 20 kV | _ | LV | 200 kVA :Kiosk Substation | 0.2 | --> | 0.2 | 0.178 | 0.43 |  | --> | 0.19 | 0 | 0 | 0 | 0 | Constrained, otherwise capacity available =193 kW | --> | E18 ex TULLOW | Tullow [T421,T422] | CARLOW |  | 52.8645 | -6.5598
MV/LV Substation WO***481Y |  | 20 kV | _ | LV | 200 kVA :Kiosk Substation | 0.2 | --> | 0.2 | 0.188 | 0.43 |  | --> | 0.19 | 0 | 0 | 0 | 0 | Constrained, otherwise capacity available =192 kW | --> | E12 ex TULLOW | Tullow [T421,T422] | CARLOW |  | 52.7892 | -6.729
MV/LV Substation MO***484Z |  | 20 kV | _ | LV | 100 kVA :Pole Substation | 0.1 | --> | 0.1 | 0 | 0 | Constrained, otherwise capacity available =89 kVA | --> | 0.095 | 0 | 0 | 0 | 0 | Constrained, otherwise capacity available =96 kW | --> | E17 ex BALTINGLASS | Baltinglass [T421,T422] | STRATFORD |  | 52.8903 | -6.6765
MV/LV Substation BA***487Y |  | 20 kV | _ | LV | 200 kVA :Pole Substation | 0.2 | --> | 0.2 | 0 | 0 | Constrained, otherwise capacity available =188 kVA | --> | 0.19 | 0 | 0 | 0 | 0 | Constrained, otherwise capacity available =192 kW | --> | E17 ex BALTINGLASS | Baltinglass [T421,T422] | STRATFORD |  | 52.9372 | -6.6921
MV/LV Substation HO***489Z |  | 20 kV | _ | LV | 200 kVA :Kiosk Substation | 0.2 | --> | 0.2 | 0 | 0 | Constrained, otherwise capacity available =200 kVA | --> | 0.19 | 0 | 0 | 0 | 0 | Constrained, otherwise capacity available =190 kW | --> | E17 ex SHILLELAGH |  |  |  | 52.7522 | -6.533
MV/LV Substation RI***494X |  | 20 kV | _ | LV | 200 kVA :Pole Substation | 0.2 | --> | 0.2 | 0 | 0 | Constrained, otherwise capacity available =186 kVA | --> | 0.19 | 0 | 0 | 0 | 0 | Constrained, otherwise capacity available =192 kW | --> | E13 ex BALTINGLASS | Baltinglass [T421,T422] | STRATFORD |  | 52.8895 | -6.7454
MV/LV Substation BA***497 |  | 20 kV | _ | LV | 100 kVA :Pole Substation | 0.1 | --> | 0.1 | 0.018 | 0.43 |  | --> | 0.095 | 0 | 0.014 | 0 | 0 | Constrained, otherwise capacity available =95 kW | --> | E13 ex TULLOW | Tullow [T421,T422] | CARLOW |  | 52.739 | -6.7687
MV/LV Substation BA***498 |  | 20 kV | _ | LV | 50 kVA :Pole Substation | 0.05 | --> | 0.05 | 0.042 | 0.43 |  | --> | 0.048 | 0 | 0.005 | 0 | 0 | Constrained, otherwise capacity available =45 kW | --> | E13 ex TULLOW | Tullow [T421,T422] | CARLOW |  | 52.737 | -6.7623
MV/LV Substation RI***501X |  | 20 kV | _ | LV | 100 kVA :Pole Substation | 0.1 | --> | 0.1 | 0 | 0 | Constrained, otherwise capacity available =78 kVA | --> | 0.095 | 0 | 0.024 | 0 | 0 | Constrained, otherwise capacity available =80 kW | --> | E13 ex BALTINGLASS | Baltinglass [T421,T422] | STRATFORD |  | 52.89 | -6.7288
MV/LV Substation CR***502 |  | 20 kV | _ | LV | 50 kVA :Pole Substation | 0.05 | --> | 0.05 | 0.04 | 0.43 |  | --> | 0.048 | 0 | 0.006 | 0 | 0 | Constrained, otherwise capacity available =44 kW | --> | E13 ex TULLOW | Tullow [T421,T422] | CARLOW |  | 52.7267 | -6.7544
MV/LV Substation ST***513Z |  | 20 kV | _ | LV | 50 kVA :Pole Substation | 0.05 | --> | 0.05 | 0.049 | 0.43 |  | --> | 0.048 | 0 | 0 | 0 | 0 | Constrained, otherwise capacity available =48 kW | --> | E19 ex TULLOW | Tullow [T421,T422] | CARLOW |  | 52.7842 | -6.5253
MV/LV Substation BA***515X |  | 20 kV | _ | LV | 50 kVA :Pole Substation | 0.05 | --> | 0.05 | 0 | 0 | Constrained, otherwise capacity available =41 kVA | --> | 0.048 | 0 | 0.025 | 0 | 0 | Constrained, otherwise capacity available =30 kW | --> | E13 ex BALTINGLASS | Baltinglass [T421,T422] | STRATFORD |  | 52.8722 | -6.7547
MV/LV Substation RA***517Y |  | 20 kV | _ | LV | 100 kVA :Pole Substation | 0.1 | --> | 0.1 | 0.05 | 0.43 |  | --> | 0.095 | 0 | 0.011 | 0 | 0 | Constrained, otherwise capacity available =93 kW | --> | E19 ex TULLOW | Tullow [T421,T422] | CARLOW |  | 52.7966 | -6.6604
MV/LV Substation CA***527Y |  | 20 kV | _ | LV | 50 kVA :Pole Substation | 0.05 | --> | 0.05 | 0.05 | 0.43 |  | --> | 0.048 | 0 | 0 | 0 | 0 | Constrained, otherwise capacity available =48 kW | --> | E12 ex TULLOW | Tullow [T421,T422] | CARLOW |  | 52.746 | -6.7397
MV/LV Substation BA***529Z |  | 20 kV | _ | LV | 50 kVA :Pole Substation | 0.05 | --> | 0.05 | 0.045 | 2.83 |  | --> | 0.048 | 0 | 0 | 0 | 0 | Constrained, otherwise capacity available =48 kW | --> | E13 ex BAGENALSTOWN | Bagenalstown [T421,T422] | CARLOW |  | 52.6968 | -6.8944
MV/LV Substation BA***530Z |  | 20 kV | _ | LV | 50 kVA :Pole Substation | 0.05 | --> | 0.05 | 0 | 0 | Constrained, otherwise capacity available =50 kVA | --> | 0.048 | 0 | 0 | 0 | 0 | Constrained, otherwise capacity available =48 kW | --> | E13 ex BALTINGLASS | Baltinglass [T421,T422] | STRATFORD |  | 52.9369 | -6.7075
MV/LV Substation AR***543Z |  | 20 kV | _ | LV | 400 kVA :Kiosk Substation | 0.4 | --> | 0.4 | 0 | 0 | Constrained, otherwise capacity available =315 kVA | --> | 0.38 | 0 | 0.01 | 0 | 0 | Constrained, otherwise capacity available =384 kW | --> | E13 ex BALTINGLASS | Baltinglass [T421,T422] | STRATFORD |  | 52.9372 | -6.6979
MV/LV Substation CO***544 |  | 20 kV | _ | LV | 50 kVA :Pole Substation | 0.05 | --> | 0.05 | 0.049 | 0.43 |  | --> | 0.048 | 0 | 0.006 | 0 | 0 | Constrained, otherwise capacity available =43 kW | --> | E18 ex TULLOW | Tullow [T421,T422] | CARLOW |  | 52.8208 | -6.7327
MV/LV Substation SH***549Y |  | 20 kV | _ | LV | 50 kVA :Pole Substation | 0.05 | --> | 0.05 | 0.05 | 2.83 |  | --> | 0.048 | 0 | 0 | 0 | 0 | Constrained, otherwise capacity available =48 kW | --> | E13 ex BAGENALSTOWN | Bagenalstown [T421,T422] | CARLOW |  | 52.6787 | -6.8347
MV/LV Substation BI***554X |  | 20 kV | _ | LV | 50 kVA :Pole Substation | 0.05 | --> | 0.05 | 0 | 0 | Constrained, otherwise capacity available =33 kVA | --> | 0.048 | 0 | 0 | 0 | 0 | Constrained, otherwise capacity available =50 kW | --> | E13 ex BALTINGLASS | Baltinglass [T421,T422] | STRATFORD |  | 52.8962 | -6.8158
MV/LV Substation BA***554Y |  | 20 kV | _ | LV | 100 kVA :Pole Substation | 0.1 | --> | 0.1 | 0 | 0 | Constrained, otherwise capacity available =99 kVA | --> | 0.095 | 0 | 0 | 0 | 0 | Constrained, otherwise capacity available =95 kW | --> | E13 ex SHILLELAGH | Shillelagh [T421,T422] | CARLOW |  | 52.7801 | -6.5054
MV/LV Substation BA***555Z |  | 20 kV | _ | LV | 200 kVA :Pole Substation | 0.2 | --> | 0.2 | 0.137 | 0.43 |  | --> | 0.19 | 0 | 0.15 | 0 | 0 | Constrained, otherwise capacity available =87 kW | --> | E13 ex TULLOW | Tullow [T421,T422] | CARLOW |  | 52.7527 | -6.8308
MV/LV Substation FE***556Z |  | 20 kV | _ | LV | 200 kVA :Pole Substation | 0.2 | --> | 0.2 | 0.19 | 0.43 |  | --> | 0.19 | 0 | 0 | 0 | 0 | Constrained, otherwise capacity available =191 kW | --> | E13 ex TULLOW | Tullow [T421,T422] | CARLOW |  | 52.7355 | -6.7737
MV/LV Substation AB***558X |  | 20 kV | _ | LV | 50 kVA :Pole Substation | 0.05 | --> | 0.05 | 0 | 0 | Constrained, otherwise capacity available =36 kVA | --> | 0.048 | 0 | 0.008 | 0 | 0 | Constrained, otherwise capacity available =44 kW | --> | E13 ex BALTINGLASS | Baltinglass [T421,T422] | STRATFORD |  | 52.905 | -6.8329
MV/LV Substation AR***568X |  | 20 kV | _ | LV | 50 kVA :Pole Substation | 0.05 | --> | 0.05 | 0 | 0.43 |  | --> | 0.048 | 0 | 0 | 0 | 0 | Constrained, otherwise capacity available =54 kW | --> | E12 ex TULLOW | Tullow [T421,T422] | CARLOW |  | 52.7898 | -6.7487
MV/LV Substation TU***570Z |  | 20 kV | _ | LV | 400 kVA :Kiosk Substation | 0.4 | --> | 0.4 | 0.304 | 0.43 |  | --> | 0.38 | 0 | 0.013 | 0 | 0 | Constrained, otherwise capacity available =383 kW | --> | E16 ex TULLOW | Tullow [T421,T422] | CARLOW |  | 52.8087 | -6.7254
MV/LV Substation AR***571 |  | 20 kV | _ | LV | 400 kVA :Kiosk Substation | 0.4 | --> | 0.4 | 0 | 0 | Constrained, otherwise capacity available =362 kVA | --> | 0.38 | 0 | 0.051 | 0 | 0 | Constrained, otherwise capacity available =347 kW | --> | E17 ex BALTINGLASS | Baltinglass [T421,T422] | STRATFORD |  | 52.874 | -6.7018
MV/LV Substation CO***572 |  | 20 kV | _ | LV | 100 kVA :Pole Substation | 0.1 | --> | 0.1 | 0 | 0 | Constrained, otherwise capacity available =41 kVA | --> | 0.095 | 0 | 0.005 | 0 | 0 | Constrained, otherwise capacity available =99 kW | --> | E17 ex BALTINGLASS | Baltinglass [T421,T422] | STRATFORD |  | 52.876 | -6.6997
MV/LV Substation PA***574 |  | 20 kV | _ | LV | 50 kVA :Pole Substation | 0.05 | --> | 0.05 | 0 | 0 | Constrained, otherwise capacity available =42 kVA | --> | 0.048 | 0 | 0.014 | 0 | 0 | Constrained, otherwise capacity available =38 kW | --> | E17 ex BALTINGLASS | Baltinglass [T421,T422] | STRATFORD |  | 52.8807 | -6.6824
MV/LV Substation RA***586Y |  | 20 kV | _ | LV | 50 kVA :Pole Substation | 0.05 | --> | 0.05 | 0 | 0.43 |  | --> | 0.048 | 0 | 0.055 | 0 | 0 | Constrained, otherwise capacity available =14 kW | --> | E13 ex TULLOW | Tullow [T421,T422] | CARLOW |  | 52.8247 | -6.7883
MV/LV Substation EA***587Y |  | 20 kV | _ | LV | 50 kVA :Pole Substation | 0.05 | --> | 0.05 | 0.048 | 0.43 |  | --> | 0.048 | 0 | 0 | 0 | 0 | Constrained, otherwise capacity available =48 kW | --> | E18 ex TULLOW | Tullow [T421,T422] | CARLOW |  | 52.8535 | -6.5517
MV/LV Substation AB***587Z |  | 20 kV | _ | LV | 400 kVA :Kiosk Substation | 0.4 | --> | 0.4 | 0 | 0 | Constrained, otherwise capacity available =282 kVA | --> | 0.38 | 0 | 0.027 | 0 | 0 | Constrained, otherwise capacity available =376 kW | --> | E13 ex BALTINGLASS | Baltinglass [T421,T422] | STRATFORD |  | 52.9068 | -6.8408
MV/LV Substation BA***588Y |  | 20 kV | _ | LV | 200 kVA :Kiosk Substation | 0.2 | --> | 0.2 | 0 | 0 | Constrained, otherwise capacity available =139 kVA | --> | 0.19 | 0 | 0.05 | 0 | 0 | Constrained, otherwise capacity available =161 kW | --> | E13 ex BALTINGLASS | Baltinglass [T421,T422] | STRATFORD |  | 52.9372 | -6.6938
MV/LV Substation TU***590X |  | 20 kV | _ | LV | 100 kVA :Pole Substation | 0.1 | --> | 0.1 | 0.091 | 0.43 |  | --> | 0.095 | 0 | 0 | 0 | 0 | Constrained, otherwise capacity available =96 kW | --> | E12 ex TULLOW | Tullow [T421,T422] | CARLOW |  | 52.8076 | -6.7261
MV/LV Substation FR***592X |  | 20 kV | _ | LV | 50 kVA :Pole Substation | 0.05 | --> | 0.05 | 0 | 0 | Constrained, otherwise capacity available =50 kVA | --> | 0.048 | 0 | 0 | 0 | 0 | Constrained, otherwise capacity available =48 kW | --> | E12 ex BALTINGLASS | Baltinglass [T421,T422] | STRATFORD |  | 53.0089 | -6.6959
MV/LV Substation PA***596X |  | 20 kV | _ | LV | 200 kVA :Pole Substation | 0.2 | --> | 0.2 | 0 | 0 | Constrained, otherwise capacity available =156 kVA | --> | 0.19 | 0 | 0 | 0 | 0 | Constrained, otherwise capacity available =196 kW | --> | E13 ex BALTINGLASS | Baltinglass [T421,T422] | STRATFORD |  | 52.9349 | -6.7023
MV/LV Substation CR***596Y |  | 20 kV | _ | LV | 50 kVA :Pole Substation | 0.05 | --> | 0.05 | 0 | 0 | Constrained, otherwise capacity available =42 kVA | --> | 0.048 | 0 | 0.002 | 0 | 0 | Constrained, otherwise capacity available =47 kW | --> | E19 ex SHILLELAGH | Shillelagh [T421,T422] | CARLOW |  | 52.7161 | -6.5207
MV/LV Substation CA***596Z |  | 20 kV | _ | LV | 200 kVA :Kiosk Substation | 0.2 | --> | 0.2 | 0.152 | 0.43 |  | --> | 0.19 | 0 | 0.01 | 0 | 0 | Constrained, otherwise capacity available =189 kW | --> | E13 ex TULLOW | Tullow [T421,T422] | CARLOW |  | 52.8061 | -6.752
MV/LV Substation CA***597Z |  | 20 kV | _ | LV | 100 kVA :Pole Substation | 0.1 | --> | 0.1 | 0.098 | 0.43 |  | --> | 0.095 | 0 | 0 | 0 | 0 | Constrained, otherwise capacity available =95 kW | --> | E13 ex TULLOW | Tullow [T421,T422] | CARLOW |  | 52.8032 | -6.7635
MV/LV Substation FL***601Z |  | 20 kV | _ | LV | 50 kVA :Pole Substation | 0.05 | --> | 0.05 | 0.046 | 2.83 |  | --> | 0.048 | 0 | 0 | 0 | 0 | Constrained, otherwise capacity available =48 kW | --> | E13 ex BAGENALSTOWN | Bagenalstown [T421,T422] | CARLOW |  | 52.6552 | -6.8684
MV/LV Substation MY***602X |  | 20 kV | _ | LV | 100 kVA :Pole Substation | 0.1 | --> | 0.1 | 0.04 | 2.83 |  | --> | 0.095 | 0 | 0.004 | 0 | 0 | Constrained, otherwise capacity available =100 kW | --> | E13 ex BAGENALSTOWN | Bagenalstown [T421,T422] | CARLOW |  | 52.6865 | -6.7786
MV/LV Substation KN***608Y |  | 20 kV | _ | LV | 100 kVA :Pole Substation | 0.1 | --> | 0.1 | 0 | 0 | Constrained, otherwise capacity available =100 kVA | --> | 0.095 | 0 | 0 | 0 | 0 | Constrained, otherwise capacity available =95 kW | --> | E13 ex BALTINGLASS | Baltinglass [T421,T422] | STRATFORD |  | 52.8995 | -6.7862
MV/LV Substation BE***610X |  | 20 kV | _ | LV | 200 kVA :Pole Substation | 0.2 | --> | 0.2 | 0.193 | 2.83 |  | --> | 0.19 | 0 | 0 | 0 | 0 | Constrained, otherwise capacity available =191 kW | --> | E13 ex BAGENALSTOWN | Bagenalstown [T421,T422] | CARLOW |  | 52.669 | -6.7811
MV/LV Substation BO***616Y |  | 20 kV | _ | LV | 200 kVA :Pole Substation | 0.2 | --> | 0.2 | 0.087 | 2.83 |  | --> | 0.19 | 0 | 0 | 0 | 0 | Constrained, otherwise capacity available =205 kW | --> | E18 ex BAGENALSTOWN | Bagenalstown [T421,T422] | CARLOW |  | 52.7222 | -6.88
MV/LV Substation RA***617 |  | 20 kV | _ | LV | 630 kVA :Kiosk Substation | 0.63 | --> | 0.63 | 0.431 | 0.43 | Constrained, otherwise capacity available =584 kVA | --> | 0.598 | 0 | 0.1 | 0 | 0 | Constrained, otherwise capacity available =531 kW | --> | E19 ex TULLOW | Tullow [T421,T422] | CARLOW |  | 52.8007 | -6.6743
MV/LV Substation KN***618 |  | 20 kV | _ | LV | 50 kVA :Pole Substation | 0.05 | --> | 0.05 | 0.041 | 0.43 |  | --> | 0.048 | 0 | 0.02 | 0 | 0 | Constrained, otherwise capacity available =34 kW | --> | E19 ex TULLOW | Tullow [T421,T422] | CARLOW |  | 52.8058 | -6.6675
MV/LV Substation CA***623Y |  | 20 kV | _ | LV | 50 kVA :Pole Substation | 0.05 | --> | 0.05 | 0 | 0 | Constrained, otherwise capacity available =50 kVA | --> | 0.048 | 0 | 0 | 0 | 0 | Constrained, otherwise capacity available =48 kW | --> | E13 ex BALTINGLASS | Baltinglass [T421,T422] | STRATFORD |  | 52.9132 | -6.8336
MV/LV Substation BA***623Z |  | 20 kV | _ | LV | 200 kVA :Pole Substation | 0.2 | --> | 0.2 | 0 | 0 | Constrained, otherwise capacity available =60 kVA | --> | 0.19 | 0 | 0 | 0 | 0 | Constrained, otherwise capacity available =208 kW | --> | E12 ex BALTINGLASS | Baltinglass [T421,T422] | STRATFORD |  | 52.9921 | -6.6384
MV/LV Substation ST***626Z |  | 20 kV | _ | LV | 50 kVA :Pole Substation | 0.05 | --> | 0.05 | 0 | 0 | Constrained, otherwise capacity available =44 kVA | --> | 0.048 | 0 | 0 | 0 | 0 | Constrained, otherwise capacity available =48 kW | --> | E12 ex BALTINGLASS | Baltinglass [T421,T422] | STRATFORD |  | 52.9829 | -6.6714
MV/LV Substation MI***630X |  | 20 kV | _ | LV | 50 kVA :Pole Substation | 0.05 | --> | 0.05 | 0.043 | 2.83 |  | --> | 0.048 | 0 | 0.005 | 0 | 0 | Constrained, otherwise capacity available =45 kW | --> | E13 ex BAGENALSTOWN | Bagenalstown [T421,T422] | CARLOW |  | 52.6742 | -6.8409
MV/LV Substation BA***631Z |  | 20 kV | _ | LV | 50 kVA :Pole Substation | 0.05 | --> | 0.05 | 0 | 0 | Constrained, otherwise capacity available =49 kVA | --> | 0.048 | 0 | 0 | 0 | 0 | Constrained, otherwise capacity available =48 kW | --> | E12 ex BALTINGLASS | Baltinglass [T421,T422] | STRATFORD |  | 52.9852 | -6.6324
MV/LV Substation EU***632Z |  | 20 kV | _ | LV | 100 kVA :Pole Substation | 0.1 | --> | 0.1 | 0.1 | 2.83 |  | --> | 0.095 | 0 | 0 | 0 | 0 | Constrained, otherwise capacity available =95 kW | --> | E18 ex BAGENALSTOWN | Bagenalstown [T421,T422] | CARLOW |  | 52.7022 | -6.9004
MV/LV Substation SE***634Z |  | 20 kV | _ | LV | 50 kVA :Pole Substation | 0.05 | --> | 0.05 | 0.04 | 0.43 |  | --> | 0.048 | 0 | 0 | 0 | 0 | Constrained, otherwise capacity available =49 kW | --> | E13 ex TULLOW | Tullow [T421,T422] | CARLOW |  | 52.7428 | -6.7692
MV/LV Substation MA***636X |  | 20 kV | _ | LV | 200 kVA :Pole Substation | 0.2 | --> | 0.2 | 0.155 | 0.43 |  | --> | 0.19 | 0 | 0.004 | 0 | 0 | Constrained, otherwise capacity available =193 kW | --> | E18 ex TULLOW | Tullow [T421,T422] | CARLOW |  | 52.8618 | -6.5593
MV/LV Substation WO***637Z |  | 20 kV | _ | LV | 400 kVA :Kiosk Substation | 0.4 | --> | 0.4 | 0.356 | 2.83 |  | --> | 0.38 | 0 | 0.013 | 0 | 0 | Constrained, otherwise capacity available =376 kW | --> | E18 ex BAGENALSTOWN | Bagenalstown [T421,T422] | CARLOW |  | 52.7159 | -6.8485
MV/LV Substation RA***638Y |  | 20 kV | _ | LV | 50 kVA :Pole Substation | 0.05 | --> | 0.05 | 0.034 | 0.43 |  | --> | 0.048 | 0 | 0 | 0 | 0 | Constrained, otherwise capacity available =50 kW | --> | E13 ex TULLOW | Tullow [T421,T422] | CARLOW |  | 52.7888 | -6.7997
MV/LV Substation OL***639Z |  | 20 kV | _ | LV | 400 kVA :Kiosk Substation | 0.4 | --> | 0.4 | 0.387 | 0.43 |  | --> | 0.38 | 0 | 0 | 0 | 0 | Constrained, otherwise capacity available =382 kW | --> | E15 ex TULLOW | Tullow [T421,T422] | CARLOW |  | 52.8022 | -6.7355
MV/LV Substation MY***645Z |  | 20 kV | _ | LV | 50 kVA :Pole Substation | 0.05 | --> | 0.05 | 0.04 | 2.83 |  | --> | 0.048 | 0 | 0 | 0 | 0 | Constrained, otherwise capacity available =49 kW | --> | E13 ex BAGENALSTOWN | Bagenalstown [T421,T422] | CARLOW |  | 52.688 | -6.7897
MV/LV Substation KI***649X |  | 20 kV | _ | LV | 200 kVA :Pole Substation | 0.2 | --> | 0.2 | 0 | 0 | Constrained, otherwise capacity available =148 kVA | --> | 0.19 | 0 | 0 | 0 | 0 | Constrained, otherwise capacity available =197 kW | --> | E13 ex BALTINGLASS | Baltinglass [T421,T422] | STRATFORD |  | 52.8704 | -6.8099
MV/LV Substation MU***650Z |  | 20 kV | _ | LV | 50 kVA :Pole Substation | 0.05 | --> | 0.05 | 0.049 | 0.43 |  | --> | 0.048 | 0 | 0 | 0 | 0 | Constrained, otherwise capacity available =48 kW | --> | E19 ex TULLOW | Tullow [T421,T422] | CARLOW |  | 52.7943 | -6.5323
MV/LV Substation RA***658X |  | 20 kV | _ | LV | 50 kVA :Pole Substation | 0.05 | --> | 0.05 | 0.028 | 0.43 |  | --> | 0.048 | 0 | 0.01 | 0 | 0 | Constrained, otherwise capacity available =43 kW | --> | E13 ex TULLOW | Tullow [T421,T422] | CARLOW |  | 52.7878 | -6.8008
MV/LV Substation BA***659X |  | 20 kV | _ | LV | 200 kVA :Pole Substation | 0.2 | --> | 0.2 | 0 | 0 | Constrained, otherwise capacity available =170 kVA | --> | 0.19 | 0 | 0 | 0 | 0 | Constrained, otherwise capacity available =194 kW | --> | E17 ex BALTINGLASS | Baltinglass [T421,T422] | STRATFORD |  | 52.932 | -6.6791
MV/LV Substation ST***659Z |  | 20 kV | _ | LV | 200 kVA :Kiosk Substation | 0.2 | --> | 0.2 | 0.179 | 2.83 |  | --> | 0.19 | 0 | 0 | 0 | 0 | Constrained, otherwise capacity available =193 kW | --> | E13 ex BAGENALSTOWN | Bagenalstown [T421,T422] | CARLOW |  | 52.6889 | -6.7806
MV/LV Substation KI***661X |  | 20 kV | _ | LV | 50 kVA :Pole Substation | 0.05 | --> | 0.05 | 0 | 0 | Constrained, otherwise capacity available =45 kVA | --> | 0.048 | 0 | 0 | 0 | 0 | Constrained, otherwise capacity available =48 kW | --> | E17 ex BALTINGLASS | Baltinglass [T421,T422] | STRATFORD |  | 52.903 | -6.6021
MV/LV Substation RA***663X |  | 20 kV | _ | LV | 100 kVA :Pole Substation | 0.1 | --> | 0.1 | 0 | 0 |  | --> | 0.095 | 0 | 0.015 | 0 | 0 | Constrained, otherwise capacity available =102 kW | --> | E17 ex BALTINGLASS | Baltinglass [T421,T422] | STRATFORD |  | 52.8815 | -6.6951
MV/LV Substation NE***664X |  | 20 kV | _ | LV | 50 kVA :Pole Substation | 0.05 | --> | 0.05 | 0 | 0 | Constrained, otherwise capacity available =38 kVA | --> | 0.048 | 0 | 0 | 0 | 0 | Constrained, otherwise capacity available =49 kW | --> | E17 ex BALTINGLASS | Baltinglass [T421,T422] | STRATFORD |  | 52.9238 | -6.6773
MV/LV Substation MI***665 |  | 20 kV | _ | LV | 100 kVA :Pole Substation | 0.1 | --> | 0.1 | 0.087 | 0.43 |  | --> | 0.095 | 0 | 0.011 | 0 | 0 | Constrained, otherwise capacity available =89 kW | --> | E19 ex TULLOW | Tullow [T421,T422] | CARLOW |  | 52.8366 | -6.5579
MV/LV Substation AR***670Z |  | 20 kV | _ | LV | 200 kVA :Kiosk Substation | 0.2 | --> | 0.2 | 0 | 0 | Constrained, otherwise capacity available =145 kVA | --> | 0.19 | 0 | 0.023 | 0 | 0 | Constrained, otherwise capacity available =180 kW | --> | E20 ex BALTINGLASS | Baltinglass [T421,T422] | STRATFORD |  | 52.9384 | -6.6966
MV/LV Substation KN***680Z |  | 20 kV | _ | LV | 200 kVA :Pole Substation | 0.2 | --> | 0.2 | 0 | 0 | Constrained, otherwise capacity available =174 kVA | --> | 0.19 | 0 | 0 | 0 | 0 | Constrained, otherwise capacity available =194 kW | --> | E13 ex BALTINGLASS | Baltinglass [T421,T422] | STRATFORD |  | 52.8803 | -6.8149
MV/LV Substation GO***686X |  | 20 kV | _ | LV | 50 kVA :Pole Substation | 0.05 | --> | 0.05 | 0 | 0 | Constrained, otherwise capacity available =48 kVA | --> | 0.048 | 0 | 0.005 | 0 | 0 | Constrained, otherwise capacity available =44 kW | --> | E12 ex BALTINGLASS | Baltinglass [T421,T422] | STRATFORD |  | 52.9794 | -6.7107
MV/LV Substation KN***690X |  | 20 kV | _ | LV | 50 kVA :Pole Substation | 0.05 | --> | 0.05 | 0 | 0 | Constrained, otherwise capacity available =17 kVA | --> | 0.048 | 0 | 0 | 0 | 0 | Constrained, otherwise capacity available =52 kW | --> | E20 ex BALTINGLASS | Baltinglass [T421,T422] | STRATFORD |  | 52.9438 | -6.7307
MV/LV Substation RA***697Z |  | 20 kV | _ | LV | 50 kVA :Pole Substation | 0.05 | --> | 0.05 | 0.033 | 0.43 |  | --> | 0.048 | 0 | 0.025 | 0 | 0 | Constrained, otherwise capacity available =31 kW | --> | E19 ex TULLOW | Tullow [T421,T422] | CARLOW |  | 52.8044 | -6.6572
MV/LV Substation SC***698Z |  | 20 kV | _ | LV | 200 kVA :Kiosk Substation | 0.2 | --> | 0.2 | 0.187 | 2.83 |  | --> | 0.19 | 0 | 0.004 | 0 | 0 | Constrained, otherwise capacity available =189 kW | --> | E13 ex BAGENALSTOWN | Bagenalstown [T421,T422] | CARLOW |  | 52.6486 | -6.9303
MV/LV Substation PA***704X |  | 20 kV | _ | LV | 100 kVA :Pole Substation | 0.1 | --> | 0.1 | 0 | 0 | Constrained, otherwise capacity available =65 kVA | --> | 0.095 | 0 | 0.005 | 0 | 0 | Constrained, otherwise capacity available =96 kW | --> | E17 ex BALTINGLASS | Baltinglass [T421,T422] | STRATFORD |  | 52.8798 | -6.6888
MV/LV Substation BA***704Z |  | 20 kV | _ | LV | 100 kVA :Pole Substation | 0.1 | --> | 0.1 | 0 | 0 | Constrained, otherwise capacity available =91 kVA | --> | 0.095 | 0 | 0 | 0 | 0 | Constrained, otherwise capacity available =96 kW | --> | E13 ex BALTINGLASS | Baltinglass [T421,T422] | STRATFORD |  | 52.9049 | -6.7532
MV/LV Substation CO***707X |  | 20 kV | _ | LV | 50 kVA :Pole Substation | 0.05 | --> | 0.05 | 0 | 0 | Constrained, otherwise capacity available =34 kVA | --> | 0.048 | 0 | 0 | 0 | 0 | Constrained, otherwise capacity available =50 kW | --> | E17 ex BALTINGLASS | Baltinglass [T421,T422] | STRATFORD |  | 52.8706 | -6.667
MV/LV Substation WH***707Z |  | 20 kV | _ | LV | 200 kVA :Kiosk Substation | 0.2 | --> | 0.2 | 0 | 0 | Constrained, otherwise capacity available =125 kVA | --> | 0.19 | 0 | 0 | 0 | 0 | Constrained, otherwise capacity available =200 kW | --> | E13 ex BALTINGLASS | Baltinglass [T421,T422] | STRATFORD |  | 52.9338 | -6.6963
MV/LV Substation CH***708Y |  | 20 kV | _ | LV | 200 kVA :Pole Substation | 0.2 | --> | 0.2 | 0.176 | 0.43 |  | --> | 0.19 | 0 | 0 | 0 | 0 | Constrained, otherwise capacity available =193 kW | --> | E15 ex TULLOW | Tullow [T421,T422] | CARLOW |  | 52.8045 | -6.7457
MV/LV Substation QU***712Y |  | 20 kV | _ | LV | 50 kVA :Pole Substation | 0.05 | --> | 0.05 | 0 | 0 | Constrained, otherwise capacity available =49 kVA | --> | 0.048 | 0 | 0 | 0 | 0 | Constrained, otherwise capacity available =48 kW | --> | E13 ex SHILLELAGH | Shillelagh [T421,T422] | CARLOW |  | 52.7619 | -6.5315
MV/LV Substation BR***712Z |  | 20 kV | _ | LV | 630 kVA :Building Structure | 0.63 | --> | 0.63 | 0.431 | 0.43 | Constrained, otherwise capacity available =525 kVA | --> | 0.598 | 0 | 0.005 | 0 | 0 | Constrained, otherwise capacity available =609 kW | --> | E15 ex TULLOW | Tullow [T421,T422] | CARLOW |  | 52.8031 | -6.7382
MV/LV Substation BA***713Y |  | 20 kV | _ | LV | 50 kVA :Pole Substation | 0.05 | --> | 0.05 | 0 | 0 | Constrained, otherwise capacity available =50 kVA | --> | 0.048 | 0 | 0 | 0 | 0 | Constrained, otherwise capacity available =48 kW | --> | E13 ex SHILLELAGH | Shillelagh [T421,T422] | CARLOW |  | 52.7646 | -6.5497
MV/LV Substation RE***722X |  | 20 kV | _ | LV | 50 kVA :Pole Substation | 0.05 | --> | 0.05 | 0.048 | 0.43 |  | --> | 0.048 | 0 | 0 | 0 | 0 | Constrained, otherwise capacity available =48 kW | --> | E13 ex TULLOW | Tullow [T421,T422] | CARLOW |  | 52.8118 | -6.7978
MV/LV Substation BA***731Z |  | 20 kV | _ | LV | 50 kVA :Pole Substation | 0.05 | --> | 0.05 | 0.048 | 2.83 |  | --> | 0.048 | 0 | 0 | 0 | 0 | Constrained, otherwise capacity available =48 kW | --> | E13 ex BAGENALSTOWN | Bagenalstown [T421,T422] | CARLOW |  | 52.7002 | -6.8972
MV/LV Substation KI***733 |  | 20 kV | _ | LV | 50 kVA :Pole Substation | 0.05 | --> | 0.05 | 0 | 0.43 |  | --> | 0.048 | 0 | 0 | 0 | 0 | Constrained, otherwise capacity available =57 kW | --> | E16 ex TULLOW | Tullow [T421,T422] | CARLOW |  | 52.7784 | -6.6485
MV/LV Substation CO***735Z |  | 20 kV | _ | LV | 400 kVA :Kiosk Substation | 0.4 | --> | 0.4 | 0.376 | 0.43 |  | --> | 0.38 | 0 | 0 | 0 | 0 | Constrained, otherwise capacity available =383 kW | --> | E19 ex TULLOW | Tullow [T421,T422] | CARLOW |  | 52.8064 | -6.7131
MV/LV Substation CA***739Y |  | 20 kV | _ | LV | 200 kVA :Pole Substation | 0.2 | --> | 0.2 | 0 | 0 | Constrained, otherwise capacity available =200 kVA | --> | 0.19 | 0 | 0 | 0 | 0 | Constrained, otherwise capacity available =190 kW | --> | E13 ex BALTINGLASS | Baltinglass [T421,T422] | STRATFORD |  | 52.9155 | -6.835
MV/LV Substation AL***739Z |  | 20 kV | _ | LV | 400 kVA :Kiosk Substation | 0.4 | --> | 0.4 | 0.096 | 0.43 |  | --> | 0.38 | 0 | 0.039 | 0 | 0 | Constrained, otherwise capacity available =390 kW | --> | E15 ex TULLOW | Tullow [T421,T422] | CARLOW |  | 52.8041 | -6.7337
MV/LV Substation TH***744 |  | 20 kV | _ | LV | 100 kVA :Pole Substation | 0.1 | --> | 0.1 | 0.055 | 0.43 |  | --> | 0.095 | 0 | 0 | 0 | 0 | Constrained, otherwise capacity available =101 kW | --> | E16 ex TULLOW | Tullow [T421,T422] | CARLOW |  | 52.7716 | -6.6746
MV/LV Substation PU***747X |  | 20 kV | _ | LV | 50 kVA :Pole Substation | 0.05 | --> | 0.05 | 0.014 | 0.43 |  | --> | 0.048 | 0 | 0 | 0 | 0 | Constrained, otherwise capacity available =52 kW | --> | E18 ex TULLOW | Tullow [T421,T422] | CARLOW |  | 52.869 | -6.553
MV/LV Substation AR***749 |  | 20 kV | _ | LV | 50 kVA :Pole Substation | 0.05 | --> | 0.05 | 0.042 | 0.43 |  | --> | 0.048 | 0 | 0 | 0 | 0 | Constrained, otherwise capacity available =49 kW | --> | E16 ex TULLOW | Tullow [T421,T422] | CARLOW |  | 52.7814 | -6.6862
MV/LV Substation WO***749Z |  | 20 kV | _ | LV | 200 kVA :Kiosk Substation | 0.2 | --> | 0.2 | 0.186 | 2.83 |  | --> | 0.19 | 0 | 0 | 0 | 0 | Constrained, otherwise capacity available =192 kW | --> | E18 ex BAGENALSTOWN | Bagenalstown [T421,T422] | CARLOW |  | 52.7172 | -6.8496
MV/LV Substation BA***752X |  | 20 kV | _ | LV | 50 kVA :Pole Substation | 0.05 | --> | 0.05 | 0 | 0 | Constrained, otherwise capacity available =42 kVA | --> | 0.048 | 0 | 0 | 0 | 0 | Constrained, otherwise capacity available =49 kW | --> | E12 ex BALTINGLASS | Baltinglass [T421,T422] | STRATFORD |  | 52.9992 | -6.6862
MV/LV Substation ST***752Y |  | 20 kV | _ | LV | 50 kVA :Pole Substation | 0.05 | --> | 0.05 | 0 | 0 | Constrained, otherwise capacity available =49 kVA | --> | 0.048 | 0 | 0 | 0 | 0 | Constrained, otherwise capacity available =48 kW | --> | E12 ex BALTINGLASS | Baltinglass [T421,T422] | STRATFORD |  | 52.9978 | -6.6706
MV/LV Substation PA***754Z |  | 20 kV | _ | LV | 400 kVA :Kiosk Substation | 0.4 | --> | 0.4 | 0.325 | 0.43 |  | --> | 0.38 | 0 | 0.091 | 0 | 0 | Constrained, otherwise capacity available =323 kW | --> | E16 ex TULLOW | Tullow [T421,T422] | CARLOW |  | 52.8073 | -6.7214
MV/LV Substation ST***755Z |  | 20 kV | _ | LV | 400 kVA :Kiosk Substation | 0.4 | --> | 0.4 | 0.358 | 0.43 |  | --> | 0.38 | 0 | 0 | 0 | 0 | Constrained, otherwise capacity available =386 kW | --> | E12 ex TULLOW | Tullow [T421,T422] | CARLOW |  | 52.8068 | -6.7255
MV/LV Substation CO***756Z |  | 20 kV | _ | LV | 400 kVA :Kiosk Substation | 0.4 | --> | 0.4 | 0.255 | 0.43 |  | --> | 0.38 | 0 | 0.049 | 0 | 0 | Constrained, otherwise capacity available =363 kW | --> | E15 ex TULLOW | Tullow [T421,T422] | CARLOW |  | 52.7945 | -6.7524
MV/LV Substation RA***757X |  | 20 kV | _ | LV | 100 kVA :Pole Substation | 0.1 | --> | 0.1 | 0 | 0 | Constrained, otherwise capacity available =60 kVA | --> | 0.095 | 0 | 0 | 0 | 0 | Constrained, otherwise capacity available =100 kW | --> | E12 ex BALTINGLASS | Baltinglass [T421,T422] | STRATFORD |  | 53.0189 | -6.6535
MV/LV Substation WH***763X |  | 20 kV | _ | LV | 50 kVA :Pole Substation | 0.05 | --> | 0.05 | 0 | 0 | Constrained, otherwise capacity available =33 kVA | --> | 0.048 | 0 | 0 | 0 | 0 | Constrained, otherwise capacity available =50 kW | --> | E12 ex BALTINGLASS | Baltinglass [T421,T422] | STRATFORD |  | 53.0121 | -6.662
MV/LV Substation WO***765Y |  | 20 kV | _ | LV | 100 kVA :Pole Substation | 0.1 | --> | 0.1 | 0.057 | 0.43 |  | --> | 0.095 | 0 | 0.004 | 0 | 0 | Constrained, otherwise capacity available =98 kW | --> | E12 ex TULLOW | Tullow [T421,T422] | CARLOW |  | 52.7971 | -6.7308
MV/LV Substation KE***768X |  | 20 kV | _ | LV | 1000 kVA :Kiosk Substation | 1 | --> | 1 | 0 | 0 | Constrained, otherwise capacity available =966 kVA | --> | 0.95 | 0 | 0 | 0 | 0 | Constrained, otherwise capacity available =955 kW | --> | E12 ex BALTINGLASS | Baltinglass [T421,T422] | STRATFORD |  | 52.9824 | -6.5872
MV/LV Substation TU***769Z |  | 20 kV | _ | LV | 400 kVA :Kiosk Substation | 0.4 | --> | 0.4 | 0.354 | 0.43 |  | --> | 0.38 | 0 | 0.003 | 0 | 0 | Constrained, otherwise capacity available =384 kW | --> | E12 ex TULLOW | Tullow [T421,T422] | CARLOW |  | 52.8067 | -6.7273
MV/LV Substation WO***773Y |  | 20 kV | _ | LV | 50 kVA :Pole Substation | 0.05 | --> | 0.05 | 0 | 0 | Constrained, otherwise capacity available =47 kVA | --> | 0.048 | 0 | 0 | 0 | 0 | Constrained, otherwise capacity available =48 kW | --> | E17 ex BALTINGLASS | Baltinglass [T421,T422] | STRATFORD |  | 52.926 | -6.6594
MV/LV Substation KI***774X |  | 20 kV | _ | LV | 50 kVA :Pole Substation | 0.05 | --> | 0.05 | 0 | 0 | Constrained, otherwise capacity available =27 kVA | --> | 0.048 | 0 | 0 | 0 | 0 | Constrained, otherwise capacity available =51 kW | --> | E17 ex BALTINGLASS | Baltinglass [T421,T422] | STRATFORD |  | 52.9018 | -6.6465
MV/LV Substation CO***776Z |  | 20 kV | _ | LV | 200 kVA :Kiosk Substation | 0.2 | --> | 0.2 | 0.186 | 0.43 |  | --> | 0.19 | 0 | 0.015 | 0 | 0 | Constrained, otherwise capacity available =181 kW | --> | E15 ex TULLOW | Tullow [T421,T422] | CARLOW |  | 52.8024 | -6.7497
MV/LV Substation BR***777Z |  | 20 kV | _ | LV | 200 kVA :Kiosk Substation | 0.2 | --> | 0.2 | 0.172 | 0.43 |  | --> | 0.19 | 0 | 0.011 | 0 | 0 | Constrained, otherwise capacity available =186 kW | --> | E12 ex TULLOW | Tullow [T421,T422] | CARLOW |  | 52.8034 | -6.7243
MV/LV Substation CR***779Y |  | 20 kV | _ | LV | 50 kVA :Pole Substation | 0.05 | --> | 0.05 | 0.044 | 0.43 |  | --> | 0.048 | 0 | 0 | 0 | 0 | Constrained, otherwise capacity available =48 kW | --> | E13 ex TULLOW | Tullow [T421,T422] | CARLOW |  | 52.725 | -6.7579
MV/LV Substation SC***779Z |  | 20 kV | _ | LV | 50 kVA :Pole Substation | 0.05 | --> | 0.05 | 0 | 0 | Constrained, otherwise capacity available =50 kVA | --> | 0.048 | 0 | 0 | 0 | 0 | Constrained, otherwise capacity available =48 kW | --> | E12 ex BALTINGLASS | Baltinglass [T421,T422] | STRATFORD |  | 53.0014 | -6.6858
MV/LV Substation AG***780 |  | 20 kV | _ | LV | 50 kVA :Pole Substation | 0.05 | --> | 0.05 | 0.043 | 0.43 |  | --> | 0.048 | 0 | 0 | 0 | 0 | Constrained, otherwise capacity available =48 kW | --> | E12 ex TULLOW | Tullow [T421,T422] | CARLOW |  | 52.7599 | -6.7324
MV/LV Substation AL***783 |  | 20 kV | _ | LV | 200 kVA :Pole Substation | 0.2 | --> | 0.2 | 0.187 | 0.43 |  | --> | 0.19 | 0 | 0 | 0 | 0 | Constrained, otherwise capacity available =192 kW | --> | E13 ex TULLOW | Tullow [T421,T422] | CARLOW |  | 52.7339 | -6.7216
MV/LV Substation BA***786 |  | 20 kV | _ | LV | 200 kVA :Pole Substation | 0.2 | --> | 0.2 | 0.179 | 0.43 |  | --> | 0.19 | 0 | 0.017 | 0 | 0 | Constrained, otherwise capacity available =180 kW | --> | E19 ex TULLOW | Tullow [T421,T422] | CARLOW |  | 52.8125 | -6.6294
MV/LV Substation FA***788 |  | 20 kV | _ | LV | 200 kVA :Pole Substation | 0.2 | --> | 0.2 | 0.064 | 0.43 |  | --> | 0.19 | 0 | 0.036 | 0 | 0 | Constrained, otherwise capacity available =181 kW | --> | E18 ex TULLOW | Tullow [T421,T422] | CARLOW |  | 52.8628 | -6.5562
MV/LV Substation RU***788Z |  | 20 kV | _ | LV | 50 kVA :Pole Substation | 0.05 | --> | 0.05 | 0.046 | 0.43 |  | --> | 0.048 | 0 | 0.005 | 0 | 0 | Constrained, otherwise capacity available =44 kW | --> | E13 ex TULLOW | Tullow [T421,T422] | CARLOW |  | 52.7924 | -6.7811
MV/LV Substation AL***792Y |  | 20 kV | _ | LV | 200 kVA :Kiosk Substation | 0.2 | --> | 0.2 | 0 | 0 | Constrained, otherwise capacity available =150 kVA | --> | 0.19 | 0 | 0.013 | 0 | 0 | Constrained, otherwise capacity available =187 kW | --> | E13 ex BALTINGLASS | Baltinglass [T421,T422] | STRATFORD |  | 52.9339 | -6.6925
MV/LV Substation KN***794Y |  | 20 kV | _ | LV | 50 kVA :Pole Substation | 0.05 | --> | 0.05 | 0.048 | 0.43 |  | --> | 0.048 | 0 | 0 | 0 | 0 | Constrained, otherwise capacity available =48 kW | --> | E19 ex TULLOW | Tullow [T421,T422] | CARLOW |  | 52.7998 | -6.6966
MV/LV Substation KN***796Z |  | 20 kV | _ | LV | 50 kVA :Pole Substation | 0.05 | --> | 0.05 | 0.044 | 0.43 |  | --> | 0.048 | 0 | 0 | 0 | 0 | Constrained, otherwise capacity available =48 kW | --> | E18 ex TULLOW | Tullow [T421,T422] | CARLOW |  | 52.8708 | -6.5056
MV/LV Substation WA***797X |  | 20 kV | _ | LV | 400 kVA :Kiosk Substation | 0.4 | --> | 0.4 | 0 | 0 | Constrained, otherwise capacity available =319 kVA | --> | 0.38 | 0 | 0 | 0 | 0 | Constrained, otherwise capacity available =391 kW | --> | E13 ex BALTINGLASS | Baltinglass [T421,T422] | STRATFORD |  | 52.936 | -6.6941
MV/LV Substation HU***797Z |  | 20 kV | _ | LV | 200 kVA :Kiosk Substation | 0.2 | --> | 0.2 | 0 | 0 | Constrained, otherwise capacity available =197 kVA | --> | 0.19 | 0 | 0 | 0 | 0 | Constrained, otherwise capacity available =190 kW | --> | E17 ex BALTINGLASS | Baltinglass [T421,T422] | STRATFORD |  | 52.9059 | -6.6078
MV/LV Substation DO***799Z |  | 20 kV | _ | LV | 50 kVA :Pole Substation | 0.05 | --> | 0.05 | 0 | 0 | Constrained, otherwise capacity available =48 kVA | --> | 0.048 | 0 | 0 | 0 | 0 | Constrained, otherwise capacity available =48 kW | --> | E17 ex BALTINGLASS | Baltinglass [T421,T422] | STRATFORD |  | 52.9022 | -6.6039
MV/LV Substation BA***805Z |  | 20 kV | _ | LV | 50 kVA :Pole Substation | 0.05 | --> | 0.05 | 0 | 0 | Constrained, otherwise capacity available =50 kVA | --> | 0.048 | 0 | 0 | 0 | 0 | Constrained, otherwise capacity available =48 kW | --> | E19 ex SHILLELAGH | Shillelagh [T421,T422] | CARLOW |  | 52.6958 | -6.5451
MV/LV Substation AR***809 |  | 20 kV | _ | LV | 50 kVA :Pole Substation | 0.05 | --> | 0.05 | 0.045 | 0.43 |  | --> | 0.048 | 0 | 0.005 | 0 | 0 | Constrained, otherwise capacity available =44 kW | --> | E18 ex TULLOW | Tullow [T421,T422] | CARLOW |  | 52.868 | -6.4854
MV/LV Substation KI***810Y |  | 20 kV | _ | LV | 50 kVA :Pole Substation | 0.05 | --> | 0.05 | 0.048 | 0.43 |  | --> | 0.048 | 0 | 0 | 0 | 0 | Constrained, otherwise capacity available =48 kW | --> | E13 ex TULLOW | Tullow [T421,T422] | CARLOW |  | 52.8428 | -6.7782
MV/LV Substation LA***815Z |  | 20 kV | _ | LV | 400 kVA :Kiosk Substation | 0.4 | --> | 0.4 | 0.333 | 0.43 |  | --> | 0.38 | 0 | 0.015 | 0 | 0 | Constrained, otherwise capacity available =378 kW | --> | E13 ex TULLOW | Tullow [T421,T422] | CARLOW |  | 52.737 | -6.7686
MV/LV Substation GR***820X |  | 20 kV | _ | LV | 100 kVA :Pole Substation | 0.1 | --> | 0.1 | 0.1 | 0.43 |  | --> | 0.095 | 0 | 0 | 0 | 0 | Constrained, otherwise capacity available =95 kW | --> | E13 ex TULLOW | Tullow [T421,T422] | CARLOW |  | 52.8164 | -6.7972
MV/LV Substation O ***820Y |  | 20 kV | _ | LV | 100 kVA :Pole Substation | 0.1 | --> | 0.1 | 0.051 | 0.43 |  | --> | 0.095 | 0 | 0.005 | 0 | 0 | Constrained, otherwise capacity available =98 kW | --> | E18 ex TULLOW | Tullow [T421,T422] | CARLOW |  | 52.8721 | -6.4986
MV/LV Substation FA***820Z |  | 20 kV | _ | LV | 200 kVA :Kiosk Substation | 0.2 | --> | 0.2 | 0.181 | 0.43 |  | --> | 0.19 | 0 | 0 | 0 | 0 | Constrained, otherwise capacity available =192 kW | --> | E18 ex TULLOW | Tullow [T421,T422] | CARLOW |  | 52.8637 | -6.557
MV/LV Substation OA***825Z |  | 20 kV | _ | LV | 400 kVA :Kiosk Substation | 0.4 | --> | 0.4 | 0.314 | 0.43 |  | --> | 0.38 | 0 | 0.009 | 0 | 0 | Constrained, otherwise capacity available =385 kW | --> | E15 ex TULLOW | Tullow [T421,T422] | CARLOW |  | 52.8069 | -6.7337
MV/LV Substation KE***827 |  | 10 kV | _ | LV | 630 kVA :Building Structure | 0.63 | --> | 0.63 | 0.431 | 0.43 | Constrained, otherwise capacity available =624 kVA | --> | 0.598 | 0 | 0 | 0 | 0 | Constrained, otherwise capacity available =599 kW | --> | E18 ex TULLOW | Tullow [T421,T422] | CARLOW |  | 52.8667 | -6.56
MV/LV Substation BA***827X |  | 20 kV | _ | LV | 50 kVA :Pole Substation | 0.05 | --> | 0.05 | 0.041 | 0.43 |  | --> | 0.048 | 0 | 0.01 | 0 | 0 | Constrained, otherwise capacity available =41 kW | --> | E19 ex TULLOW | Tullow [T421,T422] | CARLOW |  | 52.8119 | -6.6252
MV/LV Substation BA***835Z |  | 20 kV | _ | LV | 100 kVA :Pole Substation | 0.1 | --> | 0.1 | 0.098 | 2.83 |  | --> | 0.095 | 0 | 0 | 0 | 0 | Constrained, otherwise capacity available =95 kW | --> | E18 ex BAGENALSTOWN | Bagenalstown [T421,T422] | CARLOW |  | 52.7055 | -6.9113
MV/LV Substation MO***837Z |  | 20 kV | _ | LV | 400 kVA :Kiosk Substation | 0.4 | --> | 0.4 | 0.392 | 0.43 |  | --> | 0.38 | 0 | 0.013 | 0 | 0 | Constrained, otherwise capacity available =372 kW | --> | E12 ex TULLOW | Tullow [T421,T422] | CARLOW |  | 52.7968 | -6.7293
MV/LV Substation BA***838Y |  | 20 kV | _ | LV | 400 kVA :Kiosk Substation | 0.4 | --> | 0.4 | 0 | 0 | Constrained, otherwise capacity available =270 kVA | --> | 0.38 | 0 | 0.085 | 0 | 0 | Constrained, otherwise capacity available =334 kW | --> | E20 ex BALTINGLASS | Baltinglass [T421,T422] | STRATFORD |  | 52.9411 | -6.7105
MV/LV Substation LU***842Z |  | 20 kV | _ | LV | 50 kVA :Pole Substation | 0.05 | --> | 0.05 | 0.05 | 2.83 |  | --> | 0.048 | 0 | 0 | 0 | 0 | Constrained, otherwise capacity available =48 kW | --> | E18 ex BAGENALSTOWN | Bagenalstown [T421,T422] | CARLOW |  | 52.7208 | -6.8516
MV/LV Substation KN***846X |  | 20 kV | _ | LV | 200 kVA :Pole Substation | 0.2 | --> | 0.2 | 0.154 | 2.83 |  | --> | 0.19 | 0 | 0 | 0 | 0 | Constrained, otherwise capacity available =196 kW | --> | E13 ex BAGENALSTOWN | Bagenalstown [T421,T422] | CARLOW |  | 52.702 | -6.759
MV/LV Substation IN***847Z |  | 20 kV | _ | LV | 400 kVA :Kiosk Substation | 0.4 | --> | 0.4 | 0.4 | 0.43 |  | --> | 0.38 | 0 | 0 | 0 | 0 | Constrained, otherwise capacity available =380 kW | --> | E15 ex TULLOW | Tullow [T421,T422] | CARLOW |  | 52.7969 | -6.7489
MV/LV Substation ST***849 |  | 20 kV | _ | LV | 200 kVA :Pole Substation | 0.2 | --> | 0.2 | 0 | 0 | Constrained, otherwise capacity available =140 kVA | --> | 0.19 | 0 | 0.137 | 0 | 0 | Constrained, otherwise capacity available =96 kW | --> | E17 ex BALTINGLASS | Baltinglass [T421,T422] | STRATFORD |  | 52.9026 | -6.5589
MV/LV Substation DE***849X |  | 20 kV | _ | LV | 50 kVA :Pole Substation | 0.05 | --> | 0.05 | 0 | 0 | Constrained, otherwise capacity available =48 kVA | --> | 0.048 | 0 | 0 | 0 | 0 | Constrained, otherwise capacity available =48 kW | --> | E12 ex BALTINGLASS | Baltinglass [T421,T422] | STRATFORD |  | 52.9393 | -6.6901
MV/LV Substation RU***851Y |  | 20 kV | _ | LV | 100 kVA :Pole Substation | 0.1 | --> | 0.1 | 0 | 0 | Constrained, otherwise capacity available =78 kVA | --> | 0.095 | 0 | 0.028 | 0 | 0 | Constrained, otherwise capacity available =77 kW | --> | E17 ex BALTINGLASS | Baltinglass [T421,T422] | STRATFORD |  | 52.9036 | -6.605
MV/LV Substation KI***853 |  | 20 kV | _ | LV | 50 kVA :Pole Substation | 0.05 | --> | 0.05 | 0 | 0 | Constrained, otherwise capacity available =40 kVA | --> | 0.048 | 0 | 0 | 0 | 0 | Constrained, otherwise capacity available =49 kW | --> | E17 ex BALTINGLASS | Baltinglass [T421,T422] | STRATFORD |  | 52.9087 | -6.5393
MV/LV Substation SP***853Y |  | 20 kV | _ | LV | 50 kVA :Pole Substation | 0.05 | --> | 0.05 | 0 | 0 | Constrained, otherwise capacity available =32 kVA | --> | 0.048 | 0 | 0.019 | 0 | 0 | Constrained, otherwise capacity available =36 kW | --> | E13 ex BALTINGLASS | Baltinglass [T421,T422] | STRATFORD |  | 52.9312 | -6.7112
MV/LV Substation BA***855X |  | 20 kV | _ | LV | 200 kVA :Pole Substation | 0.2 | --> | 0.2 | 0 | 0 | Constrained, otherwise capacity available =83 kVA | --> | 0.19 | 0 | 0.02 | 0 | 0 | Constrained, otherwise capacity available =190 kW | --> | E13 ex BALTINGLASS | Baltinglass [T421,T422] | STRATFORD |  | 52.9373 | -6.7012
MV/LV Substation BR***855Z |  | 20 kV | _ | LV | 200 kVA :Pole Substation | 0.2 | --> | 0.2 | 0.197 | 0.43 |  | --> | 0.19 | 0 | 0.05 | 0 | 0 | Constrained, otherwise capacity available =153 kW | --> | E13 ex TULLOW | Tullow [T421,T422] | CARLOW |  | 52.8074 | -6.7572
MV/LV Substation CR***857X |  | 20 kV | _ | LV | 200 kVA :Pole Substation | 0.2 | --> | 0.2 | 0 | 0 | Constrained, otherwise capacity available =185 kVA | --> | 0.19 | 0 | 0.03 | 0 | 0 | Constrained, otherwise capacity available =170 kW | --> | E17 ex BALTINGLASS | Baltinglass [T421,T422] | STRATFORD |  | 52.9001 | -6.5829
MV/LV Substation BO***862X |  | 20 kV | _ | LV | 100 kVA :Pole Substation | 0.1 | --> | 0.1 | 0 | 0 | Constrained, otherwise capacity available =77 kVA | --> | 0.095 | 0 | 0.005 | 0 | 0 | Constrained, otherwise capacity available =94 kW | --> | E17 ex BALTINGLASS | Baltinglass [T421,T422] | STRATFORD |  | 52.8864 | -6.7013
MV/LV Substation CR***864Y |  | 20 kV | _ | LV | 50 kVA :Pole Substation | 0.05 | --> | 0.05 | 0 | 0 | Constrained, otherwise capacity available =32 kVA | --> | 0.048 | 0 | 0 | 0 | 0 | Constrained, otherwise capacity available =50 kW | --> | E17 ex BALTINGLASS | Baltinglass [T421,T422] | STRATFORD |  | 52.9012 | -6.5842
MV/LV Substation RA***867 |  | 20 kV | _ | LV | 50 kVA :Pole Substation | 0.05 | --> | 0.05 | 0 | 0 | Constrained, otherwise capacity available =31 kVA | --> | 0.048 | 0 | 0.009 | 0 | 0 | Constrained, otherwise capacity available =43 kW | --> | E17 ex BALTINGLASS | Baltinglass [T421,T422] | STRATFORD |  | 52.9193 | -6.5465
MV/LV Substation KI***873 |  | 20 kV | _ | LV | 50 kVA :Pole Substation | 0.05 | --> | 0.05 | 0 | 0 | Constrained, otherwise capacity available =49 kVA | --> | 0.048 | 0 | 0 | 0 | 0 | Constrained, otherwise capacity available =48 kW | --> | E17 ex BALTINGLASS | Baltinglass [T421,T422] | STRATFORD |  | 52.8961 | -6.5066
MV/LV Substation KI***873Z |  | 20 kV | _ | LV | 50 kVA :Pole Substation | 0.05 | --> | 0.05 | 0.048 | 2.83 |  | --> | 0.048 | 0 | 0 | 0 | 0 | Constrained, otherwise capacity available =48 kW | --> | E13 ex BAGENALSTOWN | Bagenalstown [T421,T422] | CARLOW |  | 52.6964 | -6.9339
MV/LV Substation CO***875Y |  | 20 kV | _ | LV | 100 kVA :Pole Substation | 0.1 | --> | 0.1 | 0 | 0 | Constrained, otherwise capacity available =82 kVA | --> | 0.095 | 0 | 0.01 | 0 | 0 | Constrained, otherwise capacity available =90 kW | --> | E20 ex BALTINGLASS | Baltinglass [T421,T422] | STRATFORD |  | 52.979 | -6.8147
MV/LV Substation VI***876Z |  | 20 kV | _ | LV | 50 kVA :Pole Substation | 0.05 | --> | 0.05 | 0 | 0 | Constrained, otherwise capacity available =46 kVA | --> | 0.048 | 0 | 0 | 0 | 0 | Constrained, otherwise capacity available =48 kW | --> | E13 ex BALTINGLASS | Baltinglass [T421,T422] | STRATFORD |  | 52.9095 | -6.8481
MV/LV Substation KN***878X |  | 20 kV | _ | LV | 50 kVA :Pole Substation | 0.05 | --> | 0.05 | 0 | 0 | Constrained, otherwise capacity available =50 kVA | --> | 0.048 | 0 | 0 | 0 | 0 | Constrained, otherwise capacity available =48 kW | --> | E17 ex BALTINGLASS | Baltinglass [T421,T422] | STRATFORD |  | 52.8803 | -6.6851
MV/LV Substation LI***880Z |  | 20 kV | _ | LV | 50 kVA :Pole Substation | 0.05 | --> | 0.05 | 0 | 0 | Constrained, otherwise capacity available =50 kVA | --> | 0.048 | 0 | 0 | 0 | 0 | Constrained, otherwise capacity available =48 kW | --> | E17 ex BALTINGLASS | Baltinglass [T421,T422] | STRATFORD |  | 52.8518 | -6.6709
MV/LV Substation BA***885 |  | 20 kV | _ | LV | 50 kVA :Pole Substation | 0.05 | --> | 0.05 | 0 | 0 | Constrained, otherwise capacity available =37 kVA | --> | 0.048 | 0 | 0 | 0 | 0 | Constrained, otherwise capacity available =49 kW | --> | E17 ex BALTINGLASS | Baltinglass [T421,T422] | STRATFORD |  | 52.8746 | -6.5781
MV/LV Substation LI***885Z |  | 20 kV | _ | LV | 50 kVA :Pole Substation | 0.05 | --> | 0.05 | 0 | 0 | Constrained, otherwise capacity available =47 kVA | --> | 0.048 | 0 | 0.011 | 0 | 0 | Constrained, otherwise capacity available =40 kW | --> | E17 ex BALTINGLASS | Baltinglass [T421,T422] | STRATFORD |  | 52.8463 | -6.6699
MV/LV Substation SL***889Z |  | 20 kV | _ | LV | 400 kVA :Kiosk Substation | 0.4 | --> | 0.4 | 0.389 | 0.43 |  | --> | 0.38 | 0 | 0 | 0 | 0 | Constrained, otherwise capacity available =382 kW | --> | E13 ex TULLOW | Tullow [T421,T422] | CARLOW |  | 52.8394 | -6.7809
MV/LV Substation SH***894Z |  | 20 kV | _ | LV | 200 kVA :Pole Substation | 0.2 | --> | 0.2 | 0.195 | 2.83 |  | --> | 0.19 | 0 | 0 | 0 | 0 | Constrained, otherwise capacity available =191 kW | --> | E18 ex BAGENALSTOWN | Bagenalstown [T421,T422] | CARLOW |  | 52.7061 | -6.8058
MV/LV Substation ST***895X |  | 20 kV | _ | LV | 200 kVA :Pole Substation | 0.2 | --> | 0.2 | 0 | 0 | Constrained, otherwise capacity available =153 kVA | --> | 0.19 | 0 | 0.01 | 0 | 0 | Constrained, otherwise capacity available =189 kW | --> | E12 ex BALTINGLASS | Baltinglass [T421,T422] | STRATFORD |  | 52.9892 | -6.6747
MV/LV Substation TO***903Y |  | 20 kV | _ | LV | 50 kVA :Pole Substation | 0.05 | --> | 0.05 | 0 | 0 | Constrained, otherwise capacity available =27 kVA | --> | 0.048 | 0 | 0 | 0 | 0 | Constrained, otherwise capacity available =50 kW | --> | E19 ex SHILLELAGH | Shillelagh [T421,T422] | CARLOW |  | 52.7208 | -6.4957
MV/LV Substation TI***905 |  | 20 kV | _ | LV | 100 kVA :Pole Substation | 0.1 | --> | 0.1 | 0 | 0 | Constrained, otherwise capacity available =90 kVA | --> | 0.095 | 0 | 0 | 0 | 0 | Constrained, otherwise capacity available =96 kW | --> | E17 ex BALTINGLASS | Baltinglass [T421,T422] | STRATFORD |  | 52.89 | -6.619
MV/LV Substation KN***905Z |  | 20 kV | _ | LV | 50 kVA :Pole Substation | 0.05 | --> | 0.05 | 0.05 | 0.43 |  | --> | 0.048 | 0 | 0 | 0 | 0 | Constrained, otherwise capacity available =48 kW | --> | E19 ex TULLOW | Tullow [T421,T422] | CARLOW |  | 52.8002 | -6.6954
MV/LV Substation BA***908 |  | 20 kV | _ | LV | 100 kVA :Pole Substation | 0.1 | --> | 0.1 | 0 | 0 | Constrained, otherwise capacity available =73 kVA | --> | 0.095 | 0 | 0.04 | 0 | 0 | Constrained, otherwise capacity available =69 kW | --> | E17 ex BALTINGLASS | Baltinglass [T421,T422] | STRATFORD |  | 52.9002 | -6.6111
MV/LV Substation HI***911 |  | 20 kV | _ | LV | 50 kVA :Pole Substation | 0.05 | --> | 0.05 | 0 | 0 | Constrained, otherwise capacity available =49 kVA | --> | 0.048 | 0 | 0 | 0 | 0 | Constrained, otherwise capacity available =48 kW | --> | E17 ex BALTINGLASS | Baltinglass [T421,T422] | STRATFORD |  | 52.8999 | -6.5728
MV/LV Substation KI***912 |  | 20 kV | _ | LV | 200 kVA :Pole Substation | 0.2 | --> | 0.2 | 0 | 0 | Constrained, otherwise capacity available =185 kVA | --> | 0.19 | 0 | 0.02 | 0 | 0 | Constrained, otherwise capacity available =177 kW | --> | E17 ex BALTINGLASS | Baltinglass [T421,T422] | STRATFORD |  | 52.9047 | -6.5981
MV/LV Substation SE***918Y |  | 20 kV | _ | LV | 50 kVA :Pole Substation | 0.05 | --> | 0.05 | 0 | 0 | Constrained, otherwise capacity available =46 kVA | --> | 0.048 | 0 | 0 | 0 | 0 | Constrained, otherwise capacity available =48 kW | --> | E13 ex SHILLELAGH | Shillelagh [T421,T422] | CARLOW |  | 52.7537 | -6.5336
MV/LV Substation GR***918Z |  | 20 kV | _ | LV | 100 kVA :Pole Substation | 0.1 | --> | 0.1 | 0.084 | 2.83 |  | --> | 0.095 | 0 | 0 | 0 | 0 | Constrained, otherwise capacity available =97 kW | --> | E18 ex BAGENALSTOWN | Bagenalstown [T421,T422] | CARLOW |  | 52.7119 | -6.8462
MV/LV Substation KI***919 |  | 20 kV | _ | LV | 200 kVA :Kiosk Substation | 0.2 | --> | 0.2 | 0 | 0 | Constrained, otherwise capacity available =151 kVA | --> | 0.19 | 0 | 0.015 | 0 | 0 | Constrained, otherwise capacity available =185 kW | --> | E17 ex BALTINGLASS | Baltinglass [T421,T422] | STRATFORD |  | 52.9049 | -6.6065
MV/LV Substation HU***921 |  | 20 kV | _ | LV | 400 kVA :Kiosk Substation | 0.4 | --> | 0.4 | 0 | 0 | Constrained, otherwise capacity available =367 kVA | --> | 0.38 | 0 | 0 | 0 | 0 | Constrained, otherwise capacity available =384 kW | --> | E17 ex BALTINGLASS | Baltinglass [T421,T422] | STRATFORD |  | 52.9151 | -6.606
MV/LV Substation ST***921Y |  | 20 kV | _ | LV | 100 kVA :Pole Substation | 0.1 | --> | 0.1 | 0 | 0 |  | --> | 0.095 | 0 | 0.005 | 0 | 0 | Constrained, otherwise capacity available =106 kW | --> | E13 ex BALTINGLASS | Baltinglass [T421,T422] | STRATFORD |  | 52.9145 | -6.8341
MV/LV Substation KE***927X |  | 20 kV | _ | LV | 50 kVA :Pole Substation | 0.05 | --> | 0.05 | 0 | 0 | Constrained, otherwise capacity available =50 kVA | --> | 0.048 | 0 | 0 | 0 | 0 | Constrained, otherwise capacity available =48 kW | --> | E12 ex BALTINGLASS | Baltinglass [T421,T422] | STRATFORD |  | 52.9879 | -6.6098
MV/LV Substation RO***937X |  | 20 kV | _ | LV | 100 kVA :Pole Substation | 0.1 | --> | 0.1 | 0.045 | 0.43 |  | --> | 0.095 | 0 | 0 | 0 | 0 | Constrained, otherwise capacity available =102 kW | --> | E12 ex TULLOW | Tullow [T421,T422] | CARLOW |  | 52.7575 | -6.738
MV/LV Substation TO***952X |  | 20 kV | _ | LV | 100 kVA :Pole Substation | 0.1 | --> | 0.1 | 0.095 | 0.43 |  | --> | 0.095 | 0 | 0 | 0 | 0 | Constrained, otherwise capacity available =96 kW | --> | E18 ex TULLOW | Tullow [T421,T422] | CARLOW |  | 52.8342 | -6.6727
MV/LV Substation WH***955Y |  | 20 kV | _ | LV | 100 kVA :Pole Substation | 0.1 | --> | 0.1 | 0 | 0 | Constrained, otherwise capacity available =93 kVA | --> | 0.095 | 0 | 0 | 0 | 0 | Constrained, otherwise capacity available =96 kW | --> | E12 ex BALTINGLASS | Baltinglass [T421,T422] | STRATFORD |  | 52.9947 | -6.6472
MV/LV Substation GR***958Z |  | 20 kV | _ | LV | 50 kVA :Pole Substation | 0.05 | --> | 0.05 | 0.049 | 0.43 |  | --> | 0.048 | 0 | 0 | 0 | 0 | Constrained, otherwise capacity available =48 kW | --> | E18 ex TULLOW | Tullow [T421,T422] | CARLOW |  | 52.8207 | -6.7061
MV/LV Substation BA***961 |  | 20 kV | _ | LV | 50 kVA :Pole Substation | 0.05 | --> | 0.05 | 0 | 0 | Constrained, otherwise capacity available =41 kVA | --> | 0.048 | 0 | 0 | 0 | 0 | Constrained, otherwise capacity available =49 kW | --> | E17 ex BALTINGLASS | Baltinglass [T421,T422] | STRATFORD |  | 52.9342 | -6.6375
MV/LV Substation RA***961X |  | 20 kV | _ | LV | 200 kVA :Pole Substation | 0.2 | --> | 0.2 | 0 | 0 | Constrained, otherwise capacity available =192 kVA | --> | 0.19 | 0 | 0 | 0 | 0 | Constrained, otherwise capacity available =191 kW | --> | E13 ex BALTINGLASS | Baltinglass [T421,T422] | STRATFORD |  | 52.8587 | -6.7266
MV/LV Substation TU***963Z |  | 20 kV | _ | LV | 400 kVA :Building Structure | 0.4 | --> | 0.4 | 0.4 | 0.43 |  | --> | 0.38 | 0 | 0 | 0 | 0 | Constrained, otherwise capacity available =380 kW | --> | E18 ex TULLOW | Tullow [T421,T422] | CARLOW |  | 52.8464 | -6.7595
MV/LV Substation RA***965X |  | 20 kV | _ | LV | 50 kVA :Pole Substation | 0.05 | --> | 0.05 | 0.048 | 0.43 |  | --> | 0.048 | 0 | 0 | 0 | 0 | Constrained, otherwise capacity available =48 kW | --> | E19 ex TULLOW | Tullow [T421,T422] | CARLOW |  | 52.7981 | -6.6806
MV/LV Substation C ***967Z |  | 20 kV | _ | LV | 100 kVA :Pole Substation | 0.1 | --> | 0.1 | 0 | 0 | Constrained, otherwise capacity available =92 kVA | --> | 0.095 | 0 | 0.005 | 0 | 0 | Constrained, otherwise capacity available =92 kW | --> | E13 ex BALTINGLASS | Baltinglass [T421,T422] | STRATFORD |  | 52.9132 | -6.8432
MV/LV Substation HA***971X |  | 20 kV | _ | LV | 50 kVA :Pole Substation | 0.05 | --> | 0.05 | 0.047 | 0.43 |  | --> | 0.048 | 0 | 0 | 0 | 0 | Constrained, otherwise capacity available =48 kW | --> | E18 ex TULLOW | Tullow [T421,T422] | CARLOW |  | 52.8595 | -6.5535
MV/LV Substation BE***972X |  | 20 kV | _ | LV | 50 kVA :Pole Substation | 0.05 | --> | 0.05 | 0 | 0 | Constrained, otherwise capacity available =48 kVA | --> | 0.048 | 0 | 0 | 0 | 0 | Constrained, otherwise capacity available =48 kW | --> | E12 ex BALTINGLASS | Baltinglass [T421,T422] | STRATFORD |  | 53.0226 | -6.7107
MV/LV Substation BA***977 |  | 20 kV | _ | LV | 50 kVA :Pole Substation | 0.05 | --> | 0.05 | 0 | 0 | Constrained, otherwise capacity available =23 kVA | --> | 0.048 | 0 | 0.012 | 0 | 0 | Constrained, otherwise capacity available =42 kW | --> | E20 ex BALTINGLASS | Baltinglass [T421,T422] | STRATFORD |  | 52.9455 | -6.7065
MV/LV Substation LA***978 |  | 20 kV | _ | LV | 100 kVA :Pole Substation | 0.1 | --> | 0.1 | 0 | 0 | Constrained, otherwise capacity available =17 kVA | --> | 0.095 | 0 | 0 | 0 | 0 | Constrained, otherwise capacity available =106 kW | --> | E13 ex BALTINGLASS | Baltinglass [T421,T422] | STRATFORD |  | 52.9354 | -6.6952
MV/LV Substation WO***978Y |  | 20 kV | _ | LV | 400 kVA :Kiosk Substation | 0.4 | --> | 0.4 | 0.373 | 0.43 |  | --> | 0.38 | 0 | 0.021 | 0 | 0 | Constrained, otherwise capacity available =368 kW | --> | E12 ex TULLOW | Tullow [T421,T422] | CARLOW |  | 52.7953 | -6.7294
MV/LV Substation SR***979 |  | 20 kV | _ | LV | 50 kVA :Pole Substation | 0.05 | --> | 0.05 | 0 | 0 | Constrained, otherwise capacity available =28 kVA | --> | 0.048 | 0 | 0.003 | 0 | 0 | Constrained, otherwise capacity available =48 kW | --> | E12 ex BALTINGLASS | Baltinglass [T421,T422] | STRATFORD |  | 52.9505 | -6.7063
MV/LV Substation BA***980X |  | 20 kV | _ | LV | 100 kVA :Pole Substation | 0.1 | --> | 0.1 | 0.096 | 2.83 |  | --> | 0.095 | 0 | 0 | 0 | 0 | Constrained, otherwise capacity available =96 kW | --> | E13 ex BAGENALSTOWN | Bagenalstown [T421,T422] | CARLOW |  | 52.7112 | -6.7472
MV/LV Substation TU***985 |  | 20 kV | _ | LV | 50 kVA :Pole Substation | 0.05 | --> | 0.05 | 0 | 0 | Constrained, otherwise capacity available =37 kVA | --> | 0.048 | 0 | 0.006 | 0 | 0 | Constrained, otherwise capacity available =45 kW | --> | E12 ex BALTINGLASS | Baltinglass [T421,T422] | STRATFORD |  | 52.9654 | -6.6939
MV/LV Substation BA***987X |  | 20 kV | _ | LV | 200 kVA :Pole Substation | 0.2 | --> | 0.2 | 0 | 0 | Constrained, otherwise capacity available =159 kVA | --> | 0.19 | 0 | 0.01 | 0 | 0 | Constrained, otherwise capacity available =188 kW | --> | E17 ex BALTINGLASS | Baltinglass [T421,T422] | STRATFORD |  | 52.8846 | -6.699
MV/LV Substation SA***988 |  | 20 kV | _ | LV | 50 kVA :Pole Substation | 0.05 | --> | 0.05 | 0 | 0 | Constrained, otherwise capacity available =25 kVA | --> | 0.048 | 0 | 0.022 | 0 | 0 | Constrained, otherwise capacity available =34 kW | --> | E12 ex BALTINGLASS | Baltinglass [T421,T422] | STRATFORD |  | 52.9758 | -6.6943
MV/LV Substation DR***988X |  | 20 kV | _ | LV | 50 kVA :Pole Substation | 0.05 | --> | 0.05 | 0.04 | 2.83 |  | --> | 0.048 | 0 | 0.006 | 0 | 0 | Constrained, otherwise capacity available =44 kW | --> | E13 ex BAGENALSTOWN | Bagenalstown [T421,T422] | CARLOW |  | 52.6581 | -6.8414
MV/LV Substation RA***989 |  | 20 kV | _ | LV | 50 kVA :Pole Substation | 0.05 | --> | 0.05 | 0 | 0 | Constrained, otherwise capacity available =42 kVA | --> | 0.048 | 0 | 0 | 0 | 0 | Constrained, otherwise capacity available =49 kW | --> | E12 ex BALTINGLASS | Baltinglass [T421,T422] | STRATFORD |  | 52.9679 | -6.7096
MV/LV Substation CO***990X |  | 20 kV | _ | LV | 200 kVA :Building Structure | 0.2 | --> | 0.2 | 0 | 0 | Constrained, otherwise capacity available =137 kVA | --> | 0.19 | 0 | 0.08 | 0 | 0 | Constrained, otherwise capacity available =139 kW | --> | E12 ex BALTINGLASS | Baltinglass [T421,T422] | STRATFORD |  | 52.9769 | -6.5874
MV/LV Substation TH***990Y |  | 20 kV | _ | LV | 400 kVA :Kiosk Substation | 0.4 | --> | 0.4 | 0.325 | 0.43 |  | --> | 0.38 | 0 | 0.029 | 0 | 0 | Constrained, otherwise capacity available =369 kW | --> | E13 ex TULLOW | Tullow [T421,T422] | CARLOW |  | 52.7369 | -6.773
MV/LV Substation WO***992Y |  | 20 kV | _ | LV | 200 kVA :Kiosk Substation | 0.2 | --> | 0.2 | 0.16 | 0.43 |  | --> | 0.19 | 0 | 0.027 | 0 | 0 | Constrained, otherwise capacity available =175 kW | --> | E12 ex TULLOW | Tullow [T421,T422] | CARLOW |  | 52.7927 | -6.7264
MV/LV Substation ST***992Z |  | 20 kV | _ | LV | 50 kVA :Pole Substation | 0.05 | --> | 0.05 | 0 | 0 | Constrained, otherwise capacity available =50 kVA | --> | 0.048 | 0 | 0 | 0 | 0 | Constrained, otherwise capacity available =48 kW | --> | E12 ex BALTINGLASS | Baltinglass [T421,T422] | STRATFORD |  | 52.9869 | -6.6785
MV/LV Substation LA***995X |  | 20 kV | _ | LV | 100 kVA :Pole Substation | 0.1 | --> | 0.1 | 0 | 0 | Constrained, otherwise capacity available =90 kVA | --> | 0.095 | 0 | 0 | 0 | 0 | Constrained, otherwise capacity available =96 kW | --> | E17 ex BALTINGLASS | Baltinglass [T421,T422] | STRATFORD |  | 52.9316 | -6.6828
MV/LV Substation GR***999X |  | 20 kV | _ | LV | 50 kVA :Pole Substation | 0.05 | --> | 0.05 | 0 | 0 | Constrained, otherwise capacity available =34 kVA | --> | 0.048 | 0 | 0 | 0 | 0 | Constrained, otherwise capacity available =50 kW | --> | E12 ex BALTINGLASS | Baltinglass [T421,T422] | STRATFORD |  | 52.9984 | -6.7446
MV/LV Substation RA***001 |  | 10 kV | _ | LV | 200 kVA :Pole Substation | 0.2 | --> | 0.2 | 0.117 | 0.3 |  | --> | 0.19 | 0 | 0 | 0.201 | 0 |  | --> | C15 ex BANAGHER | Banagher [T41,T42] | DALLOW |  | 53.1925 | -7.9899
MV/LV Substation BA***002 |  | 10 kV | _ | LV | 400 kVA :Kiosk Substation | 0.4 | --> | 0.4 | 0.125 | 0.3 |  | --> | 0.38 | 0 | 0.008 | 0.41 | 0 |  | --> | C15 ex BANAGHER | Banagher [T41,T42] | DALLOW |  | 53.1901 | -7.9867
MV/LV Substation ST***003 |  | 10 kV | _ | LV | 200 kVA :Pole Substation | 0.2 | --> | 0.2 | 0.16 | 0.3 |  | --> | 0.19 | 0 | 0 | 0.196 | 0 |  | --> | C15 ex BANAGHER | Banagher [T41,T42] | DALLOW |  | 53.1868 | -7.9816
MV/LV Substation CL***111 |  | 20 kV | _ | LV | 200 kVA :Pole Substation | 0.2 | --> | 0.2 | 0.105 | 4.61 |  | --> | 0.19 | 0 | 0.006 | 0.198 | 0 |  | --> | E11 ex LUMCLOON | Lumcloon [T421,T422] | DALLOW |  | 53.2246 | -7.879
MV/LV Substation CL***121 |  | 10 kV | _ | LV | 630 kVA :Building Structure | 0.63 | --> | 0.63 | 0.5 | 4.61 |  | --> | 0.598 | 0 | 0 | 0.5 | 0 |  | --> | E11 ex LUMCLOON | Lumcloon [T421,T422] | DALLOW |  | 53.1827 | -7.8764
MV/LV Substation NO***138 |  | 10 kV | _ | LV | 400 kVA :Kiosk Substation | 0.4 | --> | 0.4 | 0.4 | 4.61 |  | --> | 0.38 | 0 | 0 | 0.38 | 0 |  | --> | E11 ex LUMCLOON | Lumcloon [T421,T422] | DALLOW |  | 53.1993 | -7.9258
MV/LV Substation SH***146 |  | 10 kV | _ | LV | 50 kVA :Pole Substation | 0.05 | --> | 0.05 | 0.028 | 4.61 |  | --> | 0.048 | 0 | 0.005 | 0.047 | 0 |  | --> | E11 ex LUMCLOON | Lumcloon [T421,T422] | DALLOW |  | 53.2212 | -7.9497
MV/LV Substation CL***168 |  | 20 kV | _ | LV | 50 kVA :Pole Substation | 0.05 | --> | 0.05 | 0.05 | 4.61 |  | --> | 0.048 | 0 | 0 | 0.048 | 0 |  | --> | E11 ex LUMCLOON | Lumcloon [T421,T422] | DALLOW |  | 53.226 | -7.8931
MV/LV Substation MO***232 |  | 20 kV | _ | LV | 50 kVA :Pole Substation | 0.05 | --> | 0.05 | 0.036 | 4.61 |  | --> | 0.048 | 0 | 0 | 0.049 | 0 |  | --> | E12 ex LUMCLOON | Lumcloon [T421,T422] | DALLOW |  | 53.2602 | -7.8631
MV/LV Substation BE***242 |  | 20 kV | _ | LV | 50 kVA :Pole Substation | 0.05 | --> | 0.05 | 0.037 | 4.61 |  | --> | 0.048 | 0 | 0.008 | 0.043 | 0 |  | --> | E12 ex LUMCLOON | Lumcloon [T421,T422] | DALLOW |  | 53.2468 | -7.8887
MV/LV Substation BA***243 |  | 20 kV | _ | LV | 50 kVA :Pole Substation | 0.05 | --> | 0.05 | 0.049 | 4.61 |  | --> | 0.048 | 0 | 0 | 0.048 | 0 |  | --> | E12 ex LUMCLOON | Lumcloon [T421,T422] | DALLOW |  | 53.25 | -7.8898
MV/LV Substation BE***247 |  | 20 kV | _ | LV | 200 kVA :Pole Substation | 0.2 | --> | 0.2 | 0.177 | 4.61 |  | --> | 0.19 | 0 | 0.005 | 0.189 | 0 |  | --> | E12 ex LUMCLOON | Lumcloon [T421,T422] | DALLOW |  | 53.2542 | -7.8958
MV/LV Substation BE***250 |  | 20 kV | _ | LV | 50 kVA :Pole Substation | 0.05 | --> | 0.05 | 0 | 4.61 |  | --> | 0.048 | 0 | 0.012 | 0.045 | 0 |  | --> | E12 ex LUMCLOON | Lumcloon [T421,T422] | DALLOW |  | 53.2559 | -7.8928
MV/LV Substation CL***277 |  | 20 kV | _ | LV | 200 kVA :Pole Substation | 0.2 | --> | 0.2 | 0.095 | 4.61 |  | --> | 0.19 | 0 | 0.046 | 0.17 | 0 |  | --> | E11 ex LUMCLOON | Lumcloon [T421,T422] | DALLOW |  | 53.2253 | -7.8817
MV/LV Substation GA***281 |  | 20 kV | _ | LV | 100 kVA :Pole Substation | 0.1 | --> | 0.1 | 0.072 | 4.61 |  | --> | 0.095 | 0 | 0 | 0.099 | 0 |  | --> | E12 ex LUMCLOON | Lumcloon [T421,T422] | DALLOW |  | 53.2648 | -7.8264
MV/LV Substation GA***283 |  | 20 kV | _ | LV | 100 kVA :Pole Substation | 0.1 | --> | 0.1 | 0.04 | 4.61 |  | --> | 0.095 | 0 | 0.009 | 0.096 | 0 |  | --> | E12 ex LUMCLOON | Lumcloon [T421,T422] | DALLOW |  | 53.2669 | -7.8315
MV/LV Substation CH***296 |  | 20 kV | _ | LV | 200 kVA :Pole Substation | 0.2 | --> | 0.2 | 0.124 | 4.61 |  | --> | 0.19 | 0 | 0.01 | 0.193 | 0 |  | --> | E12 ex LUMCLOON | Lumcloon [T421,T422] | DALLOW |  | 53.2703 | -7.8282
MV/LV Substation DE***298 |  | 20 kV | _ | LV | 100 kVA :Pole Substation | 0.1 | --> | 0.1 | 0.072 | 4.61 |  | --> | 0.095 | 0 | 0.013 | 0.089 | 0 |  | --> | E12 ex LUMCLOON | Lumcloon [T421,T422] | DALLOW |  | 53.2763 | -7.8291
MV/LV Substation AT***299 |  | 20 kV | _ | LV | 200 kVA :Pole Substation | 0.2 | --> | 0.2 | 0.142 | 4.61 |  | --> | 0.19 | 0 | 0.011 | 0.19 | 0 |  | --> | E12 ex LUMCLOON | Lumcloon [T421,T422] | DALLOW |  | 53.2752 | -7.8269
MV/LV Substation BA***300 |  | 20 kV | _ | LV | 50 kVA :Pole Substation | 0.05 | --> | 0.05 | 0.038 | 4.61 |  | --> | 0.048 | 0 | 0.008 | 0.043 | 0 |  | --> | E12 ex LUMCLOON | Lumcloon [T421,T422] | DALLOW |  | 53.2801 | -7.8237
MV/LV Substation BA***302 |  | 20 kV | _ | LV | 200 kVA :Pole Substation | 0.2 | --> | 0.2 | 0.158 | 4.61 |  | --> | 0.19 | 0 | 0 | 0.196 | 0 |  | --> | E12 ex LUMCLOON | Lumcloon [T421,T422] | DALLOW |  | 53.2715 | -7.8218
MV/LV Substation BA***303 |  | 20 kV | _ | LV | 50 kVA :Pole Substation | 0.05 | --> | 0.05 | 0.046 | 4.61 |  | --> | 0.048 | 0 | 0 | 0.048 | 0 |  | --> | E12 ex LUMCLOON | Lumcloon [T421,T422] | DALLOW |  | 53.2744 | -7.8175
MV/LV Substation S ***305 |  | 20 kV | _ | LV | 200 kVA :Pole Substation | 0.2 | --> | 0.2 | 0.125 | 4.61 |  | --> | 0.19 | 0 | 0 | 0.2 | 0 |  | --> | E12 ex LUMCLOON | Lumcloon [T421,T422] | DALLOW |  | 53.2719 | -7.8149
MV/LV Substation BO***367 |  | 20 kV | _ | LV | 100 kVA :Pole Substation | 0.1 | --> | 0.1 | 0.096 | 4.61 |  | --> | 0.095 | 0 | 0 | 0.096 | 0 |  | --> | E14 ex LUMCLOON | Lumcloon [T421,T422] | DALLOW |  | 53.2266 | -7.7331
MV/LV Substation BO***368 |  | 20 kV | _ | LV | 200 kVA :Kiosk Substation | 0.2 | --> | 0.2 | 0.159 | 4.61 |  | --> | 0.19 | 0 | 0 | 0.196 | 0 |  | --> | E14 ex LUMCLOON | Lumcloon [T421,T422] | DALLOW |  | 53.2271 | -7.7313
MV/LV Substation LE***379 |  | 20 kV | _ | LV | 50 kVA :Pole Substation | 0.05 | --> | 0.05 | 0.049 | 4.61 |  | --> | 0.048 | 0 | 0 | 0.048 | 0 |  | --> | E14 ex LUMCLOON | Lumcloon [T421,T422] | DALLOW |  | 53.2369 | -7.7156
MV/LV Substation B ***381 |  | 10 kV | _ | LV | 100 kVA :Pole Substation | 0.1 | --> | 0.1 | 0.1 | 4.61 |  | --> | 0.095 | 0 | 0 | 0.095 | 0 |  | --> | E11 ex LUMCLOON | Lumcloon [T421,T422] | DALLOW |  | 53.1829 | -7.8783
MV/LV Substation FE***386 |  | 20 kV | _ | LV | 200 kVA :Pole Substation | 0.2 | --> | 0.2 | 0.084 | 4.61 |  | --> | 0.19 | 0 | 0.009 | 0.199 | 0 |  | --> | E12 ex LUMCLOON | Lumcloon [T421,T422] | DALLOW |  | 53.2732 | -7.8296
MV/LV Substation PO***397 |  | 10 kV | _ | LV | 100 kVA :Pole Substation | 0.1 | --> | 0.1 | 0.069 | 0.3 |  | --> | 0.095 | 0 | 0 | 0.099 | 0 |  | --> | C15 ex BANAGHER | Banagher [T41,T42] | DALLOW |  | 53.1921 | -7.9882
MV/LV Substation GA***4008 |  | 20 kV | _ | LV | 200 kVA :Building Structure | 0.2 | --> | 0.2 | 0.154 | 4.61 |  | --> | 0.19 | 0 | 0 | 0.196 | 0 |  | --> | E12 ex LUMCLOON | Lumcloon [T421,T422] | DALLOW |  | 53.2692 | -7.8306
MV/LV Substation CO***4009 |  | 10 kV | _ | LV | 200 kVA :Building Structure | 0.2 | --> | 0.2 | 0.146 | 0.3 |  | --> | 0.19 | 0 | 0 | 0.197 | 0 |  | --> | C16 ex BANAGHER | Banagher [T41,T42] | DALLOW |  | 53.1873 | -7.9867
MV/LV Substation LI***4021 |  | 10 kV | _ | LV | 400 kVA :Building Structure | 0.4 | --> | 0.4 | 0.297 | 0.3 | Constrained, otherwise capacity available =356 kVA | --> | 0.38 | 0 | 0 | 0.386 | 0 |  | --> | C16 ex BANAGHER | Banagher [T41,T42] | DALLOW |  | 53.1903 | -7.9927
MV/LV Substation AS***4033 |  | 10 kV | _ | LV | 50 kVA :Pole Substation | 0.05 | --> | 0.05 | 0.043 | 0.3 |  | --> | 0.048 | 0 | 0 | 0.048 | 0 |  | --> | C18 ex BANAGHER | Banagher [T41,T42] | DALLOW |  | 53.1978 | -8.0186
MV/LV Substation CL***4040 |  | 10 kV | _ | LV | 50 kVA :Pole Substation | 0.05 | --> | 0.05 | 0.049 | 0.3 |  | --> | 0.048 | 0 | 0 | 0.048 | 0 |  | --> | C18 ex BANAGHER | Banagher [T41,T42] | DALLOW |  | 53.1678 | -7.93
MV/LV Substation MU***4065 |  | 10 kV | _ | LV | 50 kVA :Pole Substation | 0.05 | --> | 0.05 | 0.043 | 4.61 |  | --> | 0.048 | 0 | 0 | 0.048 | 0 |  | --> | E11 ex LUMCLOON | Lumcloon [T421,T422] | DALLOW |  | 53.197 | -7.9588
MV/LV Substation LE***4068 |  | 20 kV | _ | LV | 50 kVA :Pole Substation | 0.05 | --> | 0.05 | 0.041 | 4.61 |  | --> | 0.048 | 0 | 0.006 | 0.044 | 0 |  | --> | E14 ex LUMCLOON | Lumcloon [T421,T422] | DALLOW |  | 53.238 | -7.7106
MV/LV Substation SM***4085 |  | 20 kV | _ | LV | 50 kVA :Pole Substation | 0.05 | --> | 0.05 | 0.05 | 4.61 |  | --> | 0.048 | 0 | 0 | 0.048 | 0 |  | --> | E11 ex LUMCLOON | Lumcloon [T421,T422] | DALLOW |  | 53.2434 | -7.8714
MV/LV Substation FE***4091 |  | 20 kV | _ | LV | 50 kVA :Pole Substation | 0.05 | --> | 0.05 | 0.05 | 4.61 |  | --> | 0.048 | 0 | 0 | 0.048 | 0 |  | --> | E11 ex LUMCLOON | Lumcloon [T421,T422] | DALLOW |  | 53.2462 | -7.9439
MV/LV Substation CL***4097 |  | 20 kV | _ | LV | 50 kVA :Pole Substation | 0.05 | --> | 0.05 | 0.05 | 4.61 |  | --> | 0.048 | 0 | 0 | 0.048 | 0 |  | --> | E11 ex LUMCLOON | Lumcloon [T421,T422] | DALLOW |  | 53.264 | -7.9869
MV/LV Substation BA***4101 |  | 10 kV | _ | LV | 50 kVA :Pole Substation | 0.05 | --> | 0.05 | 0.045 | 0.3 |  | --> | 0.048 | 0 | 0 | 0.048 | 0 |  | --> | C18 ex BANAGHER | Banagher [T41,T42] | DALLOW |  | 53.1523 | -7.9479
MV/LV Substation SH***4105 |  | 10 kV | _ | LV | 630 kVA :Kiosk Substation | 0.63 | --> | 0.63 | 0.297 | 0.3 | Constrained, otherwise capacity available =630 kVA | --> | 0.598 | 0 | 0 | 0.5 | 0 |  | --> | C16 ex BANAGHER | Banagher [T41,T42] | DALLOW |  | 53.1843 | -7.9842
MV/LV Substation DE***4113 |  | 20 kV | _ | LV | 100 kVA :Pole Substation | 0.1 | --> | 0.1 | 0.095 | 4.61 |  | --> | 0.095 | 0 | 0 | 0.096 | 0 |  | --> | E11 ex LUMCLOON | Lumcloon [T421,T422] | DALLOW |  | 53.2177 | -7.835
MV/LV Substation KE***4115 |  | 20 kV | _ | LV | 100 kVA :Pole Substation | 0.1 | --> | 0.1 | 0.1 | 4.61 |  | --> | 0.095 | 0 | 0 | 0.095 | 0 |  | --> | E12 ex LUMCLOON | Lumcloon [T421,T422] | DALLOW |  | 53.2741 | -7.8089
MV/LV Substation BA***425 |  | 10 kV | _ | LV | 200 kVA :Pole Substation | 0.2 | --> | 0.2 | 0.193 | 0.3 |  | --> | 0.19 | 0 | 0 | 0.191 | 0 |  | --> | C16 ex BANAGHER | Banagher [T41,T42] | DALLOW |  | 53.1858 | -7.9926
MV/LV Substation SE***427 |  | 10 kV | _ | LV | 50 kVA :Pole Substation | 0.05 | --> | 0.05 | 0.048 | 0.3 |  | --> | 0.048 | 0 | 0 | 0.048 | 0 |  | --> | C16 ex BANAGHER | Banagher [T41,T42] | DALLOW |  | 53.1805 | -7.9755
MV/LV Substation BA***432 |  | 10 kV | _ | LV | 50 kVA :Pole Substation | 0.05 | --> | 0.05 | 0 | 0.3 |  | --> | 0.048 | 0 | 0.005 | 0.051 | 0 |  | --> | C15 ex BANAGHER | Banagher [T41,T42] | DALLOW |  | 53.1925 | -7.982
MV/LV Substation BA***435 |  | 10 kV | _ | LV | 200 kVA :Pole Substation | 0.2 | --> | 0.2 | 0.195 | 0.3 |  | --> | 0.19 | 0 | 0.008 | 0.185 | 0 |  | --> | C16 ex BANAGHER | Banagher [T41,T42] | DALLOW |  | 53.1877 | -7.9907
MV/LV Substation CU***437 |  | 10 kV | _ | LV | 200 kVA :Pole Substation | 0.2 | --> | 0.2 | 0.113 | 0.3 |  | --> | 0.19 | 0 | 0.026 | 0.182 | 0 |  | --> | C15 ex BANAGHER | Banagher [T41,T42] | DALLOW |  | 53.1883 | -7.9766
MV/LV Substation CO***441 |  | 10 kV | _ | LV | 50 kVA :Pole Substation | 0.05 | --> | 0.05 | 0.045 | 0.3 |  | --> | 0.048 | 0 | 0 | 0.048 | 0 |  | --> | C15 ex BANAGHER | Banagher [T41,T42] | DALLOW |  | 53.1891 | -7.9614
MV/LV Substation MA***486 |  | 20 kV | _ | LV | 50 kVA :Pole Substation | 0.05 | --> | 0.05 | 0.049 | 4.61 |  | --> | 0.048 | 0 | 0 | 0.048 | 0 |  | --> | E11 ex LUMCLOON | Lumcloon [T421,T422] | DALLOW |  | 53.2204 | -7.8856
MV/LV Substation TH***497 |  | 10 kV | _ | LV | 100 kVA :Pole Substation | 0.1 | --> | 0.1 | 0.071 | 0.3 |  | --> | 0.095 | 0 | 0.019 | 0.085 | 0 |  | --> | C15 ex BANAGHER | Banagher [T41,T42] | DALLOW |  | 53.184 | -7.9802
MV/LV Substation SH***509 |  | 10 kV | _ | LV | 100 kVA :Pole Substation | 0.1 | --> | 0.1 | 0.08 | 4.61 |  | --> | 0.095 | 0 | 0 | 0.098 | 0 |  | --> | E11 ex LUMCLOON | Lumcloon [T421,T422] | DALLOW |  | 53.2205 | -7.9559
MV/LV Substation BO***561 |  | 10 kV | _ | LV | 200 kVA :Pole Substation | 0.2 | --> | 0.2 | 0.168 | 0.3 |  | --> | 0.19 | 0 | 0 | 0.194 | 0 |  | --> | C18 ex BANAGHER | Banagher [T41,T42] | DALLOW |  | 53.173 | -7.9488
MV/LV Substation ID***574 |  | 10 kV | _ | LV | 200 kVA :Pole Substation | 0.2 | --> | 0.2 | 0.173 | 0.3 |  | --> | 0.19 | 0 | 0.005 | 0.19 | 0 |  | --> | C16 ex BANAGHER | Banagher [T41,T42] | DALLOW |  | 53.1875 | -7.9902
MV/LV Substation BA***583 |  | 10 kV | _ | LV | 50 kVA :Pole Substation | 0.05 | --> | 0.05 | 0.042 | 0.3 |  | --> | 0.048 | 0 | 0 | 0.049 | 0 |  | --> | C18 ex BANAGHER | Banagher [T41,T42] | DALLOW |  | 53.1769 | -7.9581
MV/LV Substation BA***596 |  | 10 kV | _ | LV | 630 kVA :Building Structure | 0.63 | --> | 0.63 | 0.297 | 0.3 | Constrained, otherwise capacity available =600 kVA | --> | 0.598 | 0 | 0 | 0.5 | 0 |  | --> | C16 ex BANAGHER | Banagher [T41,T42] | DALLOW |  | 53.1895 | -7.9888
MV/LV Substation S ***598 |  | 10 kV | _ | LV | 200 kVA :Pole Substation | 0.2 | --> | 0.2 | 0.192 | 0.3 |  | --> | 0.19 | 0 | 0.005 | 0.188 | 0 |  | --> | C16 ex BANAGHER | Banagher [T41,T42] | DALLOW |  | 53.1868 | -7.9891
MV/LV Substation CU***599 |  | 10 kV | _ | LV | 100 kVA :Pole Substation | 0.1 | --> | 0.1 | 0.083 | 0.3 |  | --> | 0.095 | 0 | 0.009 | 0.091 | 0 |  | --> | C15 ex BANAGHER | Banagher [T41,T42] | DALLOW |  | 53.1888 | -7.9836
MV/LV Substation ME***623 |  | 10 kV | _ | LV | 50 kVA :Pole Substation | 0.05 | --> | 0.05 | 0.05 | 0.3 |  | --> | 0.048 | 0 | 0 | 0.048 | 0 |  | --> | C18 ex BANAGHER | Banagher [T41,T42] | DALLOW |  | 53.1687 | -7.9393
MV/LV Substation FA***643 |  | 10 kV | _ | LV | 50 kVA :Pole Substation | 0.05 | --> | 0.05 | 0.049 | 2.39 |  | --> | 0.048 | 0 | 0 | 0.048 | 0 |  | --> | C18 ex SRAH | Srah [T41,T42] | THORNSBERRY |  | 53.2887 | -7.5929
MV/LV Substation SH***653 |  | 10 kV | _ | LV | 50 kVA :Pole Substation | 0.05 | --> | 0.05 | 0.034 | 4.61 |  | --> | 0.048 | 0 | 0 | 0.05 | 0 |  | --> | E11 ex LUMCLOON | Lumcloon [T421,T422] | DALLOW |  | 53.2193 | -7.9634
MV/LV Substation CR***666 |  | 20 kV | _ | LV | 50 kVA :Pole Substation | 0.05 | --> | 0.05 | 0 | 0 | Constrained, otherwise capacity available =40 kVA | --> | 0.048 | 0 | 0 | 0.049 | 0 |  | --> | E15 ex CREAGH | Creagh [T421,T422] | ATHLONE |  | 53.2733 | -7.9981
MV/LV Substation SH***667 |  | 20 kV | _ | LV | 200 kVA :Pole Substation | 0.2 | --> | 0.2 | 0 | 0 | Constrained, otherwise capacity available =195 kVA | --> | 0.19 | 0 | 0 | 0.191 | 0 |  | --> | E15 ex CREAGH | Creagh [T421,T422] | ATHLONE |  | 53.2766 | -8.0408
MV/LV Substation BA***670 |  | 20 kV | _ | LV | 50 kVA :Pole Substation | 0.05 | --> | 0.05 | 0.049 | 4.61 |  | --> | 0.048 | 0 | 0 | 0.048 | 0 |  | --> | E12 ex LUMCLOON | Lumcloon [T421,T422] | DALLOW |  | 53.2468 | -7.8925
MV/LV Substation LU***676 |  | 10 kV | _ | LV | 50 kVA :Pole Substation | 0.05 | --> | 0.05 | 0.041 | 0.3 |  | --> | 0.048 | 0 | 0 | 0.049 | 0 |  | --> | C16 ex BANAGHER | Banagher [T41,T42] | DALLOW |  | 53.1864 | -7.9926
MV/LV Substation TR***677 |  | 10 kV | _ | LV | 50 kVA :Pole Substation | 0.05 | --> | 0.05 | 0.033 | 0.3 |  | --> | 0.048 | 0 | 0 | 0.05 | 0 |  | --> | C16 ex BANAGHER | Banagher [T41,T42] | DALLOW |  | 53.1892 | -7.9991
MV/LV Substation WA***699 |  | 10 kV | _ | LV | 50 kVA :Pole Substation | 0.05 | --> | 0.05 | 0.046 | 4.61 |  | --> | 0.048 | 0 | 0 | 0.048 | 0 |  | --> | E11 ex LUMCLOON | Lumcloon [T421,T422] | DALLOW |  | 53.2243 | -7.9533
MV/LV Substation CL***713 |  | 10 kV | _ | LV | 200 kVA :Kiosk Substation | 0.2 | --> | 0.2 | 0.146 | 0.3 |  | --> | 0.19 | 0 | 0.017 | 0.185 | 0 |  | --> | C15 ex BANAGHER | Banagher [T41,T42] | DALLOW |  | 53.19 | -7.9808
MV/LV Substation BA***714 |  | 20 kV | _ | LV | 100 kVA :Pole Substation | 0.1 | --> | 0.1 | 0.084 | 4.61 |  | --> | 0.095 | 0 | 0.015 | 0.086 | 0 |  | --> | E12 ex LUMCLOON | Lumcloon [T421,T422] | DALLOW |  | 53.2783 | -7.8302
MV/LV Substation BA***723 |  | 10 kV | _ | LV | 200 kVA :Kiosk Substation | 0.2 | --> | 0.2 | 0.137 | 0.3 |  | --> | 0.19 | 0 | 0.006 | 0.194 | 0 |  | --> | C15 ex BANAGHER | Banagher [T41,T42] | DALLOW |  | 53.1845 | -7.9813
MV/LV Substation BA***727 |  | 20 kV | _ | LV | 200 kVA :Pole Substation | 0.2 | --> | 0.2 | 0.159 | 4.61 |  | --> | 0.19 | 0 | 0.017 | 0.183 | 0 |  | --> | E12 ex LUMCLOON | Lumcloon [T421,T422] | DALLOW |  | 53.2715 | -7.8334
MV/LV Substation CL***728 |  | 20 kV | _ | LV | 100 kVA :Pole Substation | 0.1 | --> | 0.1 | 0.096 | 4.61 |  | --> | 0.095 | 0 | 0 | 0.096 | 0 |  | --> | E11 ex LUMCLOON | Lumcloon [T421,T422] | DALLOW |  | 53.2252 | -7.8885
MV/LV Substation MI***742 |  | 20 kV | _ | LV | 100 kVA :Pole Substation | 0.1 | --> | 0.1 | 0.09 | 4.61 |  | --> | 0.095 | 0 | 0 | 0.096 | 0 |  | --> | E12 ex LUMCLOON | Lumcloon [T421,T422] | DALLOW |  | 53.2505 | -7.8917
MV/LV Substation GR***750 |  | 20 kV | _ | LV | 100 kVA :Pole Substation | 0.1 | --> | 0.1 | 0.088 | 4.61 |  | --> | 0.095 | 0 | 0 | 0.097 | 0 |  | --> | E11 ex LUMCLOON | Lumcloon [T421,T422] | DALLOW |  | 53.2214 | -7.8889
MV/LV Substation BI***756 |  | 10 kV | _ | LV | 200 kVA :Pole Substation | 0.2 | --> | 0.2 | 0.157 | 0.3 |  | --> | 0.19 | 0 | 0 | 0.196 | 0 |  | --> | C16 ex BANAGHER | Banagher [T41,T42] | DALLOW |  | 53.1817 | -7.9783
MV/LV Substation BO***783 |  | 20 kV | _ | LV | 50 kVA :Pole Substation | 0.05 | --> | 0.05 | 0.05 | 4.61 |  | --> | 0.048 | 0 | 0 | 0.048 | 0 |  | --> | E14 ex LUMCLOON | Lumcloon [T421,T422] | DALLOW |  | 53.2372 | -7.6886
MV/LV Substation LO***786 |  | 20 kV | _ | LV | 200 kVA :Kiosk Substation | 0.2 | --> | 0.2 | 0.195 | 4.61 |  | --> | 0.19 | 0 | 0 | 0.191 | 0 |  | --> | E12 ex LUMCLOON | Lumcloon [T421,T422] | DALLOW |  | 53.2734 | -7.8268
MV/LV Substation FE***798 |  | 20 kV | _ | LV | 200 kVA :Pole Substation | 0.2 | --> | 0.2 | 0.163 | 4.61 |  | --> | 0.19 | 0 | 0 | 0.195 | 0 |  | --> | E12 ex LUMCLOON | Lumcloon [T421,T422] | DALLOW |  | 53.2693 | -7.8366
MV/LV Substation LA***802 |  | 20 kV | _ | LV | 50 kVA :Pole Substation | 0.05 | --> | 0.05 | 0.041 | 4.61 |  | --> | 0.048 | 0 | 0.005 | 0.045 | 0 |  | --> | E11 ex LUMCLOON | Lumcloon [T421,T422] | DALLOW |  | 53.2236 | -7.8729
MV/LV Substation GA***816 |  | 10 kV | _ | LV | 100 kVA :Pole Substation | 0.1 | --> | 0.1 | 0.078 | 0.3 |  | --> | 0.095 | 0 | 0 | 0.098 | 0 |  | --> | C15 ex BANAGHER | Banagher [T41,T42] | DALLOW |  | 53.1856 | -7.9788
MV/LV Substation KY***821 |  | 10 kV | _ | LV | 100 kVA :Pole Substation | 0.1 | --> | 0.1 | 0.09 | 0.3 |  | --> | 0.095 | 0 | 0.005 | 0.093 | 0 |  | --> | C16 ex BANAGHER | Banagher [T41,T42] | DALLOW |  | 53.1849 | -7.9865
MV/LV Substation CL***822 |  | 20 kV | _ | LV | 200 kVA :Pole Substation | 0.2 | --> | 0.2 | 0.157 | 4.61 |  | --> | 0.19 | 0 | 0 | 0.196 | 0 |  | --> | E11 ex LUMCLOON | Lumcloon [T421,T422] | DALLOW |  | 53.2202 | -7.8876
MV/LV Substation LE***840 |  | 20 kV | _ | LV | 50 kVA :Pole Substation | 0.05 | --> | 0.05 | 0.05 | 4.61 |  | --> | 0.048 | 0 | 0 | 0.048 | 0 |  | --> | E14 ex LUMCLOON | Lumcloon [T421,T422] | DALLOW |  | 53.233 | -7.7342
MV/LV Substation RA***846 |  | 20 kV | _ | LV | 50 kVA :Pole Substation | 0.05 | --> | 0.05 | 0.041 | 4.61 |  | --> | 0.048 | 0 | 0 | 0.049 | 0 |  | --> | E12 ex LUMCLOON | Lumcloon [T421,T422] | DALLOW |  | 53.2483 | -7.8719
MV/LV Substation FE***847 |  | 20 kV | _ | LV | 630 kVA :Kiosk Substation | 0.63 | --> | 0.63 | 0.47 | 4.61 |  | --> | 0.598 | 0 | 0.06 | 0.5 | 0 |  | --> | E12 ex LUMCLOON | Lumcloon [T421,T422] | DALLOW |  | 53.2732 | -7.8123
MV/LV Substation AR***852 |  | 20 kV | _ | LV | 400 kVA :Kiosk Substation | 0.4 | --> | 0.4 | 0.376 | 4.61 |  | --> | 0.38 | 0 | 0 | 0.383 | 0 |  | --> | E12 ex LUMCLOON | Lumcloon [T421,T422] | DALLOW |  | 53.2778 | -7.8277
MV/LV Substation FE***856 |  | 20 kV | _ | LV | 630 kVA :Kiosk Substation | 0.63 | --> | 0.63 | 0.5 | 4.61 |  | --> | 0.598 | 0 | 0.05 | 0.5 | 0 |  | --> | E12 ex LUMCLOON | Lumcloon [T421,T422] | DALLOW |  | 53.275 | -7.8139
MV/LV Substation CU***859 |  | 10 kV | _ | LV | 400 kVA :Kiosk Substation | 0.4 | --> | 0.4 | 0.297 | 0.3 | Constrained, otherwise capacity available =361 kVA | --> | 0.38 | 0 | 0 | 0.385 | 0 |  | --> | C15 ex BANAGHER | Banagher [T41,T42] | DALLOW |  | 53.1877 | -7.9827
MV/LV Substation LE***870 |  | 20 kV | _ | LV | 200 kVA :Pole Substation | 0.2 | --> | 0.2 | 0.18 | 4.61 |  | --> | 0.19 | 0 | 0 | 0.193 | 0 |  | --> | E12 ex LUMCLOON | Lumcloon [T421,T422] | DALLOW |  | 53.2818 | -7.7789
MV/LV Substation GA***877 |  | 20 kV | _ | LV | 100 kVA :Pole Substation | 0.1 | --> | 0.1 | 0.091 | 4.61 |  | --> | 0.095 | 0 | 0.004 | 0.093 | 0 |  | --> | E12 ex LUMCLOON | Lumcloon [T421,T422] | DALLOW |  | 53.2641 | -7.8317
MV/LV Substation BA***894 |  | 20 kV | _ | LV | 100 kVA :Pole Substation | 0.1 | --> | 0.1 | 0.082 | 4.61 |  | --> | 0.095 | 0 | 0 | 0.097 | 0 |  | --> | E11 ex LUMCLOON | Lumcloon [T421,T422] | DALLOW |  | 53.222 | -7.8879
MV/LV Substation EU***004 |  | 10 kV | _ | LV | 400 kVA :Kiosk Substation | 0.4 | --> | 0.4 | 0 | 0 | Constrained, otherwise capacity available =325 kVA | --> | 0.38 | 0 | 0 | 0.39 | 0 |  | --> | C17 ex SANTRY | Santry [T41,T42] | FINGLAS |  | 53.4051 | -6.2421
MV/LV Substation AT***174 |  | 10 kV | _ | LV | 100 kVA :Pole Substation | 0.1 | --> | 0.1 | 0 | 0 | Constrained, otherwise capacity available =90 kVA | --> | 0.095 | 0 | 0 | 0.096 | 0 |  | --> | C20 ex BALLYGAR | Ballygar [T41,T42] | ATHLONE |  | 53.5701 | -8.2625
MV/LV Substation RA***4002 |  | 10 kV | _ | LV | 100 kVA :Pole Substation | 0.1 | --> | 0.1 | 0 | 0 | Constrained, otherwise capacity available =98 kVA | --> | 0.095 | 0 | 0 | 0.095 | 0 |  | --> | C20 ex BALLYGAR | Ballygar [T41,T42] | ATHLONE |  | 53.5326 | -8.1516
MV/LV Substation BA***4017 |  | 20 kV | _ | LV | 50 kVA :Pole Substation | 0.05 | --> | 0.05 | 0 | 0 | Constrained, otherwise capacity available =41 kVA | --> | 0.048 | 0 | 0 | 0.049 | 0 |  | --> | C17 ex BALLYGAR | Ballygar [T41,T42] | ATHLONE |  | 53.511 | -8.3912
MV/LV Substation CL***4062 |  | 10 kV | _ | LV | 50 kVA :Pole Substation | 0.05 | --> | 0.05 | 0 | 0 | Constrained, otherwise capacity available =42 kVA | --> | 0.048 | 0 | 0.006 | 0.044 | 0 |  | --> | C20 ex BALLYGAR | Ballygar [T41,T42] | ATHLONE |  | 53.5411 | -8.3076
MV/LV Substation M ***4065 |  | 10 kV | _ | LV | 50 kVA :Pole Substation | 0.05 | --> | 0.05 | 0 | 0 | Constrained, otherwise capacity available =50 kVA | --> | 0.048 | 0 | 0 | 0.048 | 0 |  | --> | C20 ex BALLYGAR | Ballygar [T41,T42] | ATHLONE |  | 53.5262 | -8.2847
MV/LV Substation WO***4096 |  | 20 kV | _ | LV | 50 kVA :Pole Substation | 0.05 | --> | 0.05 | 0 | 0 | Constrained, otherwise capacity available =50 kVA | --> | 0.048 | 0 | 0 | 0.048 | 0 |  | --> | C17 ex BALLYGAR | Ballygar [T41,T42] | ATHLONE |  | 53.5114 | -8.4328
MV/LV Substation KE***462 |  | 10 kV | _ | LV | 50 kVA :Pole Substation | 0.05 | --> | 0.05 | 0 | 0 | Constrained, otherwise capacity available =48 kVA | --> | 0.048 | 0 | 0 | 0.048 | 0 |  | --> | C20 ex BALLYGAR | Ballygar [T41,T42] | ATHLONE |  | 53.562 | -8.2459
MV/LV Substation CR***496 |  | 10 kV | _ | LV | 50 kVA :Pole Substation | 0.05 | --> | 0.05 | 0 | 0 | Constrained, otherwise capacity available =42 kVA | --> | 0.048 | 0 | 0 | 0.049 | 0 |  | --> | C17 ex BALLYGAR | Ballygar [T41,T42] | ATHLONE |  | 53.5229 | -8.3457
MV/LV Substation BA***496X |  | 10 kV | _ | LV | 200 kVA :Kiosk Substation | 0.2 | --> | 0.2 | 0 | 0 | Constrained, otherwise capacity available =46 kVA | --> | 0.19 | 0 | 0.062 | 0.164 | 0 |  | --> | C17 ex BALLYGAR | Ballygar [T41,T42] | ATHLONE |  | 53.5219 | -8.3228
MV/LV Substation BA***497X |  | 10 kV | _ | LV | 100 kVA :Pole Substation | 0.1 | --> | 0.1 | 0 | 0 | Constrained, otherwise capacity available =15 kVA | --> | 0.095 | 0 | 0.005 | 0.102 | 0 |  | --> | C17 ex BALLYGAR | Ballygar [T41,T42] | ATHLONE |  | 53.5216 | -8.3278
MV/LV Substation CL***498X |  | 10 kV | _ | LV | 50 kVA :Pole Substation | 0.05 | --> | 0.05 | 0 | 0 | Constrained, otherwise capacity available =49 kVA | --> | 0.048 | 0 | 0.006 | 0.043 | 0 |  | --> | C20 ex BALLYGAR | Ballygar [T41,T42] | ATHLONE |  | 53.5479 | -8.3021
MV/LV Substation CA***547X |  | 20 kV | _ | LV | 50 kVA :Pole Substation | 0.05 | --> | 0.05 | 0 | 0 | Constrained, otherwise capacity available =50 kVA | --> | 0.048 | 0 | 0 | 0.048 | 0 |  | --> | C17 ex BALLYGAR | Ballygar [T41,T42] | ATHLONE |  | 53.5154 | -8.3415
MV/LV Substation HI***555X |  | 10 kV | _ | LV | 100 kVA :Pole Substation | 0.1 | --> | 0.1 | 0 | 0 | Constrained, otherwise capacity available =86 kVA | --> | 0.095 | 0 | 0.002 | 0.096 | 0 |  | --> | C17 ex BALLYGAR | Ballygar [T41,T42] | ATHLONE |  | 53.5211 | -8.3298
MV/LV Substation AT***566X |  | 10 kV | _ | LV | 200 kVA :Pole Substation | 0.2 | --> | 0.2 | 0 | 0 | Constrained, otherwise capacity available =184 kVA | --> | 0.19 | 0 | 0 | 0.192 | 0 |  | --> | C20 ex BALLYGAR | Ballygar [T41,T42] | ATHLONE |  | 53.569 | -8.2502
MV/LV Substation FO***572X |  | 10 kV | _ | LV | 200 kVA :Kiosk Substation | 0.2 | --> | 0.2 | 0 | 0 | Constrained, otherwise capacity available =176 kVA | --> | 0.19 | 0 | 0.002 | 0.192 | 0 |  | --> | C20 ex BALLYGAR | Ballygar [T41,T42] | ATHLONE |  | 53.5257 | -8.3226
MV/LV Substation KE***574X |  | 10 kV | _ | LV | 50 kVA :Pole Substation | 0.05 | --> | 0.05 | 0 | 0 | Constrained, otherwise capacity available =48 kVA | --> | 0.048 | 0 | 0 | 0.048 | 0 |  | --> | C20 ex BALLYGAR | Ballygar [T41,T42] | ATHLONE |  | 53.5638 | -8.2466
MV/LV Substation TH***623X |  | 10 kV | _ | LV | 200 kVA :Kiosk Substation | 0.2 | --> | 0.2 | 0 | 0 | Constrained, otherwise capacity available =176 kVA | --> | 0.19 | 0 | 0.007 | 0.188 | 0 |  | --> | C20 ex BALLYGAR | Ballygar [T41,T42] | ATHLONE |  | 53.5669 | -8.2496
MV/LV Substation KI***653X |  | 20 kV | _ | LV | 200 kVA :Pole Substation | 0.2 | --> | 0.2 | 0 | 0 | Constrained, otherwise capacity available =196 kVA | --> | 0.19 | 0 | 0 | 0.191 | 0 |  | --> | C17 ex BALLYGAR | Ballygar [T41,T42] | ATHLONE |  | 53.4998 | -8.4007
MV/LV Substation CU***663X |  | 10 kV | _ | LV | 200 kVA :Kiosk Substation | 0.2 | --> | 0.2 | 0 | 0 | Constrained, otherwise capacity available =182 kVA | --> | 0.19 | 0 | 0 | 0.192 | 0 |  | --> | C20 ex BALLYGAR | Ballygar [T41,T42] | ATHLONE |  | 53.5223 | -8.3216
MV/LV Substation HA***683X |  | 10 kV | _ | LV | 200 kVA :Kiosk Substation | 0.2 | --> | 0.2 | 0 | 0 | Constrained, otherwise capacity available =176 kVA | --> | 0.19 | 0 | 0.006 | 0.189 | 0 |  | --> | C20 ex BALLYGAR | Ballygar [T41,T42] | ATHLONE |  | 53.5237 | -8.326
MV/LV Substation TY***689X |  | 20 kV | _ | LV | 50 kVA :Pole Substation | 0.05 | --> | 0.05 | 0 | 0 | Constrained, otherwise capacity available =50 kVA | --> | 0.048 | 0 | 0 | 0.048 | 0 |  | --> | C17 ex BALLYGAR | Ballygar [T41,T42] | ATHLONE |  | 53.4908 | -8.4479
MV/LV Substation TU***710X |  | 10 kV | _ | LV | 50 kVA :Pole Substation | 0.05 | --> | 0.05 | 0 | 0 | Constrained, otherwise capacity available =47 kVA | --> | 0.048 | 0 | 0 | 0.048 | 0 |  | --> | C20 ex BALLYGAR | Ballygar [T41,T42] | ATHLONE |  | 53.5237 | -8.3078
MV/LV Substation AT***878 |  | 10 kV | _ | LV | 400 kVA :Kiosk Substation | 0.4 | --> | 0.4 | 0 | 0 | Constrained, otherwise capacity available =265 kVA | --> | 0.38 | 0 | 0.005 | 0.394 | 0 |  | --> | C20 ex BALLYGAR | Ballygar [T41,T42] | ATHLONE |  | 53.567 | -8.2562
MV/LV Substation AT***879 |  | 10 kV | _ | LV | 100 kVA :Pole Substation | 0.1 | --> | 0.1 | 0 | 0 | Constrained, otherwise capacity available =66 kVA | --> | 0.095 | 0 | 0 | 0.1 | 0 |  | --> | C20 ex BALLYGAR | Ballygar [T41,T42] | ATHLONE |  | 53.5688 | -8.261
MV/LV Substation BA***933 |  | 10 kV | _ | LV | 50 kVA :Pole Substation | 0.05 | --> | 0.05 | 0 | 0 | Constrained, otherwise capacity available =40 kVA | --> | 0.048 | 0 | 0 | 0.049 | 0 |  | --> | C17 ex BALLYGAR | Ballygar [T41,T42] | ATHLONE |  | 53.5207 | -8.3392
MV/LV Substation CA***939 |  | 20 kV | _ | LV | 100 kVA :Pole Substation | 0.1 | --> | 0.1 | 0 | 0 | Constrained, otherwise capacity available =98 kVA | --> | 0.095 | 0 | 0 | 0.095 | 0 |  | --> | C17 ex BALLYGAR | Ballygar [T41,T42] | ATHLONE |  | 53.4986 | -8.4674
MV/LV Substation CL***949 |  | 10 kV | _ | LV | 50 kVA :Pole Substation | 0.05 | --> | 0.05 | 0 | 0 | Constrained, otherwise capacity available =47 kVA | --> | 0.048 | 0 | 0.006 | 0.044 | 0 |  | --> | C20 ex BALLYGAR | Ballygar [T41,T42] | ATHLONE |  | 53.5389 | -8.3017
MV/LV Substation FO***971 |  | 10 kV | _ | LV | 200 kVA :Pole Substation | 0.2 | --> | 0.2 | 0 | 0 | Constrained, otherwise capacity available =116 kVA | --> | 0.19 | 0 | 0 | 0.201 | 0 |  | --> | C20 ex BALLYGAR | Ballygar [T41,T42] | ATHLONE |  | 53.5211 | -8.2716
MV/LV Substation CL***978 |  | 10 kV | _ | LV | 50 kVA :Pole Substation | 0.05 | --> | 0.05 | 0 | 0 | Constrained, otherwise capacity available =46 kVA | --> | 0.048 | 0 | 0 | 0.048 | 0 |  | --> | C20 ex BALLYGAR | Ballygar [T41,T42] | ATHLONE |  | 53.5268 | -8.3698
MV/LV Substation BA***994 |  | 10 kV | _ | LV | 50 kVA :Pole Substation | 0.05 | --> | 0.05 | 0 | 0 | Constrained, otherwise capacity available =30 kVA | --> | 0.048 | 0 | 0 | 0.05 | 0 |  | --> | C20 ex BALLYGAR | Ballygar [T41,T42] | ATHLONE |  | 53.5259 | -8.3545
MV/LV Substation CA***013 |  | 10 kV | _ | LV | 200 kVA :Kiosk Substation | 0.2 | --> | 0.2 | 0 | 0 | Constrained, otherwise capacity available =61 kVA | --> | 0.19 | 0 | 0.095 | 0.138 | 0 |  | --> | C20 ex SUTTON | Sutton [T41,T42] | GRANGE (DR) |  | 53.3771 | -6.0555
MV/LV Substation HO***016 |  | 10 kV | _ | LV | 630 kVA :Kiosk Substation | 0.63 | --> | 0.63 | 0 | 0 | Constrained, otherwise capacity available =398 kVA | --> | 0.598 | 0 | 0.054 | 0.5 | 0 |  | --> | C11 ex SUTTON | Sutton [T41,T42] | GRANGE (DR) |  | 53.3901 | -6.1044
MV/LV Substation BA***017 |  | 10 kV | _ | LV | 400 kVA :Kiosk Substation | 0.4 | --> | 0.4 | 0 | 0 | Constrained, otherwise capacity available =257 kVA | --> | 0.38 | 0 | 0.052 | 0.36 | 0 |  | --> | C20 ex HOWTH JUNCTION | Howth Junction [T41,T42] | GRANGE (DR) |  | 53.3883 | -6.1418
MV/LV Substation KI***026 |  | 10 kV | _ | LV | 400 kVA :Building Structure | 0.4 | --> | 0.4 | 0 | 0 | Constrained, otherwise capacity available =294 kVA | --> | 0.38 | 0 | 0.021 | 0.379 | 0 |  | --> | C18 ex GRANGE (DR) | Grange (dr) [T41,T42] | GRANGE (DR) |  | 53.3904 | -6.1679
MV/LV Substation GR***030 |  | 10 kV | _ | LV | 200 kVA :Kiosk Substation | 0.2 | --> | 0.2 | 0 | 0 | Constrained, otherwise capacity available =189 kVA | --> | 0.19 | 0 | 0.005 | 0.188 | 0 |  | --> | C20 ex SUTTON | Sutton [T41,T42] | GRANGE (DR) |  | 53.3868 | -6.1035
MV/LV Substation SL***031 |  | 10 kV | _ | LV | 400 kVA :Kiosk Substation | 0.4 | --> | 0.4 | 0.24 | 5.82 |  | --> | 0.38 | 0 | 0.031 | 0.378 | 0 |  | --> | C11 ex COOLOCK | Coolock [T41,T42] | FINGLAS |  | 53.3956 | -6.1834
MV/LV Substation VE***032 |  | 10 kV | _ | LV | 400 kVA :Kiosk Substation | 0.4 | --> | 0.4 | 0 | 0 | Constrained, otherwise capacity available =305 kVA | --> | 0.38 | 0 | 0.04 | 0.363 | 0 |  | --> | C20 ex HOWTH JUNCTION | Howth Junction [T41,T42] | GRANGE (DR) |  | 53.389 | -6.1464
MV/LV Substation EL***033 |  | 10 kV | _ | LV | 400 kVA :Kiosk Substation | 0.4 | --> | 0.4 | 0.254 | 5.82 |  | --> | 0.38 | 0 | 0.064 | 0.352 | 0 |  | --> | C11 ex COOLOCK | Coolock [T41,T42] | FINGLAS |  | 53.3941 | -6.1816
MV/LV Substation RO***034 |  | 10 kV | _ | LV | 400 kVA :Building Structure | 0.4 | --> | 0.4 | 0 | 0 | Constrained, otherwise capacity available =312 kVA | --> | 0.38 | 0 | 0.003 | 0.39 | 0 |  | --> | C22 ex HOWTH JUNCTION | Howth Junction [T41,T42] | GRANGE (DR) |  | 53.386 | -6.1589
MV/LV Substation GE***048 |  | 10 kV | _ | LV | 400 kVA :Kiosk Substation | 0.4 | --> | 0.4 | 0 | 0 | Constrained, otherwise capacity available =165 kVA | --> | 0.38 | 0 | 0.071 | 0.358 | 0 |  | --> | C18 ex SUTTON | Sutton [T41,T42] | GRANGE (DR) |  | 53.397 | -6.1297
MV/LV Substation OF***049 |  | 10 kV | _ | LV | 400 kVA :Kiosk Substation | 0.4 | --> | 0.4 | 0 | 0 | Constrained, otherwise capacity available =324 kVA | --> | 0.38 | 0 | 0.024 | 0.372 | 0 |  | --> | C11 ex SUTTON | Sutton [T41,T42] | GRANGE (DR) |  | 53.3843 | -6.0923
MV/LV Substation BA***4001 |  | 10 kV | _ | LV | 400 kVA :Kiosk Substation | 0.4 | --> | 0.4 | 0 | 0 | Constrained, otherwise capacity available =353 kVA | --> | 0.38 | 0 | 0.019 | 0.372 | 0 |  | --> | C20 ex SUTTON | Sutton [T41,T42] | GRANGE (DR) |  | 53.3738 | -6.0642
MV/LV Substation GW***004X |  | 10 kV | _ | LV | 50 kVA :Pole Substation | 0.05 | --> | 0.05 | 0 | 0 | Constrained, otherwise capacity available =24 kVA | --> | 0.048 | 0 | 0 | 0 | 0 | Constrained, otherwise capacity available =51 kW | --> | C15 ex DUNGLOE | Dungloe [T41,T42] | ARDNAGAPPARY |  | 54.85 | -8.3153
MV/LV Substation MA***009X |  | 10 kV | _ | LV | 50 kVA :Pole Substation | 0.05 | --> | 0.05 | 0 | 0 | Constrained, otherwise capacity available =28 kVA | --> | 0.048 | 0 | 0.005 | 0 | 0 | Constrained, otherwise capacity available =47 kW | --> | C15 ex DUNGLOE | Dungloe [T41,T42] | ARDNAGAPPARY |  | 54.8564 | -8.308
MV/LV Substation DI***010X |  | 10 kV | _ | LV | 200 kVA :Pole Substation | 0.2 | --> | 0.2 | 0 | 0 | Constrained, otherwise capacity available =200 kVA | --> | 0.19 | 0 | 0 | 0 | 0 | Constrained, otherwise capacity available =190 kW | --> | C15 ex DUNGLOE | Dungloe [T41,T42] | ARDNAGAPPARY |  | 54.9411 | -8.3606
MV/LV Substation CO***045X |  | 10 kV | _ | LV | 200 kVA :Pole Substation | 0.2 | --> | 0.2 | 0 | 0 | Constrained, otherwise capacity available =152 kVA | --> | 0.19 | 0 | 0 | 0 | 0 | Constrained, otherwise capacity available =196 kW | --> | C18 ex DUNGLOE | Dungloe [T41,T42] | ARDNAGAPPARY |  | 54.956 | -8.3542
MV/LV Substation TO***105X |  | 10 kV | _ | LV | 630 kVA :Building Structure | 0.63 | --> | 0.63 | 0 | 0 | Constrained, otherwise capacity available =627 kVA | --> | 0.598 | 0 | 0 | 0 | 0 | Constrained, otherwise capacity available =599 kW | --> | C16 ex DUNGLOE | Dungloe [T41,T42] | ARDNAGAPPARY |  | 54.98 | -8.4398
MV/LV Substation BO***147X |  | 10 kV | _ | LV | 50 kVA :Pole Substation | 0.05 | --> | 0.05 | 0 | 0 | Constrained, otherwise capacity available =48 kVA | --> | 0.048 | 0 | 0 | 0 | 0 | Constrained, otherwise capacity available =48 kW | --> | C18 ex DUNGLOE | Dungloe [T41,T42] | ARDNAGAPPARY |  | 54.99 | -8.5005
MV/LV Substation ED***161X |  | 10 kV | _ | LV | 50 kVA :Pole Substation | 0.05 | --> | 0.05 | 0 | 0 | Constrained, otherwise capacity available =49 kVA | --> | 0.048 | 0 | 0.006 | 0 | 0 | Constrained, otherwise capacity available =43 kW | --> | C18 ex DUNGLOE | Dungloe [T41,T42] | ARDNAGAPPARY |  | 54.9828 | -8.4557
MV/LV Substation CH***225X |  | 10 kV | _ | LV | 200 kVA :Kiosk Substation | 0.2 | --> | 0.2 | 0 | 0 | Constrained, otherwise capacity available =179 kVA | --> | 0.19 | 0 | 0.01 | 0 | 0 | Constrained, otherwise capacity available =185 kW | --> | C16 ex DUNGLOE | Dungloe [T41,T42] | ARDNAGAPPARY |  | 54.9498 | -8.3551
MV/LV Substation GW***237X |  | 10 kV | _ | LV | 100 kVA :Pole Substation | 0.1 | --> | 0.1 | 0 | 0 | Constrained, otherwise capacity available =73 kVA | --> | 0.095 | 0 | 0 | 0 | 0 | Constrained, otherwise capacity available =99 kW | --> | C16 ex DUNGLOE | Dungloe [T41,T42] | ARDNAGAPPARY |  | 54.9562 | -8.3594
MV/LV Substation RO***239X |  | 10 kV | _ | LV | 100 kVA :Pole Substation | 0.1 | --> | 0.1 | 0 | 0 | Constrained, otherwise capacity available =74 kVA | --> | 0.095 | 0 | 0 | 0 | 0 | Constrained, otherwise capacity available =99 kW | --> | C18 ex DUNGLOE | Dungloe [T41,T42] | ARDNAGAPPARY |  | 54.984 | -8.4271
MV/LV Substation FA***255X |  | 10 kV | _ | LV | 50 kVA :Pole Substation | 0.05 | --> | 0.05 | 0 | 0 | Constrained, otherwise capacity available =46 kVA | --> | 0.048 | 0 | 0 | 0 | 0 | Constrained, otherwise capacity available =48 kW | --> | C18 ex DUNGLOE | Dungloe [T41,T42] | ARDNAGAPPARY |  | 54.9802 | -8.4955
MV/LV Substation ME***263X |  | 10 kV | _ | LV | 100 kVA :Pole Substation | 0.1 | --> | 0.1 | 0 | 0 | Constrained, otherwise capacity available =98 kVA | --> | 0.095 | 0 | 0 | 0 | 0 | Constrained, otherwise capacity available =95 kW | --> | C16 ex DUNGLOE | Dungloe [T41,T42] | ARDNAGAPPARY |  | 54.9562 | -8.3732
MV/LV Substation CO***270X |  | 10 kV | _ | LV | 400 kVA :Kiosk Substation | 0.4 | --> | 0.4 | 0 | 0 | Constrained, otherwise capacity available =212 kVA | --> | 0.38 | 0 | 0.005 | 0 | 0 | Constrained, otherwise capacity available =396 kW | --> | C16 ex DUNGLOE | Dungloe [T41,T42] | ARDNAGAPPARY |  | 54.9507 | -8.3506
MV/LV Substation FA***274X |  | 10 kV | _ | LV | 400 kVA :Building Structure | 0.4 | --> | 0.4 | 0 | 0 | Constrained, otherwise capacity available =368 kVA | --> | 0.38 | 0 | 0 | 0 | 0 | Constrained, otherwise capacity available =384 kW | --> | C16 ex DUNGLOE | Dungloe [T41,T42] | ARDNAGAPPARY |  | 54.9537 | -8.3614
MV/LV Substation TU***276X |  | 10 kV | _ | LV | 50 kVA :Pole Substation | 0.05 | --> | 0.05 | 0 | 0 | Constrained, otherwise capacity available =42 kVA | --> | 0.048 | 0 | 0 | 0 | 0 | Constrained, otherwise capacity available =48 kW | --> | C18 ex DUNGLOE | Dungloe [T41,T42] | ARDNAGAPPARY |  | 54.9978 | -8.446
MV/LV Substation SH***278X |  | 10 kV | _ | LV | 400 kVA :Kiosk Substation | 0.4 | --> | 0.4 | 0 | 0 | Constrained, otherwise capacity available =276 kVA | --> | 0.38 | 0 | 0 | 0 | 0 | Constrained, otherwise capacity available =396 kW | --> | C16 ex DUNGLOE | Dungloe [T41,T42] | ARDNAGAPPARY |  | 54.9523 | -8.3534
MV/LV Substation ME***285X |  | 10 kV | _ | LV | 50 kVA :Pole Substation | 0.05 | --> | 0.05 | 0 | 0 | Constrained, otherwise capacity available =40 kVA | --> | 0.048 | 0 | 0 | 0 | 0 | Constrained, otherwise capacity available =49 kW | --> | C16 ex DUNGLOE | Dungloe [T41,T42] | ARDNAGAPPARY |  | 54.9565 | -8.3773
MV/LV Substation GO***4032 |  | 10 kV | _ | LV | 400 kVA :Kiosk Substation | 0.4 | --> | 0.4 | 0 | 0 | Constrained, otherwise capacity available =349 kVA | --> | 0.38 | 0 | 0.04 | 0 | 0 | Constrained, otherwise capacity available =357 kW | --> | C16 ex DUNGLOE | Dungloe [T41,T42] | ARDNAGAPPARY |  | 54.9547 | -8.3612
MV/LV Substation ME***4049 |  | 10 kV | _ | LV | 100 kVA :Pole Substation | 0.1 | --> | 0.1 | 0 | 0 | Constrained, otherwise capacity available =79 kVA | --> | 0.095 | 0 | 0 | 0 | 0 | Constrained, otherwise capacity available =98 kW | --> | C16 ex DUNGLOE | Dungloe [T41,T42] | ARDNAGAPPARY |  | 54.9587 | -8.3769
MV/LV Substation BE***4069 |  | 10 kV | _ | LV | 50 kVA :Pole Substation | 0.05 | --> | 0.05 | 0.05 | 1.56 |  | --> | 0.048 | 0 | 0 | 0 | 0 | Constrained, otherwise capacity available =48 kW | --> | C13 ex DERRYBEG | Derrybeg [T41,T42] | ARDNAGAPPARY |  | 55.0058 | -8.396
MV/LV Substation DU***4086 |  | 10 kV | _ | LV | 630 kVA :Kiosk Substation | 0.63 | --> | 0.63 | 0 | 0 | Constrained, otherwise capacity available =630 kVA | --> | 0.598 | 0 | 0 | 0 | 0 | Constrained, otherwise capacity available =598 kW | --> | C15 ex DUNGLOE | Dungloe [T41,T42] | ARDNAGAPPARY |  | 54.9477 | -8.3483
MV/LV Substation MO***411 |  | 10 kV | _ | LV | 100 kVA :Pole Substation | 0.1 | --> | 0.1 | 0 | 0 | Constrained, otherwise capacity available =91 kVA | --> | 0.095 | 0 | 0 | 0 | 0 | Constrained, otherwise capacity available =96 kW | --> | C18 ex DUNGLOE | Dungloe [T41,T42] | ARDNAGAPPARY |  | 54.9573 | -8.3573
MV/LV Substation VE***445 |  | 10 kV | _ | LV | 100 kVA :Pole Substation | 0.1 | --> | 0.1 | 0 | 0 | Constrained, otherwise capacity available =93 kVA | --> | 0.095 | 0 | 0.005 | 0 | 0 | Constrained, otherwise capacity available =92 kW | --> | C18 ex DUNGLOE | Dungloe [T41,T42] | ARDNAGAPPARY |  | 54.9855 | -8.4942
MV/LV Substation AU***469 |  | 10 kV | _ | LV | 100 kVA :Pole Substation | 0.1 | --> | 0.1 | 0 | 0 | Constrained, otherwise capacity available =31 kVA | --> | 0.095 | 0 | 0.012 | 0 | 0 | Constrained, otherwise capacity available =95 kW | --> | C16 ex DUNGLOE | Dungloe [T41,T42] | ARDNAGAPPARY |  | 54.9541 | -8.3647
MV/LV Substation TA***471 |  | 10 kV | _ | LV | 50 kVA :Pole Substation | 0.05 | --> | 0.05 | 0 | 0 | Constrained, otherwise capacity available =23 kVA | --> | 0.048 | 0 | 0 | 0 | 0 | Constrained, otherwise capacity available =51 kW | --> | C18 ex DUNGLOE | Dungloe [T41,T42] | ARDNAGAPPARY |  | 54.9564 | -8.3635
MV/LV Substation PE***472 |  | 10 kV | _ | LV | 50 kVA :Pole Substation | 0.05 | --> | 0.05 | 0 | 0 | Constrained, otherwise capacity available =42 kVA | --> | 0.048 | 0 | 0 | 0 | 0 | Constrained, otherwise capacity available =49 kW | --> | C18 ex DUNGLOE | Dungloe [T41,T42] | ARDNAGAPPARY |  | 54.9561 | -8.3566
MV/LV Substation LE***483 |  | 10 kV | _ | LV | 100 kVA :Pole Substation | 0.1 | --> | 0.1 | 0 | 0 | Constrained, otherwise capacity available =95 kVA | --> | 0.095 | 0 | 0 | 0 | 0 | Constrained, otherwise capacity available =96 kW | --> | C18 ex DUNGLOE | Dungloe [T41,T42] | ARDNAGAPPARY |  | 54.9905 | -8.5005
MV/LV Substation FI***485 |  | 10 kV | _ | LV | 400 kVA :Building Structure | 0.4 | --> | 0.4 | 0 | 0 | Constrained, otherwise capacity available =354 kVA | --> | 0.38 | 0 | 0 | 0 | 0 | Constrained, otherwise capacity available =386 kW | --> | C16 ex DUNGLOE | Dungloe [T41,T42] | ARDNAGAPPARY |  | 54.9817 | -8.4402
MV/LV Substation GO***486 |  | 10 kV | _ | LV | 100 kVA :Pole Substation | 0.1 | --> | 0.1 | 0 | 0 | Constrained, otherwise capacity available =68 kVA | --> | 0.095 | 0 | 0 | 0 | 0 | Constrained, otherwise capacity available =99 kW | --> | C18 ex DUNGLOE | Dungloe [T41,T42] | ARDNAGAPPARY |  | 54.9831 | -8.5081
MV/LV Substation R.***517 |  | 10 kV | _ | LV | 100 kVA :Pole Substation | 0.1 | --> | 0.1 | 0 | 0 | Constrained, otherwise capacity available =100 kVA | --> | 0.095 | 0 | 0 | 0 | 0 | Constrained, otherwise capacity available =95 kW | --> | C18 ex DUNGLOE | Dungloe [T41,T42] | ARDNAGAPPARY |  | 54.9974 | -8.4985
MV/LV Substation HO***524 |  | 10 kV | _ | LV | 100 kVA :Pole Substation | 0.1 | --> | 0.1 | 0 | 0 | Constrained, otherwise capacity available =95 kVA | --> | 0.095 | 0 | 0.003 | 0 | 0 | Constrained, otherwise capacity available =94 kW | --> | C18 ex DUNGLOE | Dungloe [T41,T42] | ARDNAGAPPARY |  | 54.9783 | -8.4972
MV/LV Substation BL***526 |  | 10 kV | _ | LV | 630 kVA :Kiosk Substation | 0.63 | --> | 0.63 | 0 | 0 | Constrained, otherwise capacity available =592 kVA | --> | 0.598 | 0 | 0 | 0 | 0 | Constrained, otherwise capacity available =604 kW | --> | C16 ex DUNGLOE | Dungloe [T41,T42] | ARDNAGAPPARY |  | 54.9793 | -8.4387
MV/LV Substation CA***531 |  | 10 kV | _ | LV | 200 kVA :Pole Substation | 0.2 | --> | 0.2 | 0 | 0 | Constrained, otherwise capacity available =200 kVA | --> | 0.19 | 0 | 0 | 0 | 0 | Constrained, otherwise capacity available =190 kW | --> | C16 ex DUNGLOE | Dungloe [T41,T42] | ARDNAGAPPARY |  | 54.9554 | -8.3769
MV/LV Substation TI***658 |  | 10 kV | _ | LV | 50 kVA :Pole Substation | 0.05 | --> | 0.05 | 0 | 0 | Constrained, otherwise capacity available =47 kVA | --> | 0.048 | 0 | 0 | 0 | 0 | Constrained, otherwise capacity available =48 kW | --> | C15 ex DUNGLOE | Dungloe [T41,T42] | ARDNAGAPPARY |  | 54.8525 | -8.3141
MV/LV Substation DU***687 |  | 10 kV | _ | LV | 200 kVA :Pole Substation | 0.2 | --> | 0.2 | 0 | 0 | Constrained, otherwise capacity available =146 kVA | --> | 0.19 | 0 | 0.04 | 0 | 0 | Constrained, otherwise capacity available =168 kW | --> | C16 ex DUNGLOE | Dungloe [T41,T42] | ARDNAGAPPARY |  | 54.9524 | -8.3572
MV/LV Substation HO***691 |  | 10 kV | _ | LV | 630 kVA :Kiosk Substation | 0.63 | --> | 0.63 | 0 | 0 | Constrained, otherwise capacity available =604 kVA | --> | 0.598 | 0 | 0 | 0 | 0 | Constrained, otherwise capacity available =602 kW | --> | C16 ex DUNGLOE | Dungloe [T41,T42] | ARDNAGAPPARY |  | 54.9526 | -8.3662
MV/LV Substation SC***695 |  | 10 kV | _ | LV | 630 kVA :Kiosk Substation | 0.63 | --> | 0.63 | 0 | 0 | Constrained, otherwise capacity available =579 kVA | --> | 0.598 | 0 | 0 | 0 | 0 | Constrained, otherwise capacity available =605 kW | --> | C16 ex DUNGLOE | Dungloe [T41,T42] | ARDNAGAPPARY |  | 54.98 | -8.4389
MV/LV Substation MI***706 |  | 10 kV | _ | LV | 400 kVA :Kiosk Substation | 0.4 | --> | 0.4 | 0 | 0 | Constrained, otherwise capacity available =288 kVA | --> | 0.38 | 0 | 0.014 | 0 | 0 | Constrained, otherwise capacity available =385 kW | --> | C16 ex DUNGLOE | Dungloe [T41,T42] | ARDNAGAPPARY |  | 54.9517 | -8.3622
MV/LV Substation MI***707 |  | 10 kV | _ | LV | 50 kVA :Pole Substation | 0.05 | --> | 0.05 | 0 | 0 | Constrained, otherwise capacity available =30 kVA | --> | 0.048 | 0 | 0.013 | 0 | 0 | Constrained, otherwise capacity available =40 kW | --> | C16 ex DUNGLOE | Dungloe [T41,T42] | ARDNAGAPPARY |  | 54.9532 | -8.3687
MV/LV Substation MA***712 |  | 10 kV | _ | LV | 1000 kVA :Kiosk Substation | 1 | --> | 1 | 0 | 0 | Constrained, otherwise capacity available =419 kVA | --> | 0.95 | 0 | 0.148 | 0 | 0 | Constrained, otherwise capacity available =913 kW | --> | C16 ex DUNGLOE | Dungloe [T41,T42] | ARDNAGAPPARY |  | 54.9493 | -8.3585
MV/LV Substation DO***713 |  | 10 kV | _ | LV | 400 kVA :Kiosk Substation | 0.4 | --> | 0.4 | 0 | 0 | Constrained, otherwise capacity available =316 kVA | --> | 0.38 | 0 | 0.032 | 0 | 0 | Constrained, otherwise capacity available =368 kW | --> | C16 ex DUNGLOE | Dungloe [T41,T42] | ARDNAGAPPARY |  | 54.9477 | -8.3552
MV/LV Substation MA***715 |  | 10 kV | _ | LV | 200 kVA :Pole Substation | 0.2 | --> | 0.2 | 0 | 0 | Constrained, otherwise capacity available =141 kVA | --> | 0.19 | 0 | 0.006 | 0 | 0 | Constrained, otherwise capacity available =193 kW | --> | C16 ex DUNGLOE | Dungloe [T41,T42] | ARDNAGAPPARY |  | 54.9467 | -8.3653
MV/LV Substation BU***734 |  | 10 kV | _ | LV | 200 kVA :Pole Substation | 0.2 | --> | 0.2 | 0 | 0 | Constrained, otherwise capacity available =180 kVA | --> | 0.19 | 0 | 0 | 0 | 0 | Constrained, otherwise capacity available =193 kW | --> | C16 ex DUNGLOE | Dungloe [T41,T42] | ARDNAGAPPARY |  | 54.9853 | -8.4375
MV/LV Substation IN***751 |  | 10 kV | _ | LV | 50 kVA :Pole Substation | 0.05 | --> | 0.05 | 0 | 0 | Constrained, otherwise capacity available =48 kVA | --> | 0.048 | 0 | 0 | 0 | 0 | Constrained, otherwise capacity available =48 kW | --> | C18 ex DUNGLOE | Dungloe [T41,T42] | ARDNAGAPPARY |  | 54.9838 | -8.4596
MV/LV Substation CL***754 |  | 10 kV | _ | LV | 100 kVA :Pole Substation | 0.1 | --> | 0.1 | 0 | 0 | Constrained, otherwise capacity available =93 kVA | --> | 0.095 | 0 | 0 | 0 | 0 | Constrained, otherwise capacity available =96 kW | --> | C18 ex DUNGLOE | Dungloe [T41,T42] | ARDNAGAPPARY |  | 54.9777 | -8.4944
MV/LV Substation AR***778 |  | 10 kV | _ | LV | 50 kVA :Pole Substation | 0.05 | --> | 0.05 | 0 | 0 | Constrained, otherwise capacity available =15 kVA | --> | 0.048 | 0 | 0.004 | 0 | 0 | Constrained, otherwise capacity available =49 kW | --> | C18 ex DUNGLOE | Dungloe [T41,T42] | ARDNAGAPPARY |  | 54.9891 | -8.4988
MV/LV Substation HA***784 |  | 10 kV | _ | LV | 50 kVA :Pole Substation | 0.05 | --> | 0.05 | 0 | 0 | Constrained, otherwise capacity available =39 kVA | --> | 0.048 | 0 | 0.01 | 0 | 0 | Constrained, otherwise capacity available =42 kW | --> | C18 ex DUNGLOE | Dungloe [T41,T42] | ARDNAGAPPARY |  | 54.9808 | -8.4986
MV/LV Substation DE***804 |  | 10 kV | _ | LV | 50 kVA :Pole Substation | 0.05 | --> | 0.05 | 0 | 0 | Constrained, otherwise capacity available =44 kVA | --> | 0.048 | 0 | 0 | 0 | 0 | Constrained, otherwise capacity available =48 kW | --> | C15 ex DUNGLOE | Dungloe [T41,T42] | ARDNAGAPPARY |  | 54.8882 | -8.3787
MV/LV Substation DR***810 |  | 10 kV | _ | LV | 50 kVA :Pole Substation | 0.05 | --> | 0.05 | 0 | 0 | Constrained, otherwise capacity available =42 kVA | --> | 0.048 | 0 | 0.02 | 0 | 0 | Constrained, otherwise capacity available =34 kW | --> | C15 ex DUNGLOE | Dungloe [T41,T42] | ARDNAGAPPARY |  | 54.8922 | -8.3359
MV/LV Substation WO***865 |  | 10 kV | _ | LV | 630 kVA :Building Structure | 0.63 | --> | 0.63 | 0 | 0 | Constrained, otherwise capacity available =630 kVA | --> | 0.598 | 0 | 0 | 0 | 0 | Constrained, otherwise capacity available =599 kW | --> | C15 ex DUNGLOE | Dungloe [T41,T42] | ARDNAGAPPARY |  | 54.8763 | -8.3103
MV/LV Substation ME***922 |  | 10 kV | _ | LV | 50 kVA :Pole Substation | 0.05 | --> | 0.05 | 0 | 0 | Constrained, otherwise capacity available =42 kVA | --> | 0.048 | 0 | 0 | 0 | 0 | Constrained, otherwise capacity available =48 kW | --> | C16 ex DUNGLOE | Dungloe [T41,T42] | ARDNAGAPPARY |  | 54.9561 | -8.3811
MV/LV Substation FI***936 |  | 10 kV | _ | LV | 630 kVA :Building Structure | 0.63 | --> | 0.63 | 0 | 0 | Constrained, otherwise capacity available =568 kVA | --> | 0.598 | 0 | 0 | 0 | 0 | Constrained, otherwise capacity available =607 kW | --> | C16 ex DUNGLOE | Dungloe [T41,T42] | ARDNAGAPPARY |  | 54.9569 | -8.3733